038529 | 3208 EAGLE AVE |  | Unknown, Non-Lead | Yes |  | 2017-03-24 |  | Unknown, Non-Lead | 1988 | Yes |  | 2017-03-24 |  | Non-lead
038530 | 3210 EAGLE AVE |  | Unknown, Non-Lead | Yes |  | 2024-09-20 |  | Unknown, Non-Lead | 1988 | Yes |  | 2024-09-20 |  | Non-lead
038531 | 3214 EAGLE AVE |  | Unknown, Non-Lead | Yes |  | 2021-12-27 |  | Unknown, Non-Lead | 1988 | Yes |  | 2021-12-27 |  | Non-lead
038532 | 3216 EAGLE AVE |  | Unknown, Non-Lead | Yes |  | 2024-09-19 |  | Unknown, Non-Lead | 1989 | Yes |  | 2024-09-19 |  | Non-lead
038533 | 3218 EAGLE AVE |  | Unknown, Non-Lead | Yes |  | 2018-12-17 |  | Unknown, Non-Lead | 1989 | Yes |  | 2018-12-17 |  | Non-lead
038534 | UNIT 512 12690 OVERSEAS HWY |  | Unknown, Non-Lead | Yes |  | 2018-07-09 |  | PVC | 1989 | Yes |  | 2018-07-09 |  | Non-lead
038535 | 29110 ORCHID LN |  | Polytube | Yes |  | 2023-01-10 |  | PVC | 1973 | Yes |  | 2023-01-10 |  | Non-lead
038536 | #111 12690 OVERSEAS HWY |  | Unknown, Non-Lead | No |  |  |  | Unknown, Non-Lead | 1989 | No |  |  |  | Non-lead
038537 | #113 12690 OVERSEAS HWY |  | Unknown, Non-Lead | Yes |  | 2024-09-16 |  | Unknown, Non-Lead | 1989 | Yes |  | 2024-09-16 |  | Non-lead
038538 | #110 12690 OVERSEAS HWY |  | Polytube | Yes |  | 2023-09-27 |  | PVC | 1989 | Yes |  | 2023-09-27 |  | Non-lead
038539 | #112 12690 OVERSEAS HWY |  | Unknown, Non-Lead | Yes |  | 2024-05-29 |  | Unknown, Non-Lead | 1989 | Yes |  | 2024-05-29 |  | Non-lead
038540 | #211 12690 OVERSEAS HWY |  | Polytube | Yes |  | 2022-11-22 |  | PVC | 1989 | Yes |  | 2022-11-22 |  | Non-lead
038541 | #213 12690 OVERSEAS HWY |  | Polytube | Yes |  | 2024-09-24 |  | PVC | 1989 | Yes |  | 2024-09-24 |  | Non-lead
038542 | UNIT 210 12690 OVERSEAS HWY |  | Polytube | Yes |  | 2022-06-15 |  | PVC | 1989 | Yes |  | 2022-06-15 |  | Non-lead
038543 | UNIT 212 12690 OVERSEAS HWY |  | Unknown, Non-Lead | No |  |  |  | Unknown, Non-Lead | 1989 | No |  |  |  | Non-lead
038544 | UNIT 410 12690 OVERSEAS HWY |  | Unknown, Non-Lead | No |  |  |  | Unknown, Non-Lead | 1989 | No |  |  |  | Non-lead
038545 | #412 12690 OVERSEAS HWY |  | Unknown, Non-Lead | No |  |  |  | Unknown, Non-Lead | 1989 | No |  |  |  | Non-lead
038546 | UNIT 413 12690 OVERSEAS HWY |  | Unknown, Non-Lead | No |  |  |  | Unknown, Non-Lead | 1989 | No |  |  |  | Non-lead
038547 | UNIT 411 12690 OVERSEAS HWY |  | Unknown, Non-Lead | Yes |  | 2021-10-06 |  | PVC | 1989 | Yes |  | 2021-10-06 |  | Non-lead
038548 | UNIT 313 12690 OVERSEAS HWY |  | Unknown, Non-Lead | No |  |  |  | Unknown, Non-Lead | 1989 | No |  |  |  | Non-lead
038549 | UNIT 311 12690 OVERSEAS HWY |  | Polytube | Yes |  | 2022-11-22 |  | PVC | 1989 | Yes |  | 2022-11-22 |  | Non-lead
038550 | #312 12690 OVERSEAS HWY |  | Unknown, Non-Lead | Yes |  | 2021-11-15 |  | Unknown, Non-Lead | 1989 | Yes |  | 2021-11-15 |  | Non-lead
038551 | #310 12690 OVERSEAS HWY |  | Unknown, Non-Lead | No |  |  |  | Unknown, Non-Lead | 1989 | No |  |  |  | Non-lead
038552 | UNIT 511 12690 OVERSEAS HWY |  | Unknown, Non-Lead | No |  |  |  | PVC | 1989 | No |  |  |  | Non-lead
038553 | UNIT 510 12690 OVERSEAS HWY |  | Unknown, Non-Lead | No |  |  |  | PVC | 1989 | No |  |  |  | Non-lead
038554 | #513 12690 OVERSEAS HWY |  | Polytube | Yes |  | 2022-11-22 |  | PVC | 1989 | Yes |  | 2022-11-22 |  | Non-lead
038555 | 112 VILLA BELLA DR |  | Unknown, Non-Lead | No |  |  |  | PVC | 1990 | No |  |  |  | Non-lead
038556 | 152 GIARDINO DR |  | Polytube | Yes |  | 2021-10-25 |  | PVC | 1989 | Yes |  | 2021-10-25 |  | Non-lead
038557 | 5 CALOOSA RD |  | Unknown, Non-Lead | Yes |  | 2020-09-22 |  | Unknown, Non-Lead | 1989 | Yes |  | 2020-09-22 |  | Non-lead
038558 | 1012 ADAMS DR |  | Unknown, Non-Lead | Yes |  | 2021-10-29 |  | Unknown, Non-Lead | 1989 | Yes |  | 2021-10-29 |  | Non-lead
038559 | 128 N INDIES DR |  | Unknown, Non-Lead | No |  |  |  | Unknown, Non-Lead | 1988 | No |  |  |  | Non-lead
038560 | 118 PRIMROSE LN |  | Unknown, Non-Lead | Yes |  | 2022-01-27 |  | PVC | 1995 | Yes |  | 2022-01-27 |  | Non-lead
038561 | 16656 HOLLY LN |  | Unknown, Non-Lead | Yes |  | 2020-01-10 |  | Unknown, Non-Lead | 1988 | Yes |  | 2020-01-10 |  | Non-lead
038562 | 29019 MAGNOLIA DR |  | Unknown, Non-Lead | Yes |  | 2021-09-27 |  | Unknown, Non-Lead | 1988 | Yes |  | 2021-09-27 |  | Non-lead
038563 | 29381 CYPRESS DR |  | Polytube | Yes |  | 2023-06-28 |  | PVC | 1976 | Yes |  | 2023-06-28 |  | Non-lead
038564 | 22910 PRIVATEER DR |  | Polytube | Yes |  | 2022-11-15 |  | PVC | 1988 | Yes |  | 2022-11-15 |  | Non-lead
038565 | 3714 PINE ST |  | Unknown, Non-Lead | Yes |  | 2017-05-15 |  | Unknown, Non-Lead | 1989 | Yes |  | 2017-05-15 |  | Non-lead
038567 | 165 S POINT DR |  | Unknown, Non-Lead | Yes |  | 2018-12-03 |  | PVC | 1988 | Yes |  | 2018-12-03 |  | Non-lead
038568 | 520 11TH ST |  | Copper | Yes |  | 2022-10-22 |  | PVC | 1986 | Yes |  | 2022-10-22 |  | Non-lead
038569 | 770 11TH ST |  | Polytube | Yes |  | 2023-09-22 |  | PVC | 1988 | Yes |  | 2023-09-22 |  | Non-lead
038570 | 531 10TH ST |  | Unknown, Non-Lead | Yes |  | 2020-12-23 |  | Unknown, Non-Lead | 1989 | Yes |  | 2020-12-23 |  | Non-lead
038571 | 565 95TH OCEAN ST |  | Polytube | Yes |  | 2023-01-25 |  | PVC | 1980 | Yes |  | 2023-01-25 |  | Non-lead
038572 | 342 LEMON STREET |  | Unknown, Non-Lead | Yes |  | 2019-12-16 |  | Unknown, Non-Lead | 1988 | Yes |  | 2019-12-16 |  | Non-lead
038573 | APT 3 1005 TRUMAN AVE |  | Polytube | Yes |  | 2024-10-04 |  | PVC | 1933 | Yes |  | 2024-10-04 |  | Non-lead
038574 | 30454 POINCIANA RD |  | Unknown, Non-Lead | Yes |  | 2024-04-12 |  | PVC | 1988 | Yes |  | 2024-04-12 |  | Non-lead
038575 | 30462 POINCIANA RD |  | Unknown, Non-Lead | Yes |  | 2021-12-09 |  | Unknown, Non-Lead | 1988 | Yes |  | 2021-12-09 |  | Non-lead
038576 | 680 LAFITTE RD |  | Unknown, Non-Lead | Yes |  | 2018-03-12 |  | PVC | 1988 | Yes |  | 2018-03-12 |  | Non-lead
038577 | 409 PATTISON DR |  | Unknown, Non-Lead | No |  |  |  | Polytube | 1989 | No |  |  |  | Non-lead
038578 | 30825 GRANADA AVE |  | Unknown, Non-Lead | Yes |  | 2024-06-21 |  | Unknown, Non-Lead | 1989 | Yes |  | 2024-06-21 |  | Non-lead
038579 | 31530 AVENUE D |  | Polytube | Yes |  | 2024-07-19 |  | PVC |  | Yes |  | 2024-07-19 |  | Non-lead
038580 | 31546 D AVE |  | Polytube | Yes |  | 2022-11-08 |  | PVC |  | Yes |  | 2022-11-08 |  | Non-lead
038581 | 22918 LONG BEN LN |  | Polytube | Yes |  | 2022-12-28 |  | PVC | 1978 | Yes |  | 2022-12-28 |  | Non-lead
038582 | 20 FLORAL AVE |  | Unknown, Non-Lead | Yes |  | 2022-10-11 |  | PVC | 1990 | Yes |  | 2022-10-11 |  | Non-lead
038583 | 20926 W 8TH AVE |  | Unknown, Non-Lead | Yes |  | 2019-02-28 |  | Unknown, Non-Lead | 1989 | Yes |  | 2019-02-28 |  | Non-lead
038584 | 38 CALLE UNO |  | Unknown, Non-Lead | Yes |  | 2024-08-28 |  | Unknown, Non-Lead | 1989 | Yes |  | 2024-08-28 |  | Non-lead
038585 | 37 CALLE UNO |  | Unknown, Non-Lead | Yes |  | 2021-10-22 |  | Unknown, Non-Lead | 1989 | Yes |  | 2021-10-22 |  | Non-lead
038586 | 735 BLACKBEARD RD |  | Unknown, Non-Lead | No |  |  |  | Unknown, Non-Lead | 1989 | No |  |  |  | Non-lead
038587 | 1663 FERN AVE |  | Unknown, Non-Lead | Yes |  | 2022-02-16 |  | Unknown, Non-Lead | 1988 | Yes |  | 2022-02-16 |  | Non-lead
038588 | 816 GULF DR |  | Polytube | Yes |  | 2023-04-25 |  | PVC | 1985 | Yes |  | 2023-04-25 |  | Non-lead
038589 | 123 W BRUCE CT |  | Unknown, Non-Lead | Yes |  | 2022-03-31 |  | PVC | 1989 | Yes |  | 2022-03-31 |  | Non-lead
038590 | 58346 OVERSEAS HWY |  | Polytube | Yes |  | 2024-07-08 |  | PVC | 1971 | Yes |  | 2024-07-08 |  | Non-lead
038591 | 58326 OVERSEAS HWY |  | Unknown, Non-Lead | Yes |  | 2017-03-10 |  | Unknown, Non-Lead | 1988 | Yes |  | 2017-03-10 |  | Non-lead
038592 | 11242 1ST GULF AVE |  | Polytube | Yes |  | 2023-12-05 |  | PVC | 1989 | Yes |  | 2023-12-05 |  | Non-lead
038593 | 513 AVENIDA PRMICERIA |  | Polytube | Yes |  | 2020-08-21 |  | PVC | 1989 | Yes |  | 2020-08-21 |  | Non-lead
038594 | UNIT R29 1075 DUVAL ST |  | PVC | Yes |  | 2022-09-26 |  | PVC | 1987 | Yes |  | 2022-09-26 |  | Non-lead
038595 | UNIT R30 1075 DUVAL ST |  | PVC | Yes |  | 2022-09-26 |  | PVC | 1987 | Yes |  | 2022-09-26 |  | Non-lead
038596 | 20965 W 9TH AVE |  | Unknown, Non-Lead | Yes |  | 2023-08-28 |  | PVC | 1989 | Yes |  | 2023-08-28 |  | Non-lead
038597 | 273 VENETIAN WAY |  | Polytube | Yes |  | 2022-07-11 |  | PVC | 1983 | Yes |  | 2022-07-11 |  | Non-lead
038598 | 103 N CORAL LANE |  | Unknown, Non-Lead | No |  |  |  | Unknown, Non-Lead | 1989 | No |  |  |  | Non-lead
038599 | 101 N CORAL LANE |  | Unknown, Non-Lead | Yes |  | 2022-10-05 |  | Unknown, Non-Lead | 1989 | Yes |  | 2022-10-05 |  | Non-lead
038600 | 17115 HIBISCUS LN |  | Unknown, Non-Lead | Yes |  | 2019-06-27 |  | PVC | 1989 | Yes |  | 2019-06-27 |  | Non-lead
038601 | 108 FIRST TERR |  | Unknown, Non-Lead | Yes |  | 2017-07-14 |  | PVC | 1993 | Yes |  | 2017-07-14 |  | Non-lead
038602 | 15 CENTER LN |  | Polytube | Yes |  | 2023-05-04 |  | PVC | 1976 | Yes |  | 2023-05-04 |  | Non-lead
038603 | 246 TOLLGATE SHRES L BLVD |  | Unknown, Non-Lead | No |  |  |  | Unknown, Non-Lead | 1989 | No |  |  |  | Non-lead
038604 | B2 14 SUNRISE CAY DR |  | Unknown, Non-Lead | Yes |  | 2019-09-27 |  | PVC | 1999 | Yes |  | 2019-09-27 |  | Non-lead
038605 | 141 NAUTILUS DR |  | Unknown, Non-Lead | Yes |  | 2021-02-22 |  | Unknown, Non-Lead | 1990 | Yes |  | 2021-02-22 |  | Non-lead
038606 | 119 AVE G |  | Unknown, Non-Lead | Yes |  | 2024-05-06 |  | Unknown, Non-Lead | 1989 | Yes |  | 2024-05-06 |  | Non-lead
038607 | UNIT R21 1075 DUVAL ST |  | PVC | Yes |  | 2022-09-26 |  | PVC | 1987 | Yes |  | 2022-09-26 |  | Non-lead
038608 | UNIT R22 1075 DUVAL ST |  | PVC | Yes |  | 2022-09-26 |  | PVC | 1987 | Yes |  | 2022-09-26 |  | Non-lead
038609 | 1485 C AVE |  | Unknown, Non-Lead | Yes |  | 2023-09-20 |  | Unknown, Non-Lead | 1989 | Yes |  | 2023-09-20 |  | Non-lead
038610 | 17135 HIBISCUS LN |  | Unknown, Non-Lead | No |  |  |  | Unknown, Non-Lead | 1988 | No |  |  |  | Non-lead
038611 | 65 MARLIN AVE |  | Unknown, Non-Lead | Yes |  | 2021-01-28 |  | PVC | 1989 | Yes |  | 2021-01-28 |  | Non-lead
038612 | 237 GULFVIEW DR |  | Polytube | Yes |  | 2022-06-30 |  | PVC | 1962 | Yes |  | 2022-06-30 |  | Non-lead
038613 | 111 LONG KEY LAKE DR |  | Unknown, Non-Lead | Yes |  | 2021-11-02 |  | Unknown, Non-Lead | 1988 | Yes |  | 2021-11-02 |  | Non-lead
038614 | 186 ATLANTIC BLVD |  | Unknown, Non-Lead | Yes |  | 2019-02-15 |  | Unknown, Non-Lead | 1989 | Yes |  | 2019-02-15 |  | Non-lead
038615 | 1007 ADAMS DR |  | Unknown, Non-Lead | Yes |  | 2018-06-27 |  | PVC | 1989 | Yes |  | 2018-06-27 |  | Non-lead
038616 | UNIT R12 1075 DUVAL ST |  | PVC | Yes |  | 2022-09-26 |  | PVC | 1987 | Yes |  | 2022-09-26 |  | Non-lead
038617 | UNIT R14 1075 DUVAL ST |  | PVC | Yes |  | 2022-09-26 |  | PVC | 1987 | Yes |  | 2022-09-26 |  | Non-lead
038618 | UNIT R17 1075 DUVAL ST |  | PVC | Yes |  | 2022-09-26 |  | PVC | 1987 | Yes |  | 2022-09-26 |  | Non-lead
038619 | UNIT R24 1075 DUVAL ST |  | PVC | Yes |  | 2022-09-26 |  | PVC | 1987 | Yes |  | 2022-09-26 |  | Non-lead
038620 | UNIT R26 1075 DUVAL ST |  | PVC | Yes |  | 2022-09-26 |  | PVC | 1987 | Yes |  | 2022-09-26 |  | Non-lead
038621 | UNIT R27 1075 DUVAL ST |  | PVC | Yes |  | 2022-09-26 |  | PVC | 1987 | Yes |  | 2022-09-26 |  | Non-lead
038622 | 133 ZANE GREY CREEK DR |  | Polytube | Yes |  | 2022-06-27 |  | PVC | 1982 | Yes |  | 2022-06-27 |  | Non-lead
038623 | 323 SOMBRERO BEACH RD |  | Unknown, Non-Lead | Yes |  | 2023-12-20 |  | Unknown, Non-Lead | 1989 | Yes |  | 2023-12-20 |  | Non-lead
038624 | 321 S SOMBRERO BCH R RD |  | Unknown, Non-Lead | No |  |  |  | Unknown, Non-Lead | 1989 | No |  |  |  | Non-lead
038625 | 381 5TH ST |  | Unknown, Non-Lead | Yes |  | 2020-09-21 |  | Unknown, Non-Lead | 1999 | Yes |  | 2020-09-21 |  | Non-lead
038626 | 391 5TH ST |  | Unknown, Non-Lead | Yes |  | 2024-08-05 |  | Unknown, Non-Lead | 1999 | Yes |  | 2024-08-05 |  | Non-lead
038627 | 120 SUGARLOAF DR |  | Unknown, Non-Lead | Yes |  | 2019-06-03 |  | Unknown, Non-Lead | 1989 | Yes |  | 2019-06-03 |  | Non-lead
038628 | 670 DOUBLOON RD |  | Unknown, Non-Lead | Yes |  | 2017-05-16 |  | Unknown, Non-Lead | 1988 | Yes |  | 2017-05-16 |  | Non-lead
038629 | 30117 ANGELFISH RD |  | Polytube | Yes |  | 2022-06-27 |  | PVC | 1988 | Yes |  | 2022-06-27 |  | Non-lead
038630 | 680 STATE RD 4A |  | Unknown, Non-Lead | Yes |  | 2020-05-18 |  | Polytube | 1989 | Yes |  | 2020-05-18 |  | Non-lead
038631 | 663 BLACKBEARD RD |  | Unknown, Non-Lead | Yes |  | 2018-08-24 |  | PVC | 1988 | Yes |  | 2018-08-24 |  | Non-lead
038632 | 27448 ST VINCENT LN |  | Unknown, Non-Lead | No |  |  |  | Unknown, Non-Lead | 1989 | No |  |  |  | Non-lead
038633 | 17196 ALLAMANDA DR W |  | Unknown, Non-Lead | Yes |  | 2017-07-25 |  | PVC | 1989 | Yes |  | 2017-07-25 |  | Non-lead
038634 | 104 1ST TERR |  | Unknown, Non-Lead | Yes |  | 2021-12-08 |  | Unknown, Non-Lead | 1989 | Yes |  | 2021-12-08 |  | Non-lead
038635 | 106 LISBON CT |  | Polytube | Yes |  | 2023-01-12 |  | PVC | 1991 | Yes |  | 2023-01-12 |  | Non-lead
038636 | 140 ATLANTIC LN |  | Polytube | Yes |  | 2022-07-05 |  | PVC | 1958 | Yes |  | 2022-07-05 |  | Non-lead
038637 | 102 N COCONUT PALM BLVD |  | Unknown, Non-Lead | Yes |  | 2022-05-23 |  | Unknown, Non-Lead | 1989 | Yes |  | 2022-05-23 |  | Non-lead
038638 | 219 ANTIGUA RD |  | Polytube | Yes |  | 2022-07-20 |  | PVC | 1974 | Yes |  | 2022-07-20 |  | Non-lead
038639 | 123 MARINA AVE |  | Unknown, Non-Lead | No |  |  |  | Unknown, Non-Lead | 1989 | No |  |  |  | Non-lead
038640 | 114 AVENUE G |  | Unknown, Non-Lead | Yes |  | 2024-08-28 |  | Unknown, Non-Lead | 1989 | Yes |  | 2024-08-28 |  | Non-lead
038641 | 17159 AMBERJACK LN |  | Unknown, Non-Lead | Yes |  | 2024-08-28 |  | Unknown, Non-Lead | 1989 | Yes |  | 2024-08-28 |  | Non-lead
038642 | 376 BLACKBEARD RD |  | Unknown, Non-Lead | Yes |  | 2018-08-24 |  | Unknown, Non-Lead | 1996 | Yes |  | 2018-08-24 |  | Non-lead
038643 | 9799 OVERSEAS HWY |  | Unknown, Non-Lead | Yes |  | 2023-07-13 |  | PVC | 1990 | Yes |  | 2023-07-13 |  | Non-lead
038644 | 5 ATLANTIC AVE |  | Polytube | Yes |  | 2024-01-24 |  | PVC | 1989 | Yes |  | 2023-07-28 |  | Non-lead
038645 | 18 MANGROVE LN |  | Unknown, Non-Lead | Yes |  | 2021-04-06 |  | Unknown, Non-Lead | 1989 | Yes |  | 2021-04-06 |  | Non-lead
038646 | 15 BONITA AVE |  | Polytube | Yes |  | 2024-11-04 |  | PVC | 1989 | Yes |  | 2024-11-04 |  | Non-lead
038647 | 10 ATLANTIC AVE |  | Polytube | Yes |  | 2022-08-22 |  | PVC | 1989 | Yes |  | 2022-08-22 |  | Non-lead
038648 | 12 SUNRISE CAY DR |  | Unknown, Non-Lead | Yes |  | 2019-07-03 |  | PVC | 1989 | Yes |  | 2019-07-03 |  | Non-lead
038649 | 24 BLUE WATER DR |  | Polytube | Yes |  | 2022-07-07 |  | PVC | 1983 | Yes |  | 2022-07-07 |  | Non-lead
038650 | RSIDE 651 9TH |  | Polytube | Yes |  | 2022-10-22 |  | Polytube | 1971 | Yes |  | 2022-10-22 |  | Non-lead
038651 | 641 9TH St |  | Unknown, Non-Lead | No |  |  |  | PVC | 1989 | No |  |  |  | Non-lead
038652 | 115 N ANGLERS DR |  | Unknown, Non-Lead | Yes |  | 2023-07-28 |  | Unknown, Non-Lead | 1990 | Yes |  | 2023-07-28 |  | Non-lead
038653 | 117 N ANGLERS DR |  | Unknown, Non-Lead | Yes |  | 2024-04-17 |  | Unknown, Non-Lead | 1988 | Yes |  | 2024-04-17 |  | Non-lead
038654 | 1533 FERN AVE |  | Polytube | Yes |  | 2022-12-15 |  | PVC | 1987 | Yes |  | 2022-12-15 |  | Non-lead
038655 | 655 LA FITTE RD |  | Polytube | Yes |  | 2023-01-23 |  | PVC | 1987 | Yes |  | 2023-01-23 |  | Non-lead
038656 | 27452 MARTIN LANE ST |  | Unknown, Non-Lead | Yes |  | 2023-07-27 |  | Unknown, Non-Lead | 1989 | Yes |  | 2023-07-27 |  | Non-lead
038657 | 29138 GUAVA LANE |  | Polytube | Yes |  | 2022-11-18 |  | PVC | 1989 | Yes |  | 2022-11-18 |  | Non-lead
038658 | 1690 HELLENGA DR |  | Polytube | Yes |  | 2022-11-28 |  | PVC | 1986 | Yes |  | 2022-11-28 |  | Non-lead
038659 | 501 3RD ST |  | Unknown, Non-Lead | Yes |  | 2024-03-05 |  | Unknown, Non-Lead | 1989 | Yes |  | 2024-03-05 |  | Non-lead
038660 | 511 3RD ST |  | Unknown, Non-Lead | Yes |  | 2021-04-08 |  | Unknown, Non-Lead | 1989 | Yes |  | 2021-04-08 |  | Non-lead
038661 | 74 TINGLER LN |  | Unknown, Non-Lead | Yes |  | 2024-05-21 |  | Unknown, Non-Lead | 1990 | Yes |  | 2024-05-21 |  | Non-lead
038662 | 112 S INDIES Dr |  | Polytube | Yes |  | 2022-10-22 |  | PVC | 1987 | Yes |  | 2022-10-22 |  | Non-lead
038663 | 132 N INDIES DR |  | Unknown, Non-Lead | Yes |  | 2022-02-03 |  | Unknown, Non-Lead | 1990 | Yes |  | 2022-02-03 |  | Non-lead
038664 | 30021 KAPOK LN |  | Unknown, Non-Lead | Yes |  | 2019-01-10 |  | Unknown, Non-Lead | 1989 | Yes |  | 2019-01-10 |  | Non-lead
038665 | 2950 OVERSEAS HWY |  | Polytube | Yes |  | 2022-08-29 |  | PVC |  | Yes |  | 2022-08-29 |  | Non-lead
038666 | 106 BUTTONWOOD LN |  | Polytube | Yes |  | 2022-06-27 |  | PVC | 1964 | Yes |  | 2022-06-27 |  | Non-lead
038667 | 9818 LEEWARD BLDG B AVE |  | Copper | Yes |  | 2023-05-04 |  | Copper | 1981 | Yes |  | 2023-05-04 |  | Non-lead
038668 | 159 OCEAN SHORES DR |  | Unknown, Non-Lead | Yes |  | 2020-07-28 |  | PVC | 1995 | Yes |  | 2020-07-28 |  | Non-lead
038669 | 209 WILDWOOD CIR |  | Unknown, Non-Lead | Yes |  | 2019-02-15 |  | PVC | 1989 | Yes |  | 2019-02-15 |  | Non-lead
038670 | 1020 ADAMS DR |  | Polytube | Yes |  | 2025-05-27 |  | PVC | 1988 | Yes |  | 2023-09-21 |  | Non-lead
038671 | 28552 MARACAIBO RD |  | Polytube | Yes |  | 2022-09-26 |  | PVC | 1994 | Yes |  | 2022-09-26 |  | Non-lead
038672 | 30336 PRINCE RD |  | Unknown, Non-Lead | Yes |  | 2018-02-26 |  | PVC | 1989 | Yes |  | 2018-02-26 |  | Non-lead
038673 | 1625 VON PHISTER REAR ST |  | Unknown, Non-Lead | Yes |  | 2021-07-29 |  | Unknown, Non-Lead | 1995 | Yes |  | 2021-07-29 |  | Non-lead
038674 | 302 LEMON AVE |  | Unknown, Non-Lead | Yes |  | 2019-08-19 |  | PVC | 1988 | Yes |  | 2019-08-19 |  | Non-lead
038675 | 332 LEMON AVE |  | Unknown, Non-Lead | Yes |  | 2023-10-20 |  | Unknown, Non-Lead | 1989 | Yes |  | 2023-10-20 |  | Non-lead
038676 | 1525 52ND GULF ST |  | Unknown, Non-Lead | Yes |  | 2024-07-15 |  | Unknown, Non-Lead | 1989 | Yes |  | 2024-07-15 |  | Non-lead
038677 | 125 TORTUGA LN |  | Unknown, Non-Lead | Yes |  | 2019-09-30 |  | Unknown, Non-Lead | 1989 | Yes |  | 2019-09-30 |  | Non-lead
038678 | 1023 LOGGERHEAD LN |  | Polytube | Yes |  | 2023-03-21 |  | PVC | 1990 | Yes |  | 2023-03-21 |  | Non-lead
038679 | 29039 PALMETTO DR |  | Polytube | Yes |  | 2023-01-10 |  | PVC | 1974 | Yes |  | 2023-01-10 |  | Non-lead
038680 | 11 SUNRISE CAY DR |  | Unknown, Non-Lead | Yes |  | 2019-07-08 |  | Unknown, Non-Lead | 1990 | Yes |  | 2019-07-08 |  | Non-lead
038681 | 103 REDWING RD |  | Polytube | Yes |  | 2022-11-09 |  | PVC | 1972 | Yes |  | 2022-11-09 |  | Non-lead
038682 | 125 SAN MARCO DR |  | Unknown, Non-Lead | No |  |  |  | Unknown, Non-Lead | 1989 | No |  |  |  | Non-lead
038683 | 28 PARK RD |  | Polytube | Yes |  | 2022-06-23 |  | PVC | 1980 | Yes |  | 2022-06-23 |  | Non-lead
038684 | 90010 OVERSEAS HWY |  | Unknown, Non-Lead | Yes |  | 2024-09-16 |  | Unknown, Non-Lead | 1989 | Yes |  | 2024-09-16 |  | Non-lead
038685 | 17053 CORAL DR |  | Unknown, Non-Lead | Yes |  | 2019-02-04 |  | PVC | 2010 | Yes |  | 2019-02-04 |  | Non-lead
038686 | 1061 SUGARLOAF BLVD |  | Unknown, Non-Lead | Yes |  | 2024-06-12 |  | Unknown, Non-Lead | 1989 | Yes |  | 2024-06-12 |  | Non-lead
038687 | SUITE 1 29872 OVERSEAS HWY |  | Unknown, Non-Lead | Yes |  | 2023-10-18 |  | Unknown, Non-Lead | 1989 | Yes |  | 2023-10-18 |  | Non-lead
038688 | 29872 US 1 UNIT C DBA |  | Unknown, Non-Lead | Yes |  | 2023-10-18 |  | PVC | 1989 | Yes |  | 2023-10-18 |  | Non-lead
038689 | 29872 OVERSEAS HWY |  | Unknown, Non-Lead | Yes |  | 2019-03-06 |  | Unknown, Non-Lead | 1989 | Yes |  | 2019-03-06 |  | Non-lead
038690 | 267 CHARLEMAGNE BLVD |  | Unknown, Non-Lead | Yes |  | 2018-05-30 |  | PVC | 1989 | Yes |  | 2018-05-30 |  | Non-lead
038691 | 265 CHARLEMAGNE BLVD |  | Unknown, Non-Lead | No |  |  |  | Unknown, Non-Lead | 1989 | No |  |  |  | Non-lead
038692 | 17 LYCALOMA AVE |  | Unknown, Non-Lead | Yes |  | 2023-09-21 |  | PVC | 1989 | Yes |  | 2023-09-21 |  | Non-lead
038693 | 81 CENTRAL AVE |  | Unknown, Non-Lead | No |  |  |  | Unknown, Non-Lead | 1989 | No |  |  |  | Non-lead
038694 | 12 MERIDIAN AVE |  | Unknown, Non-Lead | Yes |  | 2020-04-08 |  | PVC | 1988 | Yes |  | 2020-04-08 |  | Non-lead
038695 | 27213 OLD STATE RD |  | Polytube | Yes |  | 2023-05-04 |  | PVC | 1984 | Yes |  | 2023-05-04 |  | Non-lead
038696 | 21 EMERALD DR |  | Unknown, Non-Lead | No |  |  |  | Unknown, Non-Lead | 2004 | No |  |  |  | Non-lead
038697 | 855 GULF DR |  | Unknown, Non-Lead | No |  |  |  | Unknown, Non-Lead | 1989 | No |  |  |  | Non-lead
038698 | 41 SAWYER DR |  | Unknown, Non-Lead | No |  |  |  | Unknown, Non-Lead | 1988 | No |  |  |  | Non-lead
038699 | 35 CANNON ROYAL DR |  | Polytube | Yes |  | 2023-10-23 |  | PVC | 1988 | Yes |  | 2023-10-23 |  | Non-lead
038700 | 19 MERIDIAN AVE |  | Unknown, Non-Lead | Yes |  | 2018-07-13 |  | Unknown, Non-Lead | 1988 | Yes |  | 2018-07-13 |  | Non-lead
038701 | 18 MERIDIAN AVE |  | Unknown, Non-Lead | No |  |  |  | Unknown, Non-Lead | 1988 | No |  |  |  | Non-lead
038702 | 16 MERIDIAN AVE |  | Unknown, Non-Lead | Yes |  | 2017-08-22 |  | Unknown, Non-Lead | 1988 | Yes |  | 2017-08-22 |  | Non-lead
038703 | 13 MERIDIAN AVE |  | Unknown, Non-Lead | No |  |  |  | Unknown, Non-Lead | 1988 | No |  |  |  | Non-lead
038704 | 2 PINE AVE |  | Polytube | Yes |  | 2022-05-27 |  | PVC | 1988 | Yes |  | 2022-05-27 |  | Non-lead
038705 | 6 PINE AVE |  | Unknown | Yes |  | 2022-07-20 |  | PVC | 1977 | Yes |  | 2022-07-20 |  | Lead Status Unknown
038706 | 4 PINE AVE |  | Unknown, Non-Lead | Yes |  | 2019-12-06 |  | Unknown, Non-Lead | 1988 | Yes |  | 2019-12-06 |  | Non-lead
038707 | 9 MERIDIAN AVE |  | Unknown, Non-Lead | Yes |  | 2021-11-15 |  | Unknown, Non-Lead | 1988 | Yes |  | 2021-11-15 |  | Non-lead
038708 | 101 OLEANDER DR |  | Unknown, Non-Lead | No |  |  |  | Unknown, Non-Lead | 1988 | No |  |  |  | Non-lead
038709 | 103 CARIBBEAN AVE |  | Unknown, Non-Lead | No |  |  |  | Polytube | 1989 | No |  |  |  | Non-lead
038710 | UNIT 5 82762 OVERSEAS Hwy |  | Unknown, Non-Lead | Yes |  | 2020-09-30 |  | Unknown, Non-Lead | 1988 | Yes |  | 2020-09-30 |  | Non-lead
038711 | 175 CUTLASS LN |  | Unknown, Non-Lead | No |  |  |  | Unknown, Non-Lead | 1989 | No |  |  |  | Non-lead
038712 | 29826 TROPICAL TRADER RD |  | Unknown, Non-Lead | Yes |  | 2022-10-24 |  | Unknown, Non-Lead | 1989 | Yes |  | 2022-10-24 |  | Non-lead
038713 | 17323 LA BRISA LN |  | Unknown, Non-Lead | No |  |  |  | Unknown, Non-Lead | 1989 | No |  |  |  | Non-lead
038714 | 20849 6TH WEST AVE |  | Polytube | Yes |  | 2022-10-18 |  | PVC | 1989 | Yes |  | 2022-10-18 |  | Non-lead
038715 | 1672 PANDOREA LN |  | Unknown, Non-Lead | No |  |  |  | Unknown, Non-Lead | 1989 | No |  |  |  | Non-lead
038716 | 660 CRUIKSHANK |  | Polytube | Yes |  | 2023-04-24 |  | PVC | 1973 | Yes |  | 2023-04-24 |  | Non-lead
038717 | 173 LORELANE PL |  | Unknown, Non-Lead | Yes |  | 2017-11-08 |  | Unknown, Non-Lead | 1989 | Yes |  | 2017-11-08 |  | Non-lead
038718 | 384 S AIRPORT DR |  | Polytube | Yes |  | 2024-07-24 |  | PVC | 1996 | Yes |  | 2024-07-24 |  | Non-lead
038719 | 424 LAGUNA AVE |  | Unknown, Non-Lead | Yes |  | 2021-06-02 |  | Unknown, Non-Lead | 1989 | Yes |  | 2021-06-02 |  | Non-lead
038720 | 110 SPOONBILL RD |  | Polytube | Yes |  | 2024-01-24 |  | PVC | 1989 | Yes |  | 2024-01-24 |  | Non-lead
038721 | 31 RAINBOW DR |  | Unknown, Non-Lead | Yes |  | 2024-04-10 |  | Unknown, Non-Lead | 1996 | Yes |  | 2024-04-10 |  | Non-lead
038722 | 1208 CACTUS ST |  | Polytube | Yes |  | 2023-02-01 |  | PVC | 1979 | Yes |  | 2023-02-01 |  | Non-lead
038723 | 36 S BOUNTY LANE |  | Unknown, Non-Lead | Yes |  | 2022-05-02 |  | Unknown, Non-Lead | 2019 | Yes |  | 2022-05-02 |  | Non-lead
038724 | 201 JEROME AVE |  | Unknown, Non-Lead | Yes |  | 2019-08-13 |  | Polytube | 1989 | Yes |  | 2019-08-13 |  | Non-lead
038725 | 3939 GORDON RD |  | Unknown, Non-Lead | Yes |  | 2023-09-20 |  | PVC | 1989 | Yes |  | 2023-09-20 |  | Non-lead
038726 | 335 SOMBRERO BCH RD |  | Unknown, Non-Lead | Yes |  | 2023-11-13 |  | Unknown, Non-Lead | 1989 | Yes |  | 2023-11-13 |  | Non-lead
038727 | 337 SOMBRERO BEACH RD |  | Polytube | Yes |  | 2022-10-11 |  | PVC | 1989 | Yes |  | 2022-10-11 |  | Non-lead
038728 | 329 SOMBRERO BEACH RD |  | Unknown, Non-Lead | Yes |  | 2024-02-20 |  | Unknown, Non-Lead | 1989 | Yes |  | 2024-02-20 |  | Non-lead
038729 | 331 SOMBRERO BEACH RD |  | Unknown, Non-Lead | No |  |  |  | Unknown, Non-Lead | 1990 | No |  |  |  | Non-lead
038730 | 307 GUAVA AVE |  | Unknown, Non-Lead | Yes |  | 2021-01-26 |  | Unknown, Non-Lead | 1989 | Yes |  | 2021-01-26 |  | Non-lead
038731 | 22812 LOOKDOWN LANE |  | Unknown, Non-Lead | Yes |  | 2019-03-31 |  | Unknown, Non-Lead | 1989 | Yes |  | 2019-03-31 |  | Non-lead
038732 | 317 GUAVA AVE |  | Unknown, Non-Lead | Yes |  | 2021-08-26 |  | PVC | 1989 | Yes |  | 2021-08-26 |  | Non-lead
038733 | 2797 SOMBRERO BLVD |  | Unknown, Non-Lead | Yes |  | 2020-11-18 |  | Unknown, Non-Lead | 2020 | Yes |  | 2020-11-18 |  | Non-lead
038734 | 1010 95TH OCEAN ST |  | Polytube | Yes |  | 2023-01-25 |  | PVC | 1980 | Yes |  | 2023-01-25 |  | Non-lead
038735 | RIGHT 313 N ANGLERS DR |  | Polytube | Yes |  | 2024-08-16 |  | PVC | 1987 | Yes |  | 2024-08-16 |  | Non-lead
038736 | 480 LES RHODES RD |  | Polytube | Yes |  | 2022-10-13 |  | PVC | 1985 | Yes |  | 2022-10-13 |  | Non-lead
038737 | 29157 POINSETTA LN |  | Unknown, Non-Lead | Yes |  | 2024-04-16 |  | Unknown, Non-Lead | 1989 | Yes |  | 2024-04-16 |  | Non-lead
038738 | NATHALIE RD |  | Polytube | Yes |  | 2024-02-26 |  | PVC | 1953 | Yes |  | 2024-02-26 |  | Non-lead
038739 | 29117 ORCHID LN |  | Unknown, Non-Lead | Yes |  | 2021-02-11 |  | Unknown, Non-Lead | 1989 | Yes |  | 2021-02-11 |  | Non-lead
038740 | 29125 POINSETTA LANE |  | Unknown, Non-Lead | No |  |  |  | Unknown, Non-Lead | 1989 | No |  |  |  | Non-lead
038741 | 213 SECOND ST |  | Polytube | Yes |  | 2022-10-17 |  | PVC | 1982 | Yes |  | 2022-10-17 |  | Non-lead
038742 | 180 CORAL AVE |  | Unknown, Non-Lead | No |  |  |  | Unknown, Non-Lead | 1989 | No |  |  |  | Non-lead
038743 | 168 CORRINE PL |  | Unknown, Non-Lead | Yes |  | 2022-02-22 |  | Unknown, Non-Lead | 1993 | Yes |  | 2022-02-22 |  | Non-lead
038744 | 195 LORELANE PL |  | Polytube | Yes |  | 2023-01-31 |  | PVC | 1987 | Yes |  | 2023-01-31 |  | Non-lead
038745 | 479 BAHIA AVE |  | Unknown, Non-Lead | Yes |  | 2019-05-30 |  | Unknown, Non-Lead | 1989 | Yes |  | 2019-05-30 |  | Non-lead
038746 | 316 D AVE |  | Unknown, Non-Lead | No |  |  |  | Unknown, Non-Lead | 1989 | No |  |  |  | Non-lead
038747 | 1561 NARCISSUS AVE |  | Polytube | Yes |  | 2022-10-24 |  | PVC | 1991 | Yes |  | 2022-10-24 |  | Non-lead
038748 | 30355 FALCON LN |  | Unknown, Non-Lead | Yes |  | 2023-09-14 |  | Unknown, Non-Lead | 1989 | Yes |  | 2023-09-14 |  | Non-lead
038749 | 3638 GULFSTREAM ST |  | Polytube | No |  |  |  | PVC | 1989 | No |  |  |  | Non-lead
038750 | L7 B6 19563 SEMINOLE ST |  | Unknown, Non-Lead | Yes |  | 2018-12-11 |  | PVC | 1989 | Yes |  | 2018-12-11 |  | Non-lead
038751 | 3912 MARY A RD |  | Unknown, Non-Lead | No |  |  |  | Unknown, Non-Lead | 1989 | No |  |  |  | Non-lead
038752 | 47 SUNRISE CAY DR |  | Unknown, Non-Lead | Yes |  | 2018-05-12 |  | Unknown, Non-Lead | 1989 | Yes |  | 2018-05-12 |  | Non-lead
038753 | 114 SPOONBILL RD |  | Unknown, Non-Lead | Yes |  | 2024-02-02 |  | Unknown, Non-Lead | 1989 | Yes |  | 2024-02-02 |  | Non-lead
038754 | 114 HARBOR DR |  | Unknown, Non-Lead | Yes |  | 2018-11-05 |  | Unknown, Non-Lead | 1989 | Yes |  | 2018-11-05 |  | Non-lead
038755 | ARBYS 101377 OVERSEAS HWY |  | Unknown, Non-Lead | Yes |  | 2017-06-28 |  | PVC | 1989 | Yes |  | 2017-06-28 |  | Non-lead
038756 | 155 TORTUGA LN |  | Unknown, Non-Lead | Yes |  | 2020-07-31 |  | Polytube | 1989 | Yes |  | 2020-07-31 |  | Non-lead
038757 | 20781 2ND WEST AVE |  | Unknown, Non-Lead | Yes |  | 2023-09-29 |  | Unknown, Non-Lead | 1989 | Yes |  | 2023-09-29 |  | Non-lead
038758 | 109 MARINA AVE |  | Unknown, Non-Lead | Yes |  | 2020-08-26 |  | Unknown, Non-Lead | 1992 | Yes |  | 2020-08-26 |  | Non-lead
038759 | 480 BAHIA AVE |  | Unknown, Non-Lead | Yes |  | 2019-09-30 |  | Unknown, Non-Lead | 1998 | Yes |  | 2019-09-30 |  | Non-lead
038760 | 9828 LEEWARD BLDG B AVE |  | Copper | Yes |  | 2023-05-04 |  | Copper | 1981 | Yes |  | 2023-05-04 |  | Non-lead
038761 | 9826 LEEWARD BLDG B AVE |  | Copper | Yes |  | 2023-05-04 |  | Copper | 1981 | Yes |  | 2023-05-04 |  | Non-lead
038762 | 20 SOUTH DR |  | Polytube | Yes |  | 2022-06-10 |  | PVC | 1990 | Yes |  | 2022-06-10 |  | Non-lead
038763 | 29251 COCONUT PALM DR |  | Unknown, Non-Lead | Yes |  | 2023-08-24 |  | Unknown, Non-Lead | 1989 | Yes |  | 2023-08-24 |  | Non-lead
038764 | 24 KEY HAVEN RD |  | Polytube | Yes |  | 2022-11-07 |  | PVC | 1974 | Yes |  | 2022-11-07 |  | Non-lead
038765 | 25083 PALM LANE |  | Unknown, Non-Lead | Yes |  | 2024-02-26 |  | Unknown, Non-Lead | 1992 | Yes |  | 2024-02-26 |  | Non-lead
038766 | 720 EMMA ST |  | Polytube | Yes |  | 2022-07-12 |  | PVC | 1933 | Yes |  | 2022-07-12 |  | Non-lead
038767 | 29452 INDEPENDENCE AVE |  | Unknown, Non-Lead | No |  |  |  | Unknown, Non-Lead | 1989 | No |  |  |  | Non-lead
038768 | 435 CROTON LANE |  | Unknown, Non-Lead | Yes |  | 2024-09-20 |  | Unknown, Non-Lead | 1989 | Yes |  | 2024-09-20 |  | Non-lead
038769 | 369 BAHIA AVE |  | Polytube | Yes |  | 2022-08-24 |  | PVC | 1989 | Yes |  | 2022-08-24 |  | Non-lead
038770 | 43 SILVER SPRINGS DR |  | Unknown, Non-Lead | Yes |  | 2020-10-28 |  | Unknown, Non-Lead | 1990 | Yes |  | 2020-10-28 |  | Non-lead
038771 | 20 BONITA AVE |  | Polytube | Yes |  | 2022-07-25 |  | PVC | 1974 | Yes |  | 2022-07-25 |  | Non-lead
038773 | LT 7 322 WOODS AVE |  | Unknown, Non-Lead | No |  |  |  | Unknown, Non-Lead | 1990 | No |  |  |  | Non-lead
038774 | 35 BOULDER DR |  | Polytube | Yes |  | 2023-08-25 |  | PVC | 1958 | Yes |  | 2023-08-25 |  | Non-lead
038775 | 30853 GRANADA AVE |  | Polytube | Yes |  | 2023-03-20 |  | PVC | 1988 | Yes |  | 2023-03-20 |  | Non-lead
038776 | 138 PLANTATION AVE |  | Unknown, Non-Lead | No |  |  |  | Unknown, Non-Lead | 1989 | No |  |  |  | Non-lead
038777 | 17 CALOOSA RD |  | Unknown, Non-Lead | No |  |  |  | Unknown, Non-Lead | 1999 | No |  |  |  | Non-lead
038778 | 132 DOVE AVE |  | Unknown, Non-Lead | Yes |  | 2023-10-11 |  | Unknown, Non-Lead | 1989 | Yes |  | 2023-10-11 |  | Non-lead
038779 | 105 LONG BEN DR |  | Polytube | Yes |  | 2024-05-30 |  | PVC | 1989 | Yes |  | 2024-05-30 |  | Non-lead
038780 | 98342 WINDWARD AVE |  | Copper | Yes |  | 2023-05-04 |  | Copper | 1981 | Yes |  | 2023-05-04 |  | Non-lead
038781 | 43 S BRIDGE LN |  | Unknown, Non-Lead | Yes |  | 2018-10-04 |  | Unknown, Non-Lead | 1989 | Yes |  | 2018-10-04 |  | Non-lead
038782 | 1044 LABAT LANE |  | Polytube | Yes |  | 2022-08-26 |  | PVC | 1989 | Yes |  | 2022-08-26 |  | Non-lead
038783 | LS 315 N ANGLERS DR |  | Unknown, Non-Lead | Yes |  | 2023-11-15 |  | PVC | 1990 | Yes |  | 2023-11-15 |  | Non-lead
038784 | 7942 GULFSTREAM BLVD |  | Unknown, Non-Lead | Yes |  | 2021-10-07 |  | PVC | 1989 | Yes |  | 2021-10-07 |  | Non-lead
038785 | 1633 LANTANA LN |  | Unknown, Non-Lead | Yes |  | 2019-08-30 |  | Unknown, Non-Lead | 2021 | Yes |  | 2019-08-30 |  | Non-lead
038786 | 356 BLACKBEARD RD |  | Unknown, Non-Lead | Yes |  | 2024-02-05 |  | Unknown, Non-Lead | 1996 | Yes |  | 2024-02-05 |  | Non-lead
038787 | 405 SOMBRERO BCH RD |  | Unknown, Non-Lead | Yes |  | 2023-09-14 |  | Unknown, Non-Lead | 2012 | Yes |  | 2023-09-14 |  | Non-lead
038788 | MASTER TAP 214 FKAA INDEX TAP |  | Unknown | Yes |  | 2022-06-21 |  | Stainless |  | Yes |  | 2022-06-21 |  | Lead Status Unknown
038789 | WEST 24420 CARIBBEAN DR |  | Polytube | Yes |  | 2023-12-27 |  | PVC | 1994 | Yes |  | 2023-12-27 |  | Non-lead
038790 | 114 REDWING RD |  | Polytube | Yes |  | 2022-06-14 |  | PVC | 1990 | Yes |  | 2022-06-14 |  | Non-lead
038791 | 98262 WINDWARD AVE |  | Copper | Yes |  | 2023-05-04 |  | Copper | 1981 | Yes |  | 2023-05-04 |  | Non-lead
038792 | 2034 MATTHEWS RD |  | Unknown, Non-Lead | Yes |  | 2018-09-24 |  | Unknown, Non-Lead | 1989 | Yes |  | 2018-09-24 |  | Non-lead
038793 | BLDG E 9816 MAGELLAN DR |  | Copper | Yes |  | 2024-03-21 |  | Copper | 1981 | Yes |  | 2024-03-21 |  | Non-lead
038794 | 102700 OVERSEAS HWY |  | Unknown, Non-Lead | Yes |  | 2021-10-29 |  | Unknown, Non-Lead | 1989 | Yes |  | 2021-10-29 |  | Non-lead
038795 | #1 102201 OVERSEAS HWY |  | Unknown, Non-Lead | No |  |  |  | Unknown, Non-Lead | 1989 | No |  |  |  | Non-lead
038796 | 316 NORTH DR |  | Unknown, Non-Lead | Yes |  | 2022-03-21 |  | Unknown, Non-Lead | 1989 | Yes |  | 2022-03-21 |  | Non-lead
038797 | 9834 LEEWARD BLDG B AVE |  | Copper | Yes |  | 2023-05-04 |  | Copper | 1981 | Yes |  | 2023-05-04 |  | Non-lead
038798 | 125 COCONUT LN |  | Polytube | Yes |  | 2022-06-07 |  | PVC | 1974 | Yes |  | 2022-06-07 |  | Non-lead
038799 | 210 JOHNNY RD |  | Unknown, Non-Lead | Yes |  | 2021-10-13 |  | PVC | 1989 | Yes |  | 2021-10-13 |  | Non-lead
038800 | 29120 POINSETTIA LANE |  | Unknown, Non-Lead | Yes |  | 2021-10-25 |  | Unknown, Non-Lead | 1990 | Yes |  | 2021-10-25 |  | Non-lead
038801 | 19 MANGROVE LN |  | Unknown, Non-Lead | Yes |  | 2019-01-09 |  | PVC | 1989 | Yes |  | 2019-01-09 |  | Non-lead
038802 | 27435 GUADALOUPE LANE |  | Unknown, Non-Lead | No |  |  |  | Unknown, Non-Lead | 2008 | No |  |  |  | Non-lead
038803 | 9800 E MAGELLAN BLDG DR |  | Copper | Yes |  | 2023-03-13 |  | PVC | 1981 | Yes |  | 2023-03-13 |  | Non-lead
038804 | 9804 MAGELLAN DR |  | Copper | Yes |  | 2023-05-04 |  | Copper | 1981 | Yes |  | 2023-05-04 |  | Non-lead
038805 | 30 OCEANFRONT DR |  | Unknown, Non-Lead | Yes |  | 2022-04-27 |  | PVC | 1989 | Yes |  | 2022-04-27 |  | Non-lead
038806 | SPRINKER 35 CANNON ROYAL DR |  | Polytube | Yes |  | 2022-07-01 |  | Copper | 1988 | Yes |  | 2022-07-01 |  | Non-lead
038807 | #1 75710 OVERSEAS HWY |  | Unknown, Non-Lead | No |  |  |  | Unknown, Non-Lead | 1988 | No |  |  |  | Non-lead
038808 | #2 75710 OVERSEAS HWY |  | Unknown, Non-Lead | Yes |  | 2020-08-03 |  | Unknown, Non-Lead | 1988 | Yes |  | 2020-08-03 |  | Non-lead
038809 | #3 75710 OVERSEAS HWY |  | Unknown, Non-Lead | No |  |  |  | Unknown, Non-Lead | 1988 | No |  |  |  | Non-lead
038810 | #4 75710 OVERSEAS HWY |  | Unknown, Non-Lead | No |  |  |  | Unknown, Non-Lead | 1988 | No |  |  |  | Non-lead
038811 | #5 75710 OVERSEAS HWY |  | Polytube | Yes |  | 2022-07-05 |  | PVC | 1954 | Yes |  | 2022-07-05 |  | Non-lead
038812 | #6 75710 OVERSEAS HWY |  | Polytube | Yes |  | 2022-07-05 |  | PVC | 1954 | Yes |  | 2022-07-05 |  | Non-lead
038813 | #7 75710 OVERSEAS HWY |  | Polytube | Yes |  | 2022-07-05 |  | PVC | 1954 | Yes |  | 2022-07-05 |  | Non-lead
038814 | UNIT 8 75710 OVERSEAS HWY |  | Polytube | Yes |  | 2022-07-05 |  | PVC | 1954 | Yes |  | 2022-07-05 |  | Non-lead
038815 | #9 75710 OVERSEAS HWY |  | Polytube | Yes |  | 2022-07-05 |  | PVC | 1954 | Yes |  | 2022-07-05 |  | Non-lead
038816 | UNIT 10 75710 OVERSEAS HWY |  | Polytube | Yes |  | 2022-07-05 |  | PVC | 1954 | Yes |  | 2022-07-05 |  | Non-lead
038817 | 9806 MAGELLAN DR |  | Copper | Yes |  | 2023-05-04 |  | Copper | 1981 | Yes |  | 2023-05-04 |  | Non-lead
038818 | BLDG E 9802 MAGELLAN DR |  | Copper | Yes |  | 2023-05-04 |  | PVC | 1981 | Yes |  | 2023-05-04 |  | Non-lead
038819 | 9812 MAGELLAN DR |  | Copper | Yes |  | 2022-09-15 |  | Copper | 1981 | Yes |  | 2022-09-15 |  | Non-lead
038820 | 74980 OVERSEAS HWY |  | Unknown, Non-Lead | Yes |  | 2020-03-18 |  | Unknown, Non-Lead | 1989 | Yes |  | 2020-03-18 |  | Non-lead
038821 | 2121 SAN SEBASTIAN DR |  | Unknown, Non-Lead | Yes |  | 2023-11-21 |  | Unknown, Non-Lead | 1989 | Yes |  | 2023-11-21 |  | Non-lead
038822 | 121 AVE G |  | Unknown, Non-Lead | No |  |  |  | Unknown, Non-Lead | 1989 | No |  |  |  | Non-lead
038823 | 29471 RANGER AVE |  | Polytube | Yes |  | 2022-04-25 |  | PVC | 2008 | Yes |  | 2022-04-25 |  | Non-lead
038824 | FIRE METER 833 EISENHOWER DR |  | Unknown, Non-Lead | Yes |  | 2022-11-01 |  | Unknown, Non-Lead | 1990 | Yes |  | 2022-11-01 |  | Non-lead
038825 | 591 BLACKBEARD RD |  | Unknown, Non-Lead | Yes |  | 2024-03-20 |  | Unknown, Non-Lead | 1988 | Yes |  | 2024-03-20 |  | Non-lead
038826 | 29056 IRIS DR |  | Unknown, Non-Lead | Yes |  | 2018-06-26 |  | PVC | 1989 | Yes |  | 2018-06-26 |  | Non-lead
038828 | 3929 MARY V RD |  | Polytube | Yes |  | 2022-09-20 |  | PVC | 1989 | Yes |  | 2022-09-20 |  | Non-lead
038829 | #4 74980 OVERSEAS HWY |  | Unknown, Non-Lead | Yes |  | 2021-12-06 |  | PVC | 1989 | Yes |  | 2021-12-06 |  | Non-lead
038830 | UNIT 2 74980 OVERSEAS HWY |  | Unknown, Non-Lead | Yes |  | 2020-02-19 |  | Unknown, Non-Lead | 1989 | Yes |  | 2020-02-19 |  | Non-lead
038831 | UNIT #1 74980 OVERSEAS HWY |  | Unknown, Non-Lead | No |  |  |  | Unknown, Non-Lead | 1989 | No |  |  |  | Non-lead
038832 | 998 SHAW DR |  | Unknown, Non-Lead | Yes |  | 2023-06-27 |  | Unknown, Non-Lead | 1997 | Yes |  | 2023-06-27 |  | Non-lead
038833 | 9808 MAGELLAN DR |  | Copper | Yes |  | 2023-05-04 |  | Copper | 1981 | Yes |  | 2023-05-04 |  | Non-lead
038834 | 19561 AZTEC ST |  | Polytube | Yes |  | 2023-01-13 |  | PVC | 1986 | Yes |  | 2023-01-13 |  | Non-lead
038835 | MASTER TAP 145 FKAA SHARK KEY TAP |  | Galvanized | Yes |  | 2024-12-20 |  | Galvanized |  | Yes |  | 2024-12-20 |  | Galvanized Requiring Replacement
038836 | MARATHON AIRPORT |  | Polytube | Yes |  | 2022-11-17 |  | PVC | 1964 | Yes |  | 2022-11-17 |  | Non-lead
038837 | 24917 HUNT LANE |  | Unknown, Non-Lead | Yes |  | 2024-05-07 |  | Unknown, Non-Lead | 1989 | Yes |  | 2024-05-07 |  | Non-lead
038838 | 17 MANGROVE LN |  | Unknown, Non-Lead | Yes |  | 2024-02-07 |  | Unknown, Non-Lead | 1989 | Yes |  | 2024-02-07 |  | Non-lead
038839 | 173 GULFVIEW DR |  | Unknown, Non-Lead | Yes |  | 2017-07-20 |  | PVC | 1989 | Yes |  | 2017-07-20 |  | Non-lead
038840 | 436 LIME DR |  | Unknown, Non-Lead | No |  |  |  | Unknown, Non-Lead | 1989 | No |  |  |  | Non-lead
038841 | 1014 GIBRALTAR RD |  | Unknown, Non-Lead | Yes |  | 2017-03-28 |  | Unknown, Non-Lead | 1989 | Yes |  | 2017-03-28 |  | Non-lead
038842 | 112 PALO DE ORO DR |  | Unknown, Non-Lead | Yes |  | 2021-11-18 |  | Unknown, Non-Lead | 1990 | Yes |  | 2021-11-18 |  | Non-lead
038843 | 2054 SAN MARCO DR |  | Unknown, Non-Lead | Yes |  | 2022-01-12 |  | Unknown, Non-Lead | 2016 | Yes |  | 2022-01-12 |  | Non-lead
038844 | 17184 CORAL DR W |  | Unknown, Non-Lead | Yes |  | 2024-07-12 |  | Unknown, Non-Lead | 1989 | Yes |  | 2024-07-12 |  | Non-lead
038845 | 235 SAWYER DR |  | Polytube | Yes |  | 2022-11-09 |  | PVC | 1986 | Yes |  | 2022-11-09 |  | Non-lead
038846 | 27456 TOBAGO LN |  | Polytube | Yes |  | 2022-12-29 |  | PVC | 2020 | Yes |  | 2022-12-29 |  | Non-lead
038847 | 123 INDIES RD |  | Polytube | Yes |  | 2024-06-28 |  | PVC | 1989 | Yes |  | 2024-06-28 |  | Non-lead
038848 | 213 ABERDEEN CT |  | Unknown, Non-Lead | Yes |  | 2022-05-05 |  | PVC | 1989 | Yes |  | 2022-05-05 |  | Non-lead
038849 | 17 HARBOR DR |  | Unknown, Non-Lead | Yes |  | 2019-08-29 |  | Unknown, Non-Lead | 2015 | Yes |  | 2019-08-29 |  | Non-lead
038850 | 135 W PLAZA DEL SOL |  | Unknown, Non-Lead | Yes |  | 2021-09-03 |  | Unknown, Non-Lead | 1990 | Yes |  | 2021-09-03 |  | Non-lead
038851 | 122 VILABELLA DR |  | Unknown, Non-Lead | Yes |  | 2021-04-19 |  | PVC | 1997 | Yes |  | 2021-04-19 |  | Non-lead
038852 | 30 S BOUNTY LN |  | Polytube | Yes |  | 2022-08-03 |  | PVC | 1989 | Yes |  | 2022-08-03 |  | Non-lead
038853 | 186 KAHIKI DR |  | Polytube | Yes |  | 2022-10-21 |  | PVC | 1989 | Yes |  | 2022-10-21 |  | Non-lead
038854 | 24799 W OCEAN Dr |  | Polytube | Yes |  | 2022-04-08 |  | Galvanized | 1990 | Yes |  | 2022-04-08 |  | Galvanized Requiring Replacement
038855 | 113 SANDS LN |  | Unknown, Non-Lead | Yes |  | 2020-12-29 |  | Unknown, Non-Lead | 1990 | Yes |  | 2020-12-29 |  | Non-lead
038856 | 2123 YELLOWTAIL DR |  | Unknown, Non-Lead | No |  |  |  | Unknown, Non-Lead | 1997 | No |  |  |  | Non-lead
038857 | ON VOGSTAD 4280 43RD GULF ST |  | Polytube | Yes |  | 2022-10-17 |  | PVC | 1989 | Yes |  | 2022-10-17 |  | Non-lead
038858 | 232 49TH OCEAN ST |  | Unknown, Non-Lead | No |  |  |  | No Piping | 1966 | No |  |  |  | Non-lead
038859 | MCDONALDS 5595 OVERSEAS Hwy |  | Unknown, Non-Lead | Yes |  | 2023-11-14 |  | PVC | 1989 | Yes |  | 2023-11-14 |  | Non-lead
038860 | STE C 1102 DUVAL ST |  | Unknown, Non-Lead | No |  |  |  | Unknown, Non-Lead | 1990 | No |  |  |  | Non-lead
038861 | #D 1102 DUVAL ST |  | Unknown, Non-Lead | Yes |  | 2022-04-08 |  | Unknown, Non-Lead | 1990 | Yes |  | 2022-04-08 |  | Non-lead
038862 | UNIT E 1102 DUVAL ST |  | Unknown, Non-Lead | No |  |  |  | Unknown, Non-Lead | 1990 | No |  |  |  | Non-lead
038863 | UNIT F 1102 DUVAL ST |  | Unknown, Non-Lead | Yes |  | 2019-02-12 |  | Unknown, Non-Lead | 1990 | Yes |  | 2019-02-12 |  | Non-lead
038864 | UNIT G 1102 DUVAL ST |  | Unknown, Non-Lead | No |  |  |  | Unknown, Non-Lead | 1990 | No |  |  |  | Non-lead
038865 | STE A 1108 DUVAL ST |  | Unknown, Non-Lead | Yes |  | 2018-09-30 |  | Unknown, Non-Lead | 1990 | Yes |  | 2018-09-30 |  | Non-lead
038866 | #B 1108 DUVAL ST |  | Unknown, Non-Lead | No |  |  |  | Unknown, Non-Lead | 1990 | No |  |  |  | Non-lead
038867 | UNIT C 1108 DUVAL ST |  | Unknown, Non-Lead | Yes |  | 2019-06-24 |  | Unknown, Non-Lead | 1990 | Yes |  | 2019-06-24 |  | Non-lead
038868 | UNIT D 1108 DUVAL ST |  | Unknown, Non-Lead | Yes |  | 2021-05-07 |  | Unknown, Non-Lead | 1990 | Yes |  | 2021-05-07 |  | Non-lead
038869 | #E 1108 DUVAL ST |  | Polytube | Yes |  | 2022-06-10 |  | PVC | 1990 | Yes |  | 2022-06-10 |  | Non-lead
038870 | UNIT F 1108 DUVAL ST |  | Unknown, Non-Lead | No |  |  |  | Unknown, Non-Lead | 1990 | No |  |  |  | Non-lead
038871 | #G 1108 DUVAL ST |  | Unknown, Non-Lead | No |  |  |  | Unknown, Non-Lead | 1990 | No |  |  |  | Non-lead
038872 | 20785 5TH WEST AVE |  | Unknown, Non-Lead | No |  |  |  | Unknown, Non-Lead | 1995 | No |  |  |  | Non-lead
038873 | 219 SHORE DR |  | Polytube | Yes |  | 2023-07-05 |  | PVC | 1980 | Yes |  | 2023-07-05 |  | Non-lead
038874 | 121 PORTA VISTA CT |  | Unknown, Non-Lead | Yes |  | 2024-01-08 |  | Unknown, Non-Lead | 1989 | Yes |  | 2024-01-08 |  | Non-lead
038875 | 145 W AVE A |  | Polytube | Yes |  | 2023-02-07 |  | PVC | 1966 | Yes |  | 2023-02-07 |  | Non-lead
038876 | 9822 LEEWARD AVE |  | Copper | Yes |  | 2022-11-28 |  | Copper | 1981 | Yes |  | 2022-11-28 |  | Non-lead
038877 | 16 MANGROVE LN |  | Unknown, Non-Lead | No |  |  |  | Unknown, Non-Lead | 1989 | No |  |  |  | Non-lead
038878 | 439 4TH RD |  | Unknown, Non-Lead | Yes |  | 2020-02-04 |  | Unknown, Non-Lead | 1989 | Yes |  | 2020-02-04 |  | Non-lead
038879 | 2032 SAN MARCO DR |  | Unknown, Non-Lead | No |  |  |  | Unknown, Non-Lead | 1989 | No |  |  |  | Non-lead
038880 | 22941 HAWKINS BK5 LT5 LN |  | Unknown, Non-Lead | Yes |  | 2017-08-24 |  | PVC | 1991 | Yes |  | 2017-08-24 |  | Non-lead
038881 | 22881 JOHN SILVER LANE |  | Unknown, Non-Lead | Yes |  | 2017-05-23 |  | Unknown, Non-Lead | 1989 | Yes |  | 2017-05-23 |  | Non-lead
038882 | 21 CYPRESS AVE |  | Unknown, Non-Lead | No |  |  |  | Unknown, Non-Lead | 1991 | No |  |  |  | Non-lead
038883 | APT 2 UP 715 DUVAL ST |  | Polytube | Yes |  | 2024-06-10 |  | PVC | 1953 | Yes |  | 2024-06-10 |  | Non-lead
038884 | 4 CANNON ROYAL DR |  | Polytube | Yes |  | 2024-05-02 |  | PVC | 1989 | Yes |  | 2024-05-02 |  | Non-lead
038885 | 8 CANNON ROYAL DR |  | Polytube | Yes |  | 2024-04-23 |  | PVC | 1990 | Yes |  | 2024-04-23 |  | Non-lead
038886 | 540 W POINT DR |  | Polytube | Yes |  | 2022-09-23 |  | PVC | 1989 | Yes |  | 2022-09-23 |  | Non-lead
038887 | DOWN 111 PATRICIA LN |  | Polytube | Yes |  | 2024-04-11 |  | PVC | 1978 | Yes |  | 2024-04-11 |  | Non-lead
038888 | 114 N INDIES DR |  | Polytube | Yes |  | 2022-08-03 |  | PVC | 1970 | Yes |  | 2022-08-03 |  | Non-lead
038889 | 6599 OCEANVIEW AVE |  | Unknown, Non-Lead | Yes |  | 2024-02-15 |  | PVC | 1989 | Yes |  | 2024-02-15 |  | Non-lead
038890 | 140 ZANE GREY CREEK DR |  | Polytube | Yes |  | 2022-08-03 |  | PVC | 1989 | Yes |  | 2022-08-03 |  | Non-lead
038891 | 369 AVOCADO AVE |  | Unknown, Non-Lead | No |  |  |  | Unknown, Non-Lead | 1989 | No |  |  |  | Non-lead
038892 | 17155 ALLAMANDA DR W |  | Unknown, Non-Lead | Yes |  | 2018-03-02 |  | Unknown, Non-Lead | 1989 | Yes |  | 2018-03-02 |  | Non-lead
038893 | 109 SHORE AVE |  | Polytube | Yes |  | 2023-09-20 |  | PVC | 1979 | Yes |  | 2023-09-20 |  | Non-lead
038894 | 2250 SAN REMO DR |  | Unknown, Non-Lead | No |  |  |  | Unknown, Non-Lead | 1989 | No |  |  |  | Non-lead
038895 | 22766 JOLLY ROGER DR |  | Unknown, Non-Lead | Yes |  | 2018-10-31 |  | Unknown, Non-Lead | 1989 | Yes |  | 2018-10-31 |  | Non-lead
038896 | 22939 SHARP LANE |  | Unknown, Non-Lead | No |  |  |  | Unknown, Non-Lead | 1989 | No |  |  |  | Non-lead
038897 | 9824 LEEWARD AVE BLDG B |  | Copper | Yes |  | 2023-05-04 |  | Copper | 1981 | Yes |  | 2023-05-04 |  | Non-lead
038898 | 9832 LEEWARD BLDG B L AVE |  | Copper | Yes |  | 2023-05-04 |  | Copper | 1981 | Yes |  | 2023-05-04 |  | Non-lead
038899 | 72 JEAN LA FITTE DR |  | Unknown, Non-Lead | Yes |  | 2021-11-22 |  | Unknown, Non-Lead | 1990 | Yes |  | 2021-11-22 |  | Non-lead
038900 | 20 MANGROVE LN |  | Unknown, Non-Lead | Yes |  | 2018-11-09 |  | Unknown, Non-Lead | 1989 | Yes |  | 2018-11-09 |  | Non-lead
038901 | 117 MARINA AVE |  | Polytube | Yes |  | 2025-06-11 |  | PVC | 1989 | Yes |  | 2025-06-11 |  | Non-lead
038902 | 6419 6TH ST |  | Polytube | Yes |  | 2023-03-08 |  | PVC | 1963 | Yes |  | 2023-03-08 |  | Non-lead
038903 | 29167 CAMELLIA LANE |  | Unknown, Non-Lead | Yes |  | 2020-03-30 |  | PVC | 1989 | Yes |  | 2020-03-30 |  | Non-lead
038904 | 2137 LONG BEACH DR |  | Polytube | Yes |  | 2022-08-17 |  | PVC | 1989 | Yes |  | 2022-08-17 |  | Non-lead
038905 | 28532 MARACAIBO RD |  | Unknown, Non-Lead | Yes |  | 2021-02-24 |  | Unknown, Non-Lead | 1989 | Yes |  | 2021-02-24 |  | Non-lead
038906 | UNIT R28 1075 DUVAL ST |  | PVC | Yes |  | 2022-09-26 |  | PVC | 1987 | Yes |  | 2022-09-26 |  | Non-lead
038907 | 29524 FORRESTAL AVE |  | Polytube | Yes |  | 2022-11-18 |  | PVC | 1989 | Yes |  | 2022-11-18 |  | Non-lead
038908 | L5 B1 27387 TABAGO LANE |  | Polytube | Yes |  | 2022-10-03 |  | PVC | 1989 | Yes |  | 2022-10-03 |  | Non-lead
038909 | 29051 BEGONIA DR |  | Unknown, Non-Lead | Yes |  | 2023-10-20 |  | Unknown, Non-Lead | 1989 | Yes |  | 2023-10-20 |  | Non-lead
038910 | 29030 VIOLET DR |  | Unknown, Non-Lead | Yes |  | 2017-11-20 |  | Unknown, Non-Lead | 1989 | Yes |  | 2017-11-20 |  | Non-lead
038911 | B2L15 952 LAGOON DR |  | Unknown, Non-Lead | Yes |  | 2019-03-31 |  | Unknown, Non-Lead | 1989 | Yes |  | 2019-03-31 |  | Non-lead
038912 | 371 W INDIES DR |  | Unknown, Non-Lead | No |  |  |  | Unknown, Non-Lead | 1989 | No |  |  |  | Non-lead
038913 | 98322 WINDWARD AVE |  | Copper | Yes |  | 2024-02-14 |  | Copper | 1981 | Yes |  | 2024-02-14 |  | Non-lead
038914 | 142 SIOUX ST |  | Polytube | Yes |  | 2023-07-17 |  | PVC | 1989 | Yes |  | 2023-07-17 |  | Non-lead
038915 | 766 DOLPHIN AVE |  | Unknown, Non-Lead | Yes |  | 2019-06-07 |  | Unknown, Non-Lead | 1991 | Yes |  | 2019-06-07 |  | Non-lead
038916 | 150 OCEAN DR |  | Polytube | Yes |  | 2022-06-15 |  | PVC | 1976 | Yes |  | 2022-06-15 |  | Non-lead
038917 | 21 LAKE SHORE DR |  | Unknown, Non-Lead | No |  |  |  | Unknown, Non-Lead | 1989 | No |  |  |  | Non-lead
038918 | 1160 AVE A |  | Polytube | Yes |  | 2023-07-25 |  | PVC | 1981 | Yes |  | 2023-07-25 |  | Non-lead
038919 | 3617 PARK AVE |  | Polytube | Yes |  | 2023-01-11 |  | PVC | 1985 | Yes |  | 2023-01-11 |  | Non-lead
038920 | 520 E SHORE DR |  | Unknown, Non-Lead | Yes |  | 2019-02-01 |  | PVC | 1990 | Yes |  | 2019-02-01 |  | Non-lead
038921 | 22934 LOOKDOWN LN |  | Polytube | Yes |  | 2023-12-28 |  | PVC | 1989 | Yes |  | 2023-12-28 |  | Non-lead
038922 | FOOT OF BRIDGE . CITY OF KEY WEST WWTP |  | Unknown | Yes |  | 2023-04-25 |  | Ductile Iron | 1956 | Yes |  | 2023-04-25 |  | Lead Status Unknown
038923 | IRRIGATION 30026 OVERSEAS HWY |  | Polytube | Yes |  | 2024-05-02 |  | PVC | 1970 | Yes |  | 2024-05-02 |  | Non-lead
038924 | 216 S OCEAN SHORES DR |  | Unknown, Non-Lead | Yes |  | 2020-06-24 |  | Unknown, Non-Lead | 2001 | Yes |  | 2020-06-24 |  | Non-lead
038925 | 259 PUEBLO ST |  | Polytube | Yes |  | 2023-10-24 |  | PVC | 1983 | Yes |  | 2023-10-24 |  | Non-lead
038926 | 1512 SHAW DR |  | Unknown, Non-Lead | Yes |  | 2021-08-27 |  | Unknown, Non-Lead | 1989 | Yes |  | 2021-08-27 |  | Non-lead
038927 | 38 ORANGE DR |  | Polytube | Yes |  | 2020-03-24 |  | PVC | 1989 | Yes |  | 2020-03-24 |  | Non-lead
038928 | 2 LAKE SHORE DR |  | Unknown, Non-Lead | Yes |  | 2020-12-31 |  | Unknown, Non-Lead | 1989 | Yes |  | 2020-12-31 |  | Non-lead
038929 | STORE C23 1075 DUVAL ST |  | Polytube | Yes |  | 2022-09-26 |  | PVC | 1987 | Yes |  | 2022-09-26 |  | Non-lead
038930 | UNIT 1 3255 DUCK AVE |  | Unknown, Non-Lead | Yes |  | 2019-01-18 |  | Unknown, Non-Lead | 1990 | Yes |  | 2019-01-18 |  | Non-lead
038931 | UNIT 2 3255 DUCK AVE |  | Unknown, Non-Lead | Yes |  | 2020-06-29 |  | Unknown, Non-Lead | 1990 | Yes |  | 2020-06-29 |  | Non-lead
038932 | UNIT 3 3255 DUCK AVE |  | Unknown, Non-Lead | No |  |  |  | Unknown, Non-Lead | 1990 | No |  |  |  | Non-lead
038933 | UNIT 4 DOWN 3255 DUCK AVE |  | Unknown, Non-Lead | Yes |  | 2024-05-28 |  | Unknown, Non-Lead | 1990 | Yes |  | 2024-05-28 |  | Non-lead
038934 | UNIT 5 3255 DUCK AVE |  | Polytube | Yes |  | 2023-01-17 |  | PVC | 1990 | Yes |  | 2023-01-17 |  | Non-lead
038935 | UNIT 6 3255 DUCK AVE |  | Unknown, Non-Lead | Yes |  | 2018-04-30 |  | PVC | 1990 | Yes |  | 2018-04-30 |  | Non-lead
038936 | UNIT 7 3255 DUCK AVE |  | PVC | Yes |  | 2023-05-19 |  | PVC | 1990 | Yes |  | 2023-05-19 |  | Non-lead
038937 | UNIT 8 3255 DUCK AVE |  | Unknown, Non-Lead | No |  |  |  | Unknown, Non-Lead | 1990 | No |  |  |  | Non-lead
038938 | RD 10 FLAMINGO HAMMOCK |  | Unknown, Non-Lead | Yes |  | 2020-05-08 |  | PVC | 1989 | Yes |  | 2020-05-08 |  | Non-lead
038939 | 2807 VENETIAN DR |  | Unknown, Non-Lead | Yes |  | 2021-10-15 |  | Unknown, Non-Lead | 1989 | Yes |  | 2021-10-15 |  | Non-lead
038940 | 3945 MARY RD |  | Unknown, Non-Lead | No |  |  |  | Unknown, Non-Lead | 1989 | No |  |  |  | Non-lead
038941 | 15410 OLD STATE 4A RD |  | Unknown, Non-Lead | Yes |  | 2021-02-02 |  | Unknown, Non-Lead | 1992 | Yes |  | 2021-02-02 |  | Non-lead
038942 | 846 GULF DR |  | Unknown, Non-Lead | Yes |  | 2019-01-16 |  | Unknown, Non-Lead | 1995 | Yes |  | 2019-01-16 |  | Non-lead
038944 | 22738 BLACKBEARD LANE |  | Polytube | Yes |  | 2022-07-05 |  | PVC | 1989 | Yes |  | 2022-07-05 |  | Non-lead
038945 | APT 1 422 AMELIA ST |  | Polytube | Yes |  | 2022-06-21 |  | PVC | 1928 | Yes |  | 2022-06-21 |  | Non-lead
038946 | APT 2 422 AMELIA ST |  | Polytube | Yes |  | 2022-06-21 |  | PVC | 1928 | Yes |  | 2022-06-21 |  | Non-lead
038947 | 331 10TH ST |  | Polytube | Yes |  | 2023-05-03 |  | PVC | 1989 | Yes |  | 2023-05-03 |  | Non-lead
038948 | 321 10TH ST |  | Unknown, Non-Lead | Yes |  | 2023-05-03 |  | PVC | 1989 | Yes |  | 2023-05-03 |  | Non-lead
038949 | RIGHT 140 9TH ST |  | Unknown, Non-Lead | Yes |  | 2020-06-23 |  | PVC | 2000 | Yes |  | 2020-06-23 |  | Non-lead
038950 | LEFT 150 9TH ST |  | Polytube | Yes |  | 2023-03-20 |  | PVC | 1989 | Yes |  | 2023-03-20 |  | Non-lead
038951 | 837 HAWKSBILL LANE |  | Unknown, Non-Lead | No |  |  |  | Unknown, Non-Lead | 1989 | No |  |  |  | Non-lead
038952 | 119 PUEBLO ST |  | Unknown, Non-Lead | No |  |  |  | Unknown, Non-Lead | 1990 | No |  |  |  | Non-lead
038953 | 173 PEARL AVE |  | Polytube | Yes |  | 2022-06-09 |  | PVC | 1980 | Yes |  | 2022-06-09 |  | Non-lead
038954 | 82913 OVERSEAS HWY |  | Polytube | Yes |  | 2022-06-22 |  | PVC | 1955 | Yes |  | 2022-06-22 |  | Non-lead
038955 | 811 BONITO LN |  | Polytube | Yes |  | 2023-05-24 |  | PVC | 1989 | Yes |  | 2023-05-24 |  | Non-lead
038956 | 129 FOURTH LN |  | Unknown, Non-Lead | No |  |  |  | Unknown, Non-Lead | 2008 | No |  |  |  | Non-lead
038957 | 1006 HOWE ST |  | Polytube | Yes |  | 2022-07-13 |  | PVC | 1928 | Yes |  | 2022-07-13 |  | Non-lead
038958 | 3665 TREASURE ISLAND RD |  | Polytube | Yes |  | 2022-10-05 |  | PVC | 1988 | Yes |  | 2022-10-05 |  | Non-lead
038959 | OCEAN 993 W 75TH ST |  | Unknown, Non-Lead | Yes |  | 2024-07-31 |  | PVC | 1989 | Yes |  | 2024-07-31 |  | Non-lead
038960 | 23 799 W OCEAN Dr |  | Unknown, Non-Lead | Yes |  | 2021-01-22 |  | Unknown, Non-Lead | 1990 | Yes |  | 2021-01-22 |  | Non-lead
038961 | 116 CALLE ENSUENO |  | Polytube | Yes |  | 2023-01-31 |  | PVC | 1989 | Yes |  | 2023-01-31 |  | Non-lead
038962 | 22 799 W OCEAN Dr |  | Unknown, Non-Lead | Yes |  | 2023-10-25 |  | Copper | 1990 | Yes |  | 2023-10-25 |  | Non-lead
038963 | 1210 COURY DR |  | Unknown, Non-Lead | Yes |  | 2019-02-26 |  | Unknown, Non-Lead | 1989 | Yes |  | 2019-02-26 |  | Non-lead
038964 | 29178 CEDAR DR |  | Polytube | Yes |  | 2023-08-08 |  | PVC | 1989 | Yes |  | 2023-08-08 |  | Non-lead
038965 | 1719 NARCISSUS AVE |  | Unknown, Non-Lead | Yes |  | 2018-10-19 |  | Unknown, Non-Lead | 1989 | Yes |  | 2018-10-19 |  | Non-lead
038966 | 329 OVERSEAS HWY |  | Unknown, Non-Lead | Yes |  | 2023-04-20 |  | Unknown, Non-Lead | 1989 | Yes |  | 2023-04-20 |  | Non-lead
038967 | 30 DILLY TREE PK |  | Unknown, Non-Lead | Yes |  | 2018-05-09 |  | Unknown, Non-Lead | 1989 | Yes |  | 2018-05-09 |  | Non-lead
038968 | 126 OCEANVIEW DR |  | Polytube | Yes |  | 2023-03-23 |  | PVC | 1984 | Yes |  | 2023-03-23 |  | Non-lead
038969 | 175 TAMPA DR |  | Unknown, Non-Lead | Yes |  | 2023-05-16 |  | Unknown, Non-Lead | 1989 | Yes |  | 2023-05-16 |  | Non-lead
038970 | 137 OCEAN DR |  | Polytube | Yes |  | 2022-06-15 |  | PVC | 1970 | Yes |  | 2022-06-15 |  | Non-lead
038971 | 32 BAKER RD |  | Unknown, Non-Lead | Yes |  | 2019-05-07 |  | Unknown, Non-Lead | 1989 | Yes |  | 2019-05-07 |  | Non-lead
038972 | #2 346 SAWYER DR |  | Unknown, Non-Lead | No |  |  |  | Unknown, Non-Lead | 1990 | No |  |  |  | Non-lead
038973 | 29321 CYPRESS DR |  | Unknown, Non-Lead | Yes |  | 2018-09-26 |  | Unknown, Non-Lead | 1992 | Yes |  | 2018-09-26 |  | Non-lead
038974 | 162 BLACKBEARD RD |  | Polytube | Yes |  | 2024-07-19 |  | PVC | 1975 | Yes |  | 2024-07-19 |  | Non-lead
038975 | 3705 POINCIANA ST |  | Unknown, Non-Lead | No |  |  |  | Unknown, Non-Lead | 1989 | No |  |  |  | Non-lead
038976 | 31013 AVE D |  | Unknown, Non-Lead | Yes |  | 2024-06-26 |  | Unknown, Non-Lead | 1990 | Yes |  | 2024-06-26 |  | Non-lead
038977 | UP 719 DUVAL ST |  | Polytube | Yes |  | 2022-09-26 |  | PVC | 1906 | Yes |  | 2022-09-26 |  | Non-lead
038978 | UNIT 2 627 LOUISA ST |  | Polytube | Yes |  | 2023-03-30 |  | PVC | 1963 | Yes |  | 2023-03-30 |  | Non-lead
038979 | UNIT 3 700 CATHERINE ST |  | PVC | Yes |  | 2023-03-30 |  | PVC | 1963 | Yes |  | 2023-03-30 |  | Non-lead
038980 | 623 LOUISA ST |  | Polytube | Yes |  | 2023-03-30 |  | PVC | 1963 | Yes |  | 2023-03-30 |  | Non-lead
038981 | UNIT 5 700 CATHERINE ST |  | Unknown, Non-Lead | No |  |  |  | Unknown, Non-Lead | 1989 | No |  |  |  | Non-lead
038982 | UNIT 6 700 CATHERINE ST |  | Polytube | Yes |  | 2022-05-09 |  | PVC | 1989 | Yes |  | 2022-05-09 |  | Non-lead
038983 | UNIT 7 702 CATHERINE GATO V ST |  | PVC | Yes |  | 2023-03-30 |  | PVC | 1963 | Yes |  | 2023-03-30 |  | Non-lead
038984 | UNIT 8 704 CATHERINE GATO V ST |  | Unknown | Yes |  | 2023-10-05 |  | Unknown | 1963 | Yes |  | 2023-10-05 |  | Lead Status Unknown
038985 | COTTAGE 9 706 CATHERINE ST |  | PVC | Yes |  | 2023-03-30 |  | PVC | 1963 | Yes |  | 2023-03-30 |  | Non-lead
038986 | 1022 BAY DR |  | Polytube | Yes |  | 2023-04-24 |  | PVC | 1987 | Yes |  | 2023-04-24 |  | Non-lead
038987 | 29849 TROPICAL TRADER ST |  | Unknown, Non-Lead | Yes |  | 2021-04-26 |  | Unknown, Non-Lead | 1989 | Yes |  | 2021-04-26 |  | Non-lead
038988 | 31555 F AVE |  | Unknown, Non-Lead | Yes |  | 2017-03-22 |  | Unknown, Non-Lead | 2001 | Yes |  | 2017-03-22 |  | Non-lead
038989 | 3727 HIBISCUS ST |  | Unknown, Non-Lead | No |  |  |  | Unknown, Non-Lead | 1989 | No |  |  |  | Non-lead
038990 | APT M101 3333 DUCK AVE |  | PVC | Yes |  | 2019-08-12 |  | PVC | 1989 | Yes |  | 2019-08-12 |  | Non-lead
038991 | APT M102 3333 DUCK AVE |  | Unknown, Non-Lead | No |  |  |  | Unknown, Non-Lead | 1989 | No |  |  |  | Non-lead
038992 | APT M103 3333 DUCK AVE |  | Unknown, Non-Lead | Yes |  | 2023-08-21 |  | Unknown, Non-Lead | 1989 | Yes |  | 2023-08-21 |  | Non-lead
038993 | APT M104 3333 DUCK AVE |  | Unknown, Non-Lead | Yes |  | 2019-11-26 |  | Unknown, Non-Lead | 1989 | Yes |  | 2019-11-26 |  | Non-lead
038994 | APT M105 3333 DUCK AVE |  | Unknown, Non-Lead | No |  |  |  | Unknown, Non-Lead | 1989 | No |  |  |  | Non-lead
038995 | APT M106 3333 DUCK AVE |  | Unknown, Non-Lead | Yes |  | 2020-03-23 |  | Unknown, Non-Lead | 1989 | Yes |  | 2020-03-23 |  | Non-lead
038996 | APT M107 3333 DUCK AVE |  | Unknown, Non-Lead | Yes |  | 2022-02-28 |  | Unknown, Non-Lead | 1989 | Yes |  | 2022-02-28 |  | Non-lead
038997 | APT M108 3333 DUCK AVE |  | Unknown, Non-Lead | No |  |  |  | Unknown, Non-Lead | 1989 | No |  |  |  | Non-lead
038998 | APT M201 3333 DUCK AVE |  | Unknown, Non-Lead | Yes |  | 2019-07-31 |  | Unknown, Non-Lead | 1989 | Yes |  | 2019-07-31 |  | Non-lead
038999 | APT M202 3333 DUCK AVE |  | Polytube | Yes |  | 2022-08-16 |  | PVC | 1989 | Yes |  | 2022-08-16 |  | Non-lead
039000 | APT M203 3333 DUCK AVE |  | Polytube | Yes |  | 2024-08-23 |  | PVC | 1989 | Yes |  | 2024-08-23 |  | Non-lead
039001 | APT M204 3333 DUCK AVE |  | Unknown, Non-Lead | Yes |  | 2024-07-08 |  | Unknown, Non-Lead | 1989 | Yes |  | 2024-07-08 |  | Non-lead
039002 | APT M205 3333 DUCK AVE |  | Unknown, Non-Lead | Yes |  | 2018-06-11 |  | PVC | 1989 | Yes |  | 2018-06-11 |  | Non-lead
039003 | APT M206 3333 DUCK AVE |  | Polytube | Yes |  | 2024-08-23 |  | PVC | 1989 | Yes |  | 2024-08-23 |  | Non-lead
039004 | APT M207 3333 DUCK AVE |  | Unknown, Non-Lead | Yes |  | 2024-01-18 |  | PVC | 1989 | Yes |  | 2024-01-18 |  | Non-lead
039005 | APT M208 3333 DUCK AVE |  | Unknown, Non-Lead | No |  |  |  | Unknown, Non-Lead | 1989 | No |  |  |  | Non-lead
039006 | APT A101 3333 DUCK AVE |  | Polytube | Yes |  | 2024-07-15 |  | PVC | 1989 | Yes |  | 2024-07-15 |  | Non-lead
039007 | APT A102 3333 DUCK AVE |  | PVC | Yes |  | 2022-05-20 |  | PVC | 1989 | Yes |  | 2022-05-20 |  | Non-lead
039008 | APT A103 3333 DUCK AVE |  | Unknown, Non-Lead | Yes |  | 2023-07-27 |  | PVC | 1989 | Yes |  | 2023-07-27 |  | Non-lead
039009 | APT A104 3333 DUCK AVE |  | Unknown, Non-Lead | Yes |  | 2024-09-20 |  | PVC | 1989 | Yes |  | 2024-09-20 |  | Non-lead
039010 | APT A105 3333 DUCK AVE |  | Unknown, Non-Lead | Yes |  | 2019-11-19 |  | PVC | 1989 | Yes |  | 2019-11-19 |  | Non-lead
039011 | APT A106 3333 DUCK AVE |  | Unknown, Non-Lead | Yes |  | 2024-04-29 |  | Unknown, Non-Lead | 1989 | Yes |  | 2024-04-29 |  | Non-lead
039012 | APT A107 3333 DUCK AVE |  | Unknown, Non-Lead | Yes |  | 2024-01-31 |  | Unknown, Non-Lead | 1989 | Yes |  | 2024-01-31 |  | Non-lead
039013 | APT A108 3333 DUCK AVE |  | Unknown, Non-Lead | Yes |  | 2018-08-24 |  | Unknown, Non-Lead | 1989 | Yes |  | 2018-08-24 |  | Non-lead
039014 | APT A201 3333 DUCK AVE |  | Unknown, Non-Lead | Yes |  | 2022-01-05 |  | Unknown, Non-Lead | 1989 | Yes |  | 2022-01-05 |  | Non-lead
039015 | APT A202 3333 DUCK AVE |  | Unknown, Non-Lead | Yes |  | 2021-12-27 |  | Unknown, Non-Lead | 1989 | Yes |  | 2021-12-27 |  | Non-lead
039016 | APT A203 3333 DUCK AVE |  | Unknown, Non-Lead | Yes |  | 2020-11-05 |  | Unknown, Non-Lead | 1989 | Yes |  | 2020-11-05 |  | Non-lead
039017 | APT A204 3333 DUCK AVE |  | Unknown, Non-Lead | Yes |  | 2019-01-14 |  | PVC | 1989 | Yes |  | 2019-01-14 |  | Non-lead
039018 | APT A205 3333 DUCK AVE |  | Unknown, Non-Lead | Yes |  | 2020-07-20 |  | PVC | 1989 | Yes |  | 2020-07-20 |  | Non-lead
039019 | APT A206 3333 DUCK AVE |  | Polytube | Yes |  | 2023-01-19 |  | PVC | 1989 | Yes |  | 2023-01-19 |  | Non-lead
039020 | APT A207 3333 DUCK AVE |  | Polytube | Yes |  | 2022-12-19 |  | PVC | 1989 | Yes |  | 2022-12-19 |  | Non-lead
039021 | APT A208 3333 DUCK AVE |  | Unknown, Non-Lead | No |  |  |  | Unknown, Non-Lead | 1989 | No |  |  |  | Non-lead
039022 | 22878 PRIVATEER DR |  | Unknown, Non-Lead | No |  |  |  | Unknown, Non-Lead | 1989 | No |  |  |  | Non-lead
039023 | 29138 PALM AVE |  | Unknown, Non-Lead | No |  |  |  | Unknown, Non-Lead | 1989 | No |  |  |  | Non-lead
039025 | 337 GUAVA AVE |  | Unknown, Non-Lead | Yes |  | 2020-08-12 |  | Unknown, Non-Lead | 1989 | Yes |  | 2020-08-12 |  | Non-lead
039027 | 10971 5TH GULF AVE |  | Unknown, Non-Lead | Yes |  | 2021-10-21 |  | Unknown, Non-Lead | 1996 | Yes |  | 2021-10-21 |  | Non-lead
039028 | 205 G AVE |  | Unknown, Non-Lead | Yes |  | 2019-10-09 |  | Unknown, Non-Lead | 1990 | Yes |  | 2019-10-09 |  | Non-lead
039029 | SPRINKLER 3333 DUCK AVE |  | PVC | Yes |  | 2018-12-13 |  | PVC | 1989 | Yes |  | 2018-12-13 |  | Non-lead
039030 | SPIGOT 3333 DUCK AVE |  | Unknown, Non-Lead | Yes |  | 2024-09-18 |  | Unknown, Non-Lead | 1989 | Yes |  | 2024-09-18 |  | Non-lead
039031 | SPRINKLER 3333 DUCK AVE |  | Polytube | Yes |  | 2024-05-22 |  | PVC | 1989 | Yes |  | 2024-05-22 |  | Non-lead
039032 | POOL 3333 DUCK AVE |  | Polytube | Yes |  | 2024-03-18 |  | PVC | 1989 | Yes |  | 2024-03-18 |  | Non-lead
039033 | 4 799 W OCEAN Dr |  | Unknown, Non-Lead | No |  |  |  | Unknown, Non-Lead | 1990 | No |  |  |  | Non-lead
039034 | 11 799 W OCEAN Dr |  | Unknown, Non-Lead | Yes |  | 2019-10-02 |  | Unknown, Non-Lead | 1990 | Yes |  | 2019-10-02 |  | Non-lead
039035 | 117 BRUCE CT |  | Unknown, Non-Lead | Yes |  | 2018-07-31 |  | PVC | 1989 | Yes |  | 2018-07-31 |  | Non-lead
039036 | 323 N ANGLERS DR |  | Unknown, Non-Lead | Yes |  | 2022-03-31 |  | Unknown, Non-Lead | 1989 | Yes |  | 2022-03-31 |  | Non-lead
039037 | 321 ANGLERS NORTH DR |  | Unknown, Non-Lead | Yes |  | 2022-03-31 |  | PVC | 1989 | Yes |  | 2022-03-31 |  | Non-lead
039038 | L26 B4 169 NORMANDY DR |  | Polytube | Yes |  | 2023-02-02 |  | PVC | 1976 | Yes |  | 2023-02-02 |  | Non-lead
039039 | 221 LA PALOMA RD |  | Unknown, Non-Lead | No |  |  |  | Unknown, Non-Lead | 1991 | No |  |  |  | Non-lead
039040 | 110 STROMBOLI DR |  | Polytube | Yes |  | 2022-06-10 |  | PVC | 1989 | Yes |  | 2022-06-10 |  | Non-lead
039041 | 6 MAHOGANY LN |  | Unknown, Non-Lead | Yes |  | 2020-03-11 |  | PVC | 1989 | Yes |  | 2020-03-11 |  | Non-lead
039042 | 165 LORELANE PL |  | Unknown, Non-Lead | Yes |  | 2018-04-09 |  | Unknown, Non-Lead | 2003 | Yes |  | 2018-04-09 |  | Non-lead
039043 | 20953 W 7TH AVE |  | Unknown, Non-Lead | Yes |  | 2019-08-15 |  | PVC | 1989 | Yes |  | 2019-08-15 |  | Non-lead
039044 | #2 430 BARRY AVE |  | Unknown, Non-Lead | Yes |  | 2024-06-14 |  | PVC | 1989 | Yes |  | 2024-06-14 |  | Non-lead
039045 | 3987 GORDON RD |  | Unknown, Non-Lead | Yes |  | 2021-03-17 |  | Unknown, Non-Lead | 1989 | Yes |  | 2021-03-17 |  | Non-lead
039046 | 1304 GRINNELL ST |  | Polytube | Yes |  | 2024-07-15 |  | PVC | 1965 | Yes |  | 2024-07-15 |  | Non-lead
039047 | 17170 AMBERJACK LN |  | Unknown, Non-Lead | Yes |  | 2018-12-28 |  | Unknown, Non-Lead | 1989 | Yes |  | 2018-12-28 |  | Non-lead
039048 | 430 AVE C |  | Unknown, Non-Lead | No |  |  |  | Unknown, Non-Lead | 2002 | No |  |  |  | Non-lead
039049 | L4/B6 320 W INDIES DR |  | Unknown, Non-Lead | Yes |  | 2017-07-27 |  | PVC | 1989 | Yes |  | 2017-07-27 |  | Non-lead
039050 | UNIT 101 833 EISENHOWER DR |  | Unknown, Non-Lead | Yes |  | 2024-09-06 |  | Unknown, Non-Lead | 1990 | Yes |  | 2024-09-06 |  | Non-lead
039051 | #102 833 EISENHOWER DR |  | Unknown, Non-Lead | Yes |  | 2024-10-08 |  | Unknown, Non-Lead | 1990 | Yes |  | 2024-10-08 |  | Non-lead
039052 | UNIT 103 833 EISENHOWER DR |  | Unknown, Non-Lead | Yes |  | 2023-10-12 |  | Unknown, Non-Lead | 1990 | Yes |  | 2023-10-12 |  | Non-lead
039053 | APT 201 833 EISENHOWER DR |  | Unknown, Non-Lead | No |  |  |  | Unknown, Non-Lead | 1990 | No |  |  |  | Non-lead
039054 | #202 833 EISENHOWER DR |  | Unknown, Non-Lead | No |  |  |  | Unknown, Non-Lead | 1990 | No |  |  |  | Non-lead
039055 | #203 833 EISENHOWER DR |  | Unknown, Non-Lead | Yes |  | 2020-02-18 |  | Unknown, Non-Lead | 1990 | Yes |  | 2020-02-18 |  | Non-lead
039056 | #301 833 EISENHOWER DR |  | Unknown, Non-Lead | Yes |  | 2021-07-19 |  | Unknown, Non-Lead | 1990 | Yes |  | 2021-07-19 |  | Non-lead
039057 | UNIT 302 833 EISENHOWER DR |  | Unknown, Non-Lead | Yes |  | 2020-07-14 |  | Unknown, Non-Lead | 1990 | Yes |  | 2020-07-14 |  | Non-lead
039058 | UNIT 303 833 EISENHOWER DR |  | Unknown, Non-Lead | Yes |  | 2021-03-12 |  | Unknown, Non-Lead | 1990 | Yes |  | 2021-03-12 |  | Non-lead
039059 | 480 SOUTH POINT DR |  | Unknown, Non-Lead | No |  |  |  | Unknown, Non-Lead | 1989 | No |  |  |  | Non-lead
039060 | 30465 SOUTH ST |  | Polytube | Yes |  | 2024-03-25 |  | PVC | 1984 | Yes |  | 2024-03-25 |  | Non-lead
039061 | 1412 WHITE ST |  | Unknown, Non-Lead | No |  |  |  | Unknown, Non-Lead | 1989 | No |  |  |  | Non-lead
039062 | 629 LOUISA ST |  | Polytube | Yes |  | 2023-03-30 |  | PVC | 1963 | Yes |  | 2023-03-30 |  | Non-lead
039063 | 220 15TH CIR |  | Polytube | Yes |  | 2024-05-09 |  | PVC | 1990 | Yes |  | 2024-05-09 |  | Non-lead
039064 | 21 799 W OCEAN Dr |  | Unknown, Non-Lead | Yes |  | 2019-10-02 |  | PVC | 1990 | Yes |  | 2019-10-02 |  | Non-lead
039065 | 14 799 W OCEAN Dr |  | Unknown, Non-Lead | Yes |  | 2017-05-02 |  | Unknown, Non-Lead | 1990 | Yes |  | 2017-05-02 |  | Non-lead
039066 | 140 BRIAN RD |  | Polytube | Yes |  | 2023-02-21 |  | PVC | 1980 | Yes |  | 2023-02-21 |  | Non-lead
039067 | 13 799 W OCEAN Dr |  | Unknown, Non-Lead | Yes |  | 2019-10-03 |  | Unknown, Non-Lead | 1990 | Yes |  | 2019-10-03 |  | Non-lead
039068 | UNIT E 1111 WATSON ST |  | Polytube | Yes |  | 2024-08-12 |  | Polytube | 1938 | Yes |  | 2024-08-12 |  | Non-lead
039069 | 2095 SAN REMO DR |  | Unknown, Non-Lead | Yes |  | 2018-08-08 |  | PVC | 1989 | Yes |  | 2018-08-08 |  | Non-lead
039070 | 1737 LAIRD ST |  | Polytube | Yes |  | 2025-06-09 |  | PVC | 1989 | Yes |  | 2025-06-09 |  | Non-lead
039071 | APT B101 3333 DUCK AVE |  | Unknown, Non-Lead | Yes |  | 2024-01-18 |  | Unknown, Non-Lead | 1989 | Yes |  | 2024-01-18 |  | Non-lead
039072 | APT B102 3333 DUCK AVE |  | Unknown, Non-Lead | No |  |  |  | Unknown, Non-Lead | 1989 | No |  |  |  | Non-lead
039073 | APT B103 3333 DUCK AVE |  | Polytube | No |  |  |  | PVC | 1989 | No |  |  |  | Non-lead
039074 | APT B104 3333 DUCK AVE |  | Unknown, Non-Lead | Yes |  | 2024-09-17 |  | Unknown, Non-Lead | 1989 | Yes |  | 2024-09-17 |  | Non-lead
039075 | APT B105 3333 DUCK AVE |  | Unknown, Non-Lead | Yes |  | 2022-12-15 |  | PVC | 1989 | Yes |  | 2022-12-15 |  | Non-lead
039076 | APT B106 3333 DUCK AVE |  | Unknown, Non-Lead | Yes |  | 2018-07-18 |  | Unknown, Non-Lead | 1989 | Yes |  | 2018-07-18 |  | Non-lead
039077 | APT B107 3333 DUCK AVE |  | Unknown, Non-Lead | Yes |  | 2023-11-01 |  | Unknown, Non-Lead | 1989 | Yes |  | 2023-11-01 |  | Non-lead
039078 | APT B108 3333 DUCK AVE |  | Polytube | Yes |  | 2024-06-04 |  | PVC | 1989 | Yes |  | 2024-06-04 |  | Non-lead
039079 | APT B109 3333 DUCK AVE |  | Unknown, Non-Lead | Yes |  | 2020-09-08 |  | Unknown, Non-Lead | 1989 | Yes |  | 2020-09-08 |  | Non-lead
039080 | APT B110 3333 DUCK AVE |  | Unknown, Non-Lead | Yes |  | 2020-04-27 |  | PVC | 1989 | Yes |  | 2020-04-27 |  | Non-lead
039081 | APT B111 3333 DUCK AVE |  | Unknown, Non-Lead | Yes |  | 2021-11-19 |  | Unknown, Non-Lead | 1989 | Yes |  | 2021-11-19 |  | Non-lead
039082 | APT B112 3333 DUCK AVE |  | Unknown, Non-Lead | Yes |  | 2021-04-26 |  | Unknown, Non-Lead | 1989 | Yes |  | 2021-04-26 |  | Non-lead
039083 | APT B201 3333 DUCK AVE |  | Unknown, Non-Lead | Yes |  | 2024-03-18 |  | Unknown, Non-Lead | 1989 | Yes |  | 2024-03-18 |  | Non-lead
039084 | APT B202 3333 DUCK AVE |  | PVC | Yes |  | 2018-05-17 |  | PVC | 1989 | Yes |  | 2018-05-17 |  | Non-lead
039085 | APT B203 3333 DUCK AVE |  | Unknown, Non-Lead | Yes |  | 2020-11-13 |  | Unknown, Non-Lead | 1989 | Yes |  | 2020-11-13 |  | Non-lead
039086 | APT B204 3333 DUCK AVE |  | Unknown, Non-Lead | Yes |  | 2022-07-25 |  | Unknown, Non-Lead | 1989 | Yes |  | 2022-07-25 |  | Non-lead
039087 | APT B205 3333 DUCK AVE |  | Polytube | Yes |  | 2023-07-20 |  | PVC | 1989 | Yes |  | 2023-07-20 |  | Non-lead
039088 | APT B206 3333 DUCK AVE |  | Unknown, Non-Lead | Yes |  | 2024-05-22 |  | Unknown, Non-Lead | 1989 | Yes |  | 2024-05-22 |  | Non-lead
039089 | APT B207 3333 DUCK AVE |  | Unknown, Non-Lead | Yes |  | 2021-11-19 |  | Unknown, Non-Lead | 1989 | Yes |  | 2021-11-19 |  | Non-lead
039090 | APT B208 3333 DUCK AVE |  | Unknown, Non-Lead | Yes |  | 2023-11-07 |  | Unknown, Non-Lead | 1989 | Yes |  | 2023-11-07 |  | Non-lead
039091 | APT B209 3333 DUCK AVE |  | Unknown, Non-Lead | Yes |  | 2020-10-20 |  | Unknown, Non-Lead | 1989 | Yes |  | 2020-10-20 |  | Non-lead
039092 | APT B210 3333 DUCK AVE |  | PVC | Yes |  | 2018-09-25 |  | PVC | 1989 | Yes |  | 2018-09-25 |  | Non-lead
039093 | APT B211 3333 DUCK AVE |  | Unknown, Non-Lead | Yes |  | 2024-03-08 |  | PVC | 1989 | Yes |  | 2024-03-08 |  | Non-lead
039094 | APT B212 3333 DUCK AVE |  | Polytube | Yes |  | 2024-04-29 |  | PVC | 1989 | Yes |  | 2024-04-29 |  | Non-lead
039095 | 20787 6TH WEST AVE |  | Unknown, Non-Lead | Yes |  | 2018-09-04 |  | Unknown, Non-Lead | 1989 | Yes |  | 2018-09-04 |  | Non-lead
039096 | 162 E CAHILL CT |  | Polytube | Yes |  | 2022-12-12 |  | PVC | 1986 | Yes |  | 2022-12-12 |  | Non-lead
039097 | 185 S OCEAN SHRS DR |  | Unknown, Non-Lead | Yes |  | 2019-02-21 |  | Unknown, Non-Lead | 1989 | Yes |  | 2019-02-21 |  | Non-lead
039098 | 187 S OCEAN SHORES DR |  | PVC | Yes |  | 2025-08-25 |  | PVC | 1989 | Yes |  | 2019-10-09 |  | Non-lead
039099 | 189 S OCEAN SHORES DR |  | Polytube | Yes |  | 2024-03-01 |  | PVC | 1998 | Yes |  | 2024-03-01 |  | Non-lead
039100 | 223 S OCEAN SHORES DR |  | Polytube | Yes |  | 2023-01-30 |  | PVC | 1987 | Yes |  | 2023-01-30 |  | Non-lead
039101 | 51 MUTINY PL |  | Polytube | Yes |  | 2022-11-22 |  | PVC | 1989 | Yes |  | 2022-11-22 |  | Non-lead
039102 | 227 S OCEAN SHRS DR |  | Unknown, Non-Lead | No |  |  |  | Unknown, Non-Lead | 1988 | No |  |  |  | Non-lead
039103 | 231 S OCEAN SHRS DR |  | Unknown, Non-Lead | Yes |  | 2018-04-30 |  | PVC | 1988 | Yes |  | 2018-04-30 |  | Non-lead
039104 | 18 LYCALOMA AVE |  | Unknown, Non-Lead | Yes |  | 2019-06-13 |  | Unknown, Non-Lead | 1989 | Yes |  | 2019-06-13 |  | Non-lead
039105 | 16 LYCALOMA AVE |  | Unknown, Non-Lead | Yes |  | 2019-08-16 |  | PVC | 1989 | Yes |  | 2019-08-16 |  | Non-lead
039106 | 15 LYCALOMA AVE |  | Unknown, Non-Lead | Yes |  | 2022-03-17 |  | Unknown, Non-Lead | 1989 | Yes |  | 2022-03-17 |  | Non-lead
039107 | 19 LYCALOMA AVE |  | Unknown, Non-Lead | Yes |  | 2019-02-28 |  | Polytube | 1989 | Yes |  | 2019-02-28 |  | Non-lead
039108 | 21 LYCALOMA AVE |  | Unknown, Non-Lead | Yes |  | 2019-07-25 |  | PVC | 1989 | Yes |  | 2019-07-25 |  | Non-lead
039109 | 120 SUNSET LN |  | Polytube | Yes |  | 2022-07-19 |  | PVC | 1983 | Yes |  | 2022-07-19 |  | Non-lead
039110 | 481 LA FITTE RD |  | Unknown, Non-Lead | Yes |  | 2021-05-12 |  | Unknown, Non-Lead | 1990 | Yes |  | 2021-05-12 |  | Non-lead
039111 | 28531 MARACAIBO RD |  | Polytube | Yes |  | 2022-11-14 |  | PVC | 1990 | Yes |  | 2022-11-14 |  | Non-lead
039112 | 142 VENETIAN WAY |  | Unknown, Non-Lead | No |  |  |  | Unknown, Non-Lead | 1990 | No |  |  |  | Non-lead
039113 | 1014 WEST SHORE DR |  | Polytube | Yes |  | 2023-03-30 |  | PVC | 1989 | Yes |  | 2023-03-30 |  | Non-lead
039114 | 131 PEACE AVE |  | Unknown, Non-Lead | No |  |  |  | Unknown, Non-Lead | 1990 | No |  |  |  | Non-lead
039115 | 170 LORELANE PL |  | Polytube | Yes |  | 2023-01-31 |  | PVC | 1986 | Yes |  | 2023-01-31 |  | Non-lead
039116 | 1 S PELICAN DR |  | Unknown, Non-Lead | Yes |  | 2020-11-24 |  | Unknown, Non-Lead | 2013 | Yes |  | 2020-11-24 |  | Non-lead
039117 | 197 PLANTATION DR |  | Unknown, Non-Lead | No |  |  |  | Unknown, Non-Lead | 1989 | No |  |  |  | Non-lead
039118 | 3 BAY RIDGE RD |  | Polytube | Yes |  | 2022-08-02 |  | PVC | 1990 | Yes |  | 2022-08-02 |  | Non-lead
039119 | 17027 FLYING FISH LN |  | Unknown, Non-Lead | Yes |  | 2024-08-12 |  | Unknown, Non-Lead | 1989 | Yes |  | 2024-08-12 |  | Non-lead
039120 | 29154 CLOVER LN |  | Unknown, Non-Lead | Yes |  | 2021-09-21 |  | Unknown, Non-Lead | 1989 | Yes |  | 2021-09-21 |  | Non-lead
039121 | 322 LEMON AVE |  | Unknown, Non-Lead | No |  |  |  | Unknown, Non-Lead | 1989 | No |  |  |  | Non-lead
039122 | 103 SANTA BARBARA |  | Unknown, Non-Lead | No |  |  |  | Unknown, Non-Lead | 1990 | No |  |  |  | Non-lead
039123 | 212 ANGLERS SOUTH DR |  | Unknown, Non-Lead | Yes |  | 2023-08-14 |  | Unknown, Non-Lead | 1989 | Yes |  | 2023-08-14 |  | Non-lead
039124 | 555 W 63RD OCEAN ST |  | Unknown, Non-Lead | No |  |  |  | Unknown, Non-Lead | 1990 | No |  |  |  | Non-lead
039125 | 2 799 W OCEAN Dr |  | Unknown, Non-Lead | No |  |  |  | Unknown, Non-Lead | 1990 | No |  |  |  | Non-lead
039126 | 28536 ANNE BONNIE LN |  | Polytube | Yes |  | 2023-01-26 |  | PVC | 1989 | Yes |  | 2023-01-26 |  | Non-lead
039127 | 27331 ST CROIX LN |  | Unknown, Non-Lead | Yes |  | 2019-03-07 |  | PVC | 1989 | Yes |  | 2019-03-07 |  | Non-lead
039128 | 27785 KYLE BLVD |  | Unknown, Non-Lead | No |  |  |  | Unknown, Non-Lead | 1989 | No |  |  |  | Non-lead
039129 | B7 93 OCEAN SHORES DR |  | Unknown, Non-Lead | No |  |  |  | Unknown, Non-Lead | 1990 | No |  |  |  | Non-lead
039130 | #3 82913 OVERSEAS HWY |  | Polytube | Yes |  | 2024-03-12 |  | PVC | 1955 | Yes |  | 2024-03-12 |  | Non-lead
039131 | 605 LAPALOMA |  | Polytube | Yes |  | 2023-02-07 |  | PVC | 1981 | Yes |  | 2023-02-07 |  | Non-lead
039132 | 147 KAHIKI DR |  | Unknown, Non-Lead | Yes |  | 2021-03-10 |  | Unknown, Non-Lead | 1990 | Yes |  | 2021-03-10 |  | Non-lead
039133 | 14 MANGROVE LN |  | Unknown, Non-Lead | Yes |  | 2022-06-17 |  | PVC | 1989 | Yes |  | 2022-06-17 |  | Non-lead
039134 | WEST 20716 5TH AVE |  | Unknown, Non-Lead | Yes |  | 2020-08-31 |  | Unknown, Non-Lead | 1989 | Yes |  | 2020-08-31 |  | Non-lead
039135 | 38 S BRIDGE LN |  | Unknown, Non-Lead | Yes |  | 2019-04-17 |  | Unknown, Non-Lead | 1995 | Yes |  | 2019-04-17 |  | Non-lead
039136 | 680 BARRY AVE |  | Unknown, Non-Lead | No |  |  |  | Unknown, Non-Lead | 1989 | No |  |  |  | Non-lead
039137 | 52 LOBSTERTAIL RD |  | Unknown, Non-Lead | Yes |  | 2017-08-16 |  | PVC | 1989 | Yes |  | 2017-08-16 |  | Non-lead
039138 | 1220 COURY DRIVE |  | Unknown, Non-Lead | Yes |  | 2018-11-07 |  | PVC | 1989 | Yes |  | 2018-11-07 |  | Non-lead
039139 | 1 799 W OCEAN Dr |  | Unknown, Non-Lead | Yes |  | 2019-10-03 |  | Unknown, Non-Lead | 1990 | Yes |  | 2019-10-03 |  | Non-lead
039140 | 10692 OVERSEAS HWY |  | Unknown, Non-Lead | Yes |  | 2021-02-17 |  | Unknown, Non-Lead | 1988 | Yes |  | 2021-02-17 |  | Non-lead
039141 | 243 W SEAVIEW DR |  | Polytube | Yes |  | 2024-04-15 |  | PVC | 2018 | Yes |  | 2024-04-15 |  | Non-lead
039142 | 591 9TH ST |  | Polytube | Yes |  | 2022-10-22 |  | PVC | 1975 | Yes |  | 2022-10-22 |  | Non-lead
039143 | 4 FLORAL AVE |  | Polytube | Yes |  | 2022-11-09 |  | PVC | 1987 | Yes |  | 2022-11-09 |  | Non-lead
039144 | #L107 326 CAROLINE ST |  | Unknown, Non-Lead | Yes |  | 2021-11-02 |  | Unknown, Non-Lead | 1989 | Yes |  | 2021-11-02 |  | Non-lead
039145 | #L108 326 CAROLINE ST |  | Unknown, Non-Lead | Yes |  | 2021-11-02 |  | Unknown, Non-Lead | 1989 | Yes |  | 2021-11-02 |  | Non-lead
039146 | #L119 64 FRONT ST |  | Unknown, Non-Lead | Yes |  | 2024-07-08 |  | Unknown, Non-Lead | 1998 | Yes |  | 2024-07-08 |  | Non-lead
039147 | 305 ANNE BONNY DR |  | Polytube | Yes |  | 2024-06-28 |  | PVC | 1975 | Yes |  | 2024-06-28 |  | Non-lead
039148 | 119 BAYVIEW ISLE DR |  | Polytube | Yes |  | 2023-01-05 |  | PVC | 1989 | Yes |  | 2023-01-05 |  | Non-lead
039149 | BLDG 2 100 SANCTUARY DR |  | Polytube | Yes |  | 2023-01-30 |  | PVC |  | Yes |  | 2023-01-30 |  | Non-lead
039150 | 9818 E MAGELLAN BLDG DR |  | Copper | Yes |  | 2023-05-04 |  | Copper | 1981 | Yes |  | 2023-05-04 |  | Non-lead
039151 | 502 NOAH LN |  | Unknown, Non-Lead | Yes |  | 2019-01-14 |  | PVC | 1989 | Yes |  | 2019-01-14 |  | Non-lead
039152 | 29654 FORRESTAL AVE |  | Unknown, Non-Lead | Yes |  | 2023-05-30 |  | Unknown, Non-Lead | 1989 | Yes |  | 2023-05-30 |  | Non-lead
039153 | 201 FRONT ST |  | Polytube | Yes |  | 2024-02-09 |  | PVC | 1918 | Yes |  | 2024-02-09 |  | Non-lead
039154 | HARBOUR WALK |  | Unknown, Non-Lead | Yes |  | 2022-06-08 |  | Unknown, Non-Lead | 1995 | Yes |  | 2022-06-08 |  | Non-lead
039155 | 201 FRONT ST |  | Polytube | Yes |  | 2022-06-21 |  | Copper | 1918 | Yes |  | 2022-06-21 |  | Non-lead
039156 | MASTER METER HARBOR EATON ST |  | Unknown, Non-Lead | Yes |  | 2021-07-08 |  | Unknown, Non-Lead | 1991 | Yes |  | 2021-07-08 |  | Non-lead
039157 | MASTER METER 115 FRONT ST |  | Unknown, Non-Lead | Yes |  | 2021-03-03 |  | Unknown, Non-Lead | 1991 | Yes |  | 2021-03-03 |  | Non-lead
039158 | 721 W INDIES DR |  | Unknown, Non-Lead | Yes |  | 2018-08-31 |  | PVC | 1990 | Yes |  | 2018-08-31 |  | Non-lead
039159 | 330 CAROLINE ST |  | Polytube | Yes |  | 2022-06-21 |  | PVC | 1942 | Yes |  | 2022-06-21 |  | Non-lead
039160 | #8 1102 DUVAL ST |  | Unknown, Non-Lead | Yes |  | 2023-01-30 |  | Unknown, Non-Lead | 1990 | Yes |  | 2023-01-30 |  | Non-lead
039161 | 28573 LE GRAND JOLLY R RD |  | Unknown, Non-Lead | Yes |  | 2022-01-27 |  | Unknown, Non-Lead | 1989 | Yes |  | 2022-01-27 |  | Non-lead
039162 | 488 ALMOND LN |  | Unknown, Non-Lead | Yes |  | 2019-09-03 |  | Unknown, Non-Lead | 1990 | Yes |  | 2019-09-03 |  | Non-lead
039163 | 29164 TULIP LANE |  | Unknown, Non-Lead | Yes |  | 2018-08-24 |  | Unknown, Non-Lead | 1989 | Yes |  | 2018-08-24 |  | Non-lead
039164 | 712 N LAKE DR |  | Polytube | Yes |  | 2024-08-07 |  | PVC | 1987 | Yes |  | 2024-08-07 |  | Non-lead
039165 | 115 LONG BEN DR |  | Polytube | Yes |  | 2023-01-31 |  | PVC | 1984 | Yes |  | 2023-01-31 |  | Non-lead
039166 | 321 MAHOGANY DR |  | Unknown, Non-Lead | Yes |  | 2022-01-31 |  | Unknown, Non-Lead | 2009 | Yes |  | 2022-01-31 |  | Non-lead
039167 | 316 2ND TER |  | Unknown, Non-Lead | No |  |  |  | Unknown, Non-Lead | 1989 | No |  |  |  | Non-lead
039168 | 132 NAVAJO ST |  | Unknown, Non-Lead | Yes |  | 2019-02-22 |  | Unknown, Non-Lead | 1989 | Yes |  | 2019-02-22 |  | Non-lead
039169 | 9 117 COCO PLUM DR |  | Unknown, Non-Lead | Yes |  | 2024-06-10 |  | PVC | 2006 | Yes |  | 2024-06-10 |  | Non-lead
039170 | UNIT D2 117 COCO PLUM BCH DR |  | Polytube | Yes |  | 2025-02-13 |  | PVC | 2006 | Yes |  | 2025-02-13 |  | Non-lead
039171 | UNIT D11 117 COCO PLUM BCH DR |  | Unknown, Non-Lead | Yes |  | 2017-10-30 |  | Unknown, Non-Lead | 2006 | Yes |  | 2017-10-30 |  | Non-lead
039172 | 12 117 COCO PLUM BCH DR |  | Unknown, Non-Lead | Yes |  | 2020-03-19 |  | PVC | 2006 | Yes |  | 2020-03-19 |  | Non-lead
039173 | E-2 117 COCO PLUM BCH DR |  | Unknown, Non-Lead | Yes |  | 2022-03-23 |  | Unknown, Non-Lead | 2006 | Yes |  | 2022-03-23 |  | Non-lead
039174 | 117 COCO PLUM BCH DR |  | Unknown, Non-Lead | No |  |  |  | Unknown, Non-Lead | 2006 | No |  |  |  | Non-lead
039175 | APT C101 3333 DUCK AVE |  | Unknown, Non-Lead | Yes |  | 2024-01-18 |  | Unknown, Non-Lead | 1989 | Yes |  | 2024-01-18 |  | Non-lead
039176 | APT C102 3333 DUCK AVE |  | PVC | Yes |  | 2020-09-04 |  | PVC | 1989 | Yes |  | 2020-09-04 |  | Non-lead
039177 | APT C103 3333 DUCK AVE |  | Unknown, Non-Lead | Yes |  | 2023-11-20 |  | Unknown, Non-Lead | 1989 | Yes |  | 2023-11-20 |  | Non-lead
039178 | APT C104 3333 DUCK AVE |  | Unknown, Non-Lead | Yes |  | 2023-08-17 |  | Unknown, Non-Lead | 1989 | Yes |  | 2023-08-17 |  | Non-lead
039179 | APT C201 3333 DUCK AVE |  | Unknown, Non-Lead | Yes |  | 2021-12-22 |  | Unknown, Non-Lead | 1989 | Yes |  | 2021-12-22 |  | Non-lead
039180 | APT C202 3333 DUCK AVE |  | Unknown, Non-Lead | Yes |  | 2021-05-13 |  | PVC | 1989 | Yes |  | 2021-05-13 |  | Non-lead
039181 | APT C203 3333 DUCK AVE |  | Unknown, Non-Lead | Yes |  | 2020-08-25 |  | Unknown, Non-Lead | 1989 | Yes |  | 2020-08-25 |  | Non-lead
039182 | APT C204 3333 DUCK AVE |  | Unknown, Non-Lead | Yes |  | 2024-06-28 |  | PVC | 1989 | Yes |  | 2024-06-28 |  | Non-lead
039183 | 17114 W KINGFISH LN |  | Polytube | Yes |  | 2022-05-31 |  | PVC | 1989 | Yes |  | 2022-05-31 |  | Non-lead
039184 | 873 HAWKSBILL LANE |  | Polytube | Yes |  | 2022-08-02 |  | PVC | 1987 | Yes |  | 2022-08-02 |  | Non-lead
039186 | 42 PALMETTO DR |  | Unknown, Non-Lead | Yes |  | 2023-06-26 |  | Unknown, Non-Lead | 1989 | Yes |  | 2023-06-26 |  | Non-lead
039187 | 157 S INDIES DR |  | Polytube | Yes |  | 2023-05-19 |  | PVC | 1990 | Yes |  | 2023-05-19 |  | Non-lead
039188 | 429 122ND OCEAN ST |  | Polytube | Yes |  | 2022-08-22 |  | PVC | 1974 | Yes |  | 2022-08-22 |  | Non-lead
039189 | 2133 SAN SEBASTIAN DR |  | Unknown, Non-Lead | Yes |  | 2018-08-24 |  | Unknown, Non-Lead | 1989 | Yes |  | 2018-08-24 |  | Non-lead
039190 | 130 CUTLASS LN |  | Polytube | Yes |  | 2022-12-28 |  | PVC | 1972 | Yes |  | 2022-12-28 |  | Non-lead
039191 | 214 S OCEAN SHRS DR |  | Unknown, Non-Lead | Yes |  | 2019-02-27 |  | Unknown, Non-Lead | 2001 | Yes |  | 2019-02-27 |  | Non-lead
039192 | 308 S COCONUT PALM BLVD |  | Polytube | Yes |  | 2022-06-14 |  | PVC | 1985 | Yes |  | 2022-06-14 |  | Non-lead
039193 | 58 TRANSYLVANIA AVE |  | Unknown, Non-Lead | Yes |  | 2021-04-09 |  | Unknown, Non-Lead | 2019 | Yes |  | 2021-04-09 |  | Non-lead
039194 | APT B 514 CARIBBEAN DR |  | Polytube | Yes |  | 2022-07-08 |  | PVC | 1986 | Yes |  | 2022-07-08 |  | Non-lead
039195 | APT A 514 CARIBBEAN DR |  | Polytube | Yes |  | 2022-07-08 |  | PVC | 1986 | Yes |  | 2022-07-08 |  | Non-lead
039196 | 29238 CHICKASAW ST |  | Unknown, Non-Lead | Yes |  | 2024-09-10 |  | Unknown, Non-Lead | 1989 | Yes |  | 2024-09-10 |  | Non-lead
039197 | 330 WHITEHEAD ST |  | Polytube | Yes |  | 2024-05-07 |  | Polytube | 1989 | Yes |  | 2024-05-07 |  | Non-Lead
039198 | 58141 MORTON ST |  | Unknown, Non-Lead | Yes |  | 2022-01-06 |  | Unknown, Non-Lead | 1992 | Yes |  | 2022-01-06 |  | Non-lead
039199 | 201 CAMINO REAL |  | Polytube | Yes |  | 2024-07-12 |  | PVC | 1987 | Yes |  | 2024-07-12 |  | Non-lead
039200 | 12 799 W OCEAN Dr |  | Unknown, Non-Lead | Yes |  | 2017-05-12 |  | Unknown, Non-Lead | 1990 | Yes |  | 2017-05-12 |  | Non-lead
039201 | #2&3 828 DUVAL ST |  | Polytube | Yes |  | 2022-09-26 |  | PVC | 1933 | Yes |  | 2022-09-26 |  | Non-lead
039202 | SLIP M23 1801 N ROOSEVELT BLVD |  | PVC | Yes |  | 2022-08-01 |  | PVC | 1983 | Yes |  | 2022-08-01 |  | Non-lead
039203 | 289 E CARRIBEAN DR |  | Unknown, Non-Lead | Yes |  | 2022-08-26 |  | PVC | 1988 | Yes |  | 2022-08-26 |  | Non-lead
039204 | 108 AVENUE G |  | Unknown, Non-Lead | Yes |  | 2018-06-30 |  | Unknown, Non-Lead | 1989 | Yes |  | 2018-06-30 |  | Non-lead
039205 | 186 S INDIES DR |  | Polytube | Yes |  | 2023-05-19 |  | PVC | 1987 | Yes |  | 2023-05-19 |  | Non-lead
039206 | 11257 5TH GULF AVE |  | Polytube | Yes |  | 2022-08-25 |  | PVC | 1985 | Yes |  | 2022-08-25 |  | Non-lead
039207 | 1500 W 63RD ST |  | Polytube | Yes |  | 2023-03-08 |  | PVC | 1979 | Yes |  | 2023-03-08 |  | Non-lead
039208 | LEFT 87 CORAL LANE |  | Unknown, Non-Lead | No |  |  |  | Unknown, Non-Lead | 1989 | No |  |  |  | Non-lead
039209 | 85 CORAL LN |  | Polytube | Yes |  | 2022-10-22 |  | Copper | 1967 | Yes |  | 2022-10-22 |  | Non-lead
039210 | APT D101 3333 DUCK AVE |  | Unknown, Non-Lead | Yes |  | 2019-01-17 |  | Unknown, Non-Lead | 1989 | Yes |  | 2019-01-17 |  | Non-lead
039211 | APT D102 3333 DUCK AVE |  | Unknown, Non-Lead | No |  |  |  | Unknown, Non-Lead | 1989 | No |  |  |  | Non-lead
039212 | APT D103 3333 DUCK AVE |  | Unknown, Non-Lead | No |  |  |  | Unknown, Non-Lead | 1989 | No |  |  |  | Non-lead
039213 | APT D104 3333 DUCK AVE |  | Unknown, Non-Lead | Yes |  | 2022-02-24 |  | Unknown, Non-Lead | 1989 | Yes |  | 2022-02-24 |  | Non-lead
039214 | APT D105 3333 DUCK AVE |  | Unknown, Non-Lead | Yes |  | 2019-11-06 |  | PVC | 1989 | Yes |  | 2019-11-06 |  | Non-lead
039215 | APT D106 3333 DUCK AVE |  | Unknown, Non-Lead | Yes |  | 2021-04-26 |  | Unknown, Non-Lead | 1989 | Yes |  | 2021-04-26 |  | Non-lead
039216 | APT D107 3333 DUCK AVE |  | Unknown, Non-Lead | Yes |  | 2021-06-21 |  | PVC | 1989 | Yes |  | 2021-06-21 |  | Non-lead
039217 | APT D108 3333 DUCK AVE |  | Unknown, Non-Lead | Yes |  | 2022-02-28 |  | Unknown, Non-Lead | 1989 | Yes |  | 2022-02-28 |  | Non-lead
039218 | APT D109 3333 DUCK AVE |  | Unknown, Non-Lead | Yes |  | 2022-02-28 |  | Unknown, Non-Lead | 1989 | Yes |  | 2022-02-28 |  | Non-lead
039219 | APT D110 3333 DUCK AVE |  | PVC | Yes |  | 2024-09-30 |  | PVC | 1989 | Yes |  | 2024-09-30 |  | Non-lead
039220 | APT D111 3333 DUCK AVE |  | Polytube | Yes |  | 2022-06-17 |  | PVC | 1989 | Yes |  | 2022-06-17 |  | Non-lead
039221 | APT D112 3333 DUCK AVE |  | Unknown, Non-Lead | Yes |  | 2019-04-26 |  | Unknown, Non-Lead | 1989 | Yes |  | 2019-04-26 |  | Non-lead
039222 | APT D201 3333 DUCK AVE |  | Unknown, Non-Lead | Yes |  | 2020-04-27 |  | Unknown, Non-Lead | 1989 | Yes |  | 2020-04-27 |  | Non-lead
039223 | APT D202 3333 DUCK AVE |  | Unknown, Non-Lead | No |  |  |  | Unknown, Non-Lead | 1989 | No |  |  |  | Non-lead
039224 | APT D203 3333 DUCK AVE |  | Unknown, Non-Lead | Yes |  | 2018-10-31 |  | PVC | 1989 | Yes |  | 2018-10-31 |  | Non-lead
039225 | APT D204 3333 DUCK AVE |  | Unknown, Non-Lead | Yes |  | 2024-03-21 |  | Unknown, Non-Lead | 1989 | Yes |  | 2024-03-21 |  | Non-lead
039226 | APT D205 3333 DUCK AVE |  | Unknown, Non-Lead | Yes |  | 2019-03-22 |  | Unknown, Non-Lead | 1989 | Yes |  | 2019-03-22 |  | Non-lead
039227 | APT D206 3333 DUCK AVE |  | Unknown, Non-Lead | Yes |  | 2020-03-03 |  | Unknown, Non-Lead | 1989 | Yes |  | 2020-03-03 |  | Non-lead
039228 | APT D207 3333 DUCK AVE |  | Unknown, Non-Lead | Yes |  | 2024-08-23 |  | Unknown, Non-Lead | 1989 | Yes |  | 2024-08-23 |  | Non-lead
039229 | APT D208 3333 DUCK AVE |  | Unknown, Non-Lead | Yes |  | 2017-10-17 |  | Unknown, Non-Lead | 1989 | Yes |  | 2017-10-17 |  | Non-lead
039230 | APT D209 3333 DUCK AVE |  | Unknown, Non-Lead | Yes |  | 2020-10-22 |  | Unknown, Non-Lead | 1989 | Yes |  | 2020-10-22 |  | Non-lead
039231 | APT D210 3333 DUCK AVE |  | Unknown, Non-Lead | No |  |  |  | Unknown, Non-Lead | 1989 | No |  |  |  | Non-lead
039232 | APT D211 3333 DUCK AVE |  | Unknown, Non-Lead | No |  |  |  | Unknown, Non-Lead | 1989 | No |  |  |  | Non-lead
039233 | APT D212 3333 DUCK AVE |  | Unknown, Non-Lead | No |  |  |  | Unknown, Non-Lead | 1989 | No |  |  |  | Non-lead
039234 | 68 TAMARIND DR |  | Polytube | Yes |  | 2023-01-04 |  | PVC | 1990 | Yes |  | 2023-01-04 |  | Non-lead
039235 | 17152 MARLIN DR |  | Unknown, Non-Lead | Yes |  | 2018-04-10 |  | PVC | 1989 | Yes |  | 2018-04-10 |  | Non-lead
039236 | 98221 WINDWARD AVE |  | Polytube | Yes |  | 2024-01-31 |  | Copper | 1981 | Yes |  | 2024-01-31 |  | Non-lead
039237 | 12 BAY RIDGE RD |  | Unknown, Non-Lead | Yes |  | 2019-06-19 |  | PVC | 1989 | Yes |  | 2019-06-19 |  | Non-lead
039238 | 98181 WINDWARD BLDG J AVE |  | Copper | Yes |  | 2023-05-04 |  | PVC | 1981 | Yes |  | 2023-05-04 |  | Non-lead
039239 | 98142 WINDWARD AVE |  | Polytube | Yes |  | 2023-05-04 |  | PVC | 1981 | Yes |  | 2023-05-04 |  | Non-lead
039240 | 98161 WINDWARD BLDG J AVE |  | Copper | Yes |  | 2023-05-04 |  | PVC | 1981 | Yes |  | 2023-05-04 |  | Non-lead
039241 | 27381 BARBUDA LANE |  | Unknown, Non-Lead | Yes |  | 2021-02-08 |  | Unknown, Non-Lead | 1989 | Yes |  | 2021-02-08 |  | Non-lead
039242 | APT K101 3333 DUCK AVE |  | Unknown, Non-Lead | Yes |  | 2021-10-22 |  | Unknown, Non-Lead | 1989 | Yes |  | 2021-10-22 |  | Non-lead
039243 | APT K102 3333 DUCK AVE |  | Unknown, Non-Lead | Yes |  | 2021-11-29 |  | Unknown, Non-Lead | 1989 | Yes |  | 2021-11-29 |  | Non-lead
039244 | APT K103 3333 DUCK AVE |  | Polytube | Yes |  | 2023-01-23 |  | PVC | 1989 | Yes |  | 2023-01-23 |  | Non-lead
039245 | APT K104 3333 DUCK AVE |  | Unknown, Non-Lead | Yes |  | 2020-06-22 |  | Unknown, Non-Lead | 1989 | Yes |  | 2020-06-22 |  | Non-lead
039246 | APT K105 3333 DUCK AVE |  | Polytube | Yes |  | 2022-09-06 |  | PVC | 1989 | Yes |  | 2022-09-06 |  | Non-lead
039247 | APT K106 3333 DUCK AVE |  | Unknown, Non-Lead | Yes |  | 2021-07-26 |  | PVC | 1989 | Yes |  | 2021-07-26 |  | Non-lead
039248 | APT K107 3333 DUCK AVE |  | Unknown, Non-Lead | Yes |  | 2019-08-12 |  | Unknown, Non-Lead | 1989 | Yes |  | 2019-08-12 |  | Non-lead
039249 | APT K108 3333 DUCK AVE |  | Unknown, Non-Lead | Yes |  | 2023-08-21 |  | Unknown, Non-Lead | 1989 | Yes |  | 2023-08-21 |  | Non-lead
039250 | APT K201 3333 DUCK AVE |  | Unknown, Non-Lead | Yes |  | 2021-04-29 |  | Unknown, Non-Lead | 1989 | Yes |  | 2021-04-29 |  | Non-lead
039251 | APT K202 3333 DUCK AVE |  | Unknown, Non-Lead | Yes |  | 2018-06-12 |  | PVC | 1989 | Yes |  | 2018-06-12 |  | Non-lead
039252 | APT K203 3333 DUCK AVE |  | Unknown, Non-Lead | Yes |  | 2019-08-23 |  | Unknown, Non-Lead | 1989 | Yes |  | 2019-08-23 |  | Non-lead
039253 | APT K204 3333 DUCK AVE |  | Polytube | Yes |  | 2024-01-23 |  | PVC | 1989 | Yes |  | 2024-01-23 |  | Non-lead
039254 | APT K205 3333 DUCK AVE |  | Polytube | Yes |  | 2022-11-16 |  | PVC | 1989 | Yes |  | 2022-11-16 |  | Non-lead
039255 | APT K206 3333 DUCK AVE |  | Unknown, Non-Lead | Yes |  | 2018-04-17 |  | PVC | 1989 | Yes |  | 2018-04-17 |  | Non-lead
039256 | APT K207 3333 DUCK AVE |  | Unknown, Non-Lead | Yes |  | 2024-07-22 |  | Unknown, Non-Lead | 1989 | Yes |  | 2024-07-22 |  | Non-lead
039257 | APT K208 3333 DUCK AVE |  | Unknown, Non-Lead | Yes |  | 2017-02-16 |  | Unknown, Non-Lead | 1989 | Yes |  | 2017-02-16 |  | Non-lead
039258 | 21071 6TH AVE |  | Polytube | Yes |  | 2016-12-30 |  | PVC | 1992 | Yes |  | 2016-12-30 |  | Non-lead
039259 | 8 BOULDER DR |  | Polytube | Yes |  | 2022-05-11 |  | Polytube | 1990 | Yes |  | 2022-05-11 |  | Non-Lead
039260 | 22943 ANN BONNY LN |  | Polytube | Yes |  | 2022-11-09 |  | PVC | 1983 | Yes |  | 2022-11-09 |  | Non-lead
039261 | 494 E CARIBBEAN DR |  | Unknown, Non-Lead | Yes |  | 2023-09-14 |  | Unknown, Non-Lead | 2005 | Yes |  | 2023-09-14 |  | Non-lead
039262 | 98182 WINDWARD BLDG J AVE |  | Copper | Yes |  | 2023-05-04 |  | PVC | 1981 | Yes |  | 2023-05-04 |  | Non-lead
039263 | 98201 WINDWARD AVE |  | Copper | Yes |  | 2024-03-11 |  | PVC | 1981 | Yes |  | 2024-03-11 |  | Non-lead
039264 | BLDG J 98162 WINDWARD AVE |  | Copper | Yes |  | 2023-05-04 |  | PVC | 1981 | Yes |  | 2023-05-04 |  | Non-lead
039265 | 98222 WINDWARD BLDG J AVE |  | Polytube | Yes |  | 2022-08-29 |  | Copper | 1981 | Yes |  | 2022-08-29 |  | Non-lead
039266 | 98241 WINDWARD AVE |  | Copper | Yes |  | 2023-05-04 |  | Copper | 1981 | Yes |  | 2023-05-04 |  | Non-lead
039267 | 98141 WINDWARD BLDG J AVE |  | Polytube | Yes |  | 2023-05-04 |  | PVC | 1981 | Yes |  | 2023-05-04 |  | Non-lead
039268 | 246 KEY HAVEN RD |  | Unknown, Non-Lead | Yes |  | 2024-05-31 |  | Unknown, Non-Lead | 1989 | Yes |  | 2024-05-31 |  | Non-lead
039269 | 201 2ND ST |  | Polytube | Yes |  | 2022-10-17 |  | PVC | 1986 | Yes |  | 2022-10-17 |  | Non-lead
039270 | L186 43 PLAZA DEL SOL |  | Polytube | Yes |  | 2022-06-30 |  | PVC | 1982 | Yes |  | 2022-06-30 |  | Non-lead
039271 | 458 BAHIA AVE |  | Unknown, Non-Lead | No |  |  |  | Unknown, Non-Lead | 1990 | No |  |  |  | Non-lead
039272 | 101 SAPODILLA DR |  | Unknown, Non-Lead | Yes |  | 2022-11-18 |  | Unknown, Non-Lead | 1989 | Yes |  | 2022-11-18 |  | Non-lead
039273 | 432 LAGUNA AVE |  | Unknown | Yes |  | 2022-06-30 |  | Unknown | 1981 | Yes |  | 2022-06-30 |  | Lead Status Unknown
039274 | 2559 SOMBRERO BLVD |  | Unknown, Non-Lead | Yes |  | 2021-06-18 |  | Unknown, Non-Lead | 1990 | Yes |  | 2021-06-18 |  | Non-lead
039275 | A 302 N ANGLERS DR |  | Polytube | Yes |  | 2023-04-11 |  | PVC | 1989 | Yes |  | 2023-04-11 |  | Non-lead
039276 | B 302 N ANGLERS DR |  | Unknown, Non-Lead | No |  |  |  | Unknown, Non-Lead | 1989 | No |  |  |  | Non-lead
039277 | 206 799 W OCEAN Dr |  | Unknown, Non-Lead | Yes |  | 2019-10-02 |  | Unknown, Non-Lead | 1990 | Yes |  | 2019-10-02 |  | Non-lead
039278 | 205 799 W OCEAN Dr |  | Unknown, Non-Lead | No |  |  |  | Unknown, Non-Lead | 1990 | No |  |  |  | Non-lead
039279 | 1525 NILES RD |  | Unknown, Non-Lead | Yes |  | 2024-02-12 |  | Unknown, Non-Lead | 1990 | Yes |  | 2024-02-12 |  | Non-lead
039280 | 1779 NARCISSUS AVE |  | Unknown, Non-Lead | Yes |  | 2019-01-25 |  | Unknown, Non-Lead | 1989 | Yes |  | 2019-01-25 |  | Non-lead
039281 | 19536 SEMINOLE ST |  | Unknown, Non-Lead | No |  |  |  | Unknown, Non-Lead | 1989 | No |  |  |  | Non-lead
039282 | 516 EMMA ST |  | Polytube | Yes |  | 2024-09-06 |  | PVC | 1995 | Yes |  | 2024-09-06 |  | Non-lead
039283 | 17274 LA BRISA LANE |  | Unknown, Non-Lead | Yes |  | 2018-10-26 |  | PVC | 1989 | Yes |  | 2018-10-26 |  | Non-lead
039285 | 20959 W 5TH AVE |  | Unknown, Non-Lead | No |  |  |  | Unknown, Non-Lead | 1994 | No |  |  |  | Non-lead
039286 | 29049 ROSE DR |  | Polytube | Yes |  | 2022-12-21 |  | PVC | 1986 | Yes |  | 2022-12-21 |  | Non-lead
039287 | 201 799 W OCEAN Dr |  | Unknown, Non-Lead | Yes |  | 2019-10-02 |  | Unknown, Non-Lead | 1990 | Yes |  | 2019-10-02 |  | Non-lead
039288 | 203 799 W OCEAN Dr |  | Unknown, Non-Lead | Yes |  | 2019-10-02 |  | Unknown, Non-Lead | 1990 | Yes |  | 2019-10-02 |  | Non-lead
039289 | 3995 DIANE RD |  | Polytube | Yes |  | 2023-02-21 |  | PVC | 1989 | Yes |  | 2023-02-21 |  | Non-lead
039290 | 212 BRUCE CT |  | Polytube | Yes |  | 2023-02-02 |  | PVC | 1986 | Yes |  | 2023-02-02 |  | Non-lead
039291 | APT 304 799 W OCEAN DR |  | Unknown, Non-Lead | Yes |  | 2019-07-16 |  | Unknown, Non-Lead | 1990 | Yes |  | 2019-07-16 |  | Non-lead
039292 | 204 799 W OCEAN Dr |  | Unknown, Non-Lead | Yes |  | 2021-05-26 |  | Unknown, Non-Lead | 1990 | Yes |  | 2021-05-26 |  | Non-lead
039293 | 8201 MARINA VILLAS DR |  | Unknown, Non-Lead | Yes |  | 2021-10-27 |  | PVC | 1990 | Yes |  | 2021-10-27 |  | Non-lead
039294 | 8202 MARINA VILLA DR |  | Unknown, Non-Lead | No |  |  |  | PVC | 1990 | No |  |  |  | Non-lead
039295 | 8203 MARINA VILLAS DR |  | Unknown, Non-Lead | No |  |  |  | Unknown, Non-Lead | 1990 | No |  |  |  | Non-lead
039296 | 8204 MARINA VILLAS DR |  | Unknown, Non-Lead | No |  |  |  | Unknown, Non-Lead | 1990 | No |  |  |  | Non-lead
039297 | 8301 MARINA VILLA DR |  | Unknown, Non-Lead | Yes |  | 2023-06-05 |  | Unknown, Non-Lead | 1990 | Yes |  | 2023-06-05 |  | Non-lead
039298 | 8302 MARINA VILLA DR |  | Unknown, Non-Lead | Yes |  | 2023-04-13 |  | PVC | 1990 | Yes |  | 2023-04-13 |  | Non-lead
039299 | 8303 MARINA VILLA DR |  | Unknown, Non-Lead | No |  |  |  | Unknown, Non-Lead | 1990 | No |  |  |  | Non-lead
039300 | 8304 MARINA VILLA DR |  | Unknown, Non-Lead | Yes |  | 2023-07-03 |  | Unknown, Non-Lead | 1990 | Yes |  | 2023-07-03 |  | Non-lead
039301 | 8402 MARINA VILLA DR |  | Unknown, Non-Lead | Yes |  | 2020-03-19 |  | PVC | 1990 | Yes |  | 2020-03-19 |  | Non-lead
039302 | 8403 MARINA VILLA DR |  | Unknown, Non-Lead | Yes |  | 2021-10-27 |  | PVC | 1990 | Yes |  | 2021-10-27 |  | Non-lead
039303 | FKAA WWTP MARINA VILLA DR |  | Polytube | Yes |  | 2022-10-22 |  | PVC | 1950 | Yes |  | 2022-10-22 |  | Non-lead
039304 | UNIT R15 1075 DUVAL ST |  | Polytube | Yes |  | 2023-03-17 |  | PVC | 1987 | Yes |  | 2023-03-17 |  | Non-lead
039306 | #L106 328 CAROLINE ST |  | Unknown, Non-Lead | Yes |  | 2021-07-28 |  | Unknown, Non-Lead | 1989 | Yes |  | 2021-07-28 |  | Non-lead
039307 | POOL & CLUBHOUS 2950 OVERSEAS HWY |  | Unknown, Non-Lead | Yes |  | 2022-08-26 |  | PVC | 1989 | Yes |  | 2022-08-26 |  | Non-lead
039308 | 167 KAHIKI DR |  | Unknown, Non-Lead | Yes |  | 2021-03-12 |  | Unknown, Non-Lead | 1990 | Yes |  | 2021-03-12 |  | Non-lead
039309 | 29 ROBERT ST |  | Polytube | Yes |  | 2022-10-17 |  | PVC | 1987 | Yes |  | 2022-10-17 |  | Non-lead
039310 | 815 S RUBY DR |  | Polytube | Yes |  | 2022-10-14 |  | PVC | 1979 | Yes |  | 2022-10-14 |  | Non-lead
039311 | BLDG 3 100 SANCTUARY DR |  | Unknown, Non-Lead | No |  |  |  | Unknown, Non-Lead | 1991 | No |  |  |  | Non-lead
039312 | 65840 OVERSEAS HWY |  | Unknown, Non-Lead | Yes |  | 2018-12-11 |  | PVC | 1990 | Yes |  | 2018-12-11 |  | Non-lead
039313 | 107 SOUTH DR |  | Polytube | Yes |  | 2023-01-03 |  | PVC | 1990 | Yes |  | 2023-01-03 |  | Non-lead
039314 | 430 AVE D |  | Unknown, Non-Lead | Yes |  | 2022-07-29 |  | PVC | 2012 | Yes |  | 2022-07-29 |  | Non-lead
039315 | 871 CRANE BLVD |  | Unknown, Non-Lead | Yes |  | 2018-09-28 |  | PVC | 1992 | Yes |  | 2018-09-28 |  | Non-lead
039316 | BLDG B 3146 NORTHSIDE DR |  | Copper | Yes |  | 2022-09-26 |  | Copper | 1991 | Yes |  | 2022-09-26 |  | Non-lead
039317 | BLDG J 3148 NORTHSIDE DR |  | Unknown, Non-Lead | Yes |  | 2022-05-16 |  | PVC | 1991 | Yes |  | 2022-05-16 |  | Non-lead
039318 | BLDG N 3156 NORTHSIDE DR |  | Unknown, Non-Lead | Yes |  | 2021-01-06 |  | PVC | 1991 | Yes |  | 2021-01-06 |  | Non-lead
039319 | BLDG B 3132 NORTHSIDE DR |  | Unknown, Non-Lead | No |  |  |  | Unknown, Non-Lead | 1991 | No |  |  |  | Non-lead
039320 | BLDG K 3150 NORTHSIDE DR |  | Unknown, Non-Lead | Yes |  | 2024-09-20 |  | Unknown, Non-Lead | 1991 | Yes |  | 2024-09-20 |  | Non-lead
039321 | BLDG M 3154 NORTHSIDE DR |  | Polytube | Yes |  | 2022-08-19 |  | Copper | 1991 | Yes |  | 2022-08-19 |  | Non-lead
039322 | BLDG I UNIT F 3146 NORTHSIDE DR |  | Unknown, Non-Lead | No |  |  |  | Unknown, Non-Lead | 1991 | No |  |  |  | Non-lead
039323 | BLDG A 3140 NORTHSIDE DR |  | Unknown, Non-Lead | No |  |  |  | Unknown, Non-Lead | 1991 | No |  |  |  | Non-lead
039324 | SPRINKLER 1075 DUVAL ST |  | Polytube | Yes |  | 2022-09-26 |  | PVC | 1987 | Yes |  | 2022-09-26 |  | Non-lead
039325 | 29180 CAMAS LANE |  | Unknown, Non-Lead | Yes |  | 2018-03-16 |  | Unknown, Non-Lead | 1989 | Yes |  | 2018-03-16 |  | Non-lead
039326 | 1821 BITTERSWEET AVE |  | Unknown, Non-Lead | Yes |  | 2023-10-20 |  | Unknown, Non-Lead | 1989 | Yes |  | 2023-10-20 |  | Non-lead
039327 | 30426 HAWKS LANE |  | Unknown, Non-Lead | No |  |  |  | Unknown, Non-Lead | 1988 | No |  |  |  | Non-lead
039328 | 88 MARINA AVE |  | Polytube | Yes |  | 2022-11-29 |  | PVC | 1983 | Yes |  | 2022-11-29 |  | Non-lead
039329 | 74920 OVERSEAS HWY |  | Unknown, Non-Lead | Yes |  | 2022-08-08 |  | PVC | 1990 | Yes |  | 2022-08-08 |  | Non-lead
039330 | 129 NAVAJO ST |  | Polytube | Yes |  | 2023-11-13 |  | PVC | 1989 | Yes |  | 2023-11-13 |  | Non-lead
039331 | 111 W PLAZA GRANADA |  | Unknown, Non-Lead | Yes |  | 2021-04-19 |  | Unknown, Non-Lead | 1993 | Yes |  | 2021-04-19 |  | Non-lead
039332 | 29680 SARATOGA AVE |  | Unknown, Non-Lead | Yes |  | 2021-02-26 |  | Unknown, Non-Lead | 1988 | Yes |  | 2021-02-26 |  | Non-lead
039333 | 3970 GORDON RD |  | Polytube | Yes |  | 2023-01-25 |  | PVC | 1989 | Yes |  | 2023-01-25 |  | Non-lead
039334 | 3605 LANDERS ST |  | Unknown, Non-Lead | Yes |  | 2024-02-01 |  | Unknown, Non-Lead | 1990 | Yes |  | 2024-02-01 |  | Non-lead
039335 | 3 SOUTH DR |  | Unknown, Non-Lead | Yes |  | 2024-02-12 |  | Unknown, Non-Lead | 1990 | Yes |  | 2024-02-12 |  | Non-lead
039336 | 30 MANGROVE LN |  | Unknown, Non-Lead | Yes |  | 2018-09-11 |  | Unknown, Non-Lead | 1990 | Yes |  | 2018-09-11 |  | Non-lead
039337 | 99600 OVERSEAS HWY |  | Polytube | Yes |  | 2023-02-06 |  | PVC | 1981 | Yes |  | 2023-02-06 |  | Non-lead
039338 | 150 STROMBOLI DR |  | Polytube | Yes |  | 2022-06-13 |  | PVC | 1973 | Yes |  | 2022-06-13 |  | Non-lead
039339 | 200 ORANGE BLOSSOM L DR |  | Unknown, Non-Lead | Yes |  | 2024-02-09 |  | Unknown, Non-Lead | 1989 | Yes |  | 2024-02-09 |  | Non-lead
039340 | 2242 SAN REMO DR |  | Unknown, Non-Lead | Yes |  | 2019-06-13 |  | PVC | 1990 | Yes |  | 2019-06-13 |  | Non-lead
039341 | 421 B SOMBRERO BEACH RD |  | Polytube | Yes |  | 2022-07-14 |  | PVC | 1990 | Yes |  | 2022-07-14 |  | Non-lead
039342 | 421-A SOMBRERO BEACH RD |  | Unknown, Non-Lead | Yes |  | 2023-11-08 |  | Unknown, Non-Lead | 1990 | Yes |  | 2023-11-08 |  | Non-lead
039343 | 250 CAMINO REAL |  | Unknown, Non-Lead | Yes |  | 2024-05-20 |  | Unknown, Non-Lead | 1990 | Yes |  | 2024-05-20 |  | Non-lead
039344 | 305 14TH ST |  | Unknown, Non-Lead | Yes |  | 2021-11-02 |  | PVC | 2000 | Yes |  | 2021-11-02 |  | Non-lead
039345 | 19533 MAYAN ST |  | Unknown, Non-Lead | No |  |  |  | Unknown, Non-Lead | 1989 | No |  |  |  | Non-lead
039346 | 55 N JOHNSON RD |  | Unknown, Non-Lead | Yes |  | 2020-05-20 |  | PVC | 1989 | Yes |  | 2020-05-20 |  | Non-lead
039348 | 55 N JOHNSON RD |  | Unknown, Non-Lead | Yes |  | 2020-05-20 |  | Unknown, Non-Lead | 1989 | Yes |  | 2020-05-20 |  | Non-lead
039349 | UNIT R-1 95 JOHNSON RD |  | Unknown, Non-Lead | Yes |  | 2023-10-10 |  | Polytube | 1989 | Yes |  | 2023-10-10 |  | Non-lead
039350 | #R2 93 N JOHNSON RD |  | Unknown, Non-Lead | Yes |  | 2022-04-05 |  | PVC | 1989 | Yes |  | 2022-04-05 |  | Non-lead
039351 | UNIT R 3 97 N JOHNSON RD |  | Polytube | Yes |  | 2023-07-25 |  | PVC | 1989 | Yes |  | 2023-07-25 |  | Non-lead
039352 | 10 CORAL DR |  | Polytube | Yes |  | 2022-11-29 |  | PVC | 1963 | Yes |  | 2022-11-29 |  | Non-lead
039353 | 15 BAY DR |  | Polytube | Yes |  | 2022-07-05 |  | PVC | 1990 | Yes |  | 2022-07-05 |  | Non-lead
039354 | 371 BAHIA AVE |  | Unknown, Non-Lead | Yes |  | 2021-09-17 |  | PVC | 1990 | Yes |  | 2021-09-17 |  | Non-lead
039355 | 142 FONTAINE DR |  | Polytube | Yes |  | 2022-06-15 |  | PVC | 1964 | Yes |  | 2022-06-15 |  | Non-lead
039356 | 44 CARDINAL LN |  | Polytube | Yes |  | 2024-09-25 |  | PVC |  | Yes |  | 2024-09-25 |  | Non-lead
039357 | 52 TINA PL |  | Unknown, Non-Lead | Yes |  | 2018-12-21 |  | Unknown, Non-Lead | 2005 | Yes |  | 2018-12-21 |  | Non-lead
039358 | 765 GROUPER TR |  | Unknown, Non-Lead | No |  |  |  | Unknown, Non-Lead | 1989 | No |  |  |  | Non-lead
039359 | 411 CACTUS DR |  | Polytube | Yes |  | 2022-12-01 |  | PVC | 1989 | Yes |  | 2022-12-01 |  | Non-lead
039360 | UNIT R18 1075 DUVAL ST |  | Polytube | Yes |  | 2023-11-21 |  | PVC | 1987 | Yes |  | 2023-11-21 |  | Non-lead
039361 | 29113 IROQUOIS |  | Unknown, Non-Lead | Yes |  | 2023-07-24 |  | Unknown, Non-Lead | 1989 | Yes |  | 2023-07-24 |  | Non-lead
039362 | 126 AVENUE F |  | Unknown, Non-Lead | No |  |  |  | Unknown, Non-Lead | 2020 | No |  |  |  | Non-lead
039363 | 29911 JOURNEYS END RD |  | Unknown, Non-Lead | No |  |  |  | Unknown, Non-Lead | 1989 | No |  |  |  | Non-lead
039364 | 319 CALZADA DE BOUGA |  | Unknown, Non-Lead | Yes |  | 2020-02-13 |  | Unknown, Non-Lead | 1990 | Yes |  | 2020-02-13 |  | Non-lead
039365 | 29424 FORRESTAL AVE |  | Unknown, Non-Lead | Yes |  | 2021-07-26 |  | Unknown, Non-Lead | 1989 | Yes |  | 2021-07-26 |  | Non-lead
039366 | FIRE DETECTOR 516 DUVAL ST |  | Unknown, Non-Lead | No |  |  |  | Unknown, Non-Lead | 2011 | No |  |  |  | Non-lead
039367 | APT REAR 1222 GRINNELL ST |  | Polytube | Yes |  | 2023-03-16 |  | PVC | 1918 | Yes |  | 2023-03-16 |  | Non-lead
039369 | 98 CALLE ENSUENO |  | Polytube | Yes |  | 2024-01-18 |  | PVC | 1992 | Yes |  | 2024-01-18 |  | Non-lead
039370 | 1038 W OCEAN DR |  | Polytube | Yes |  | 2022-10-22 |  | PVC | 1972 | Yes |  | 2022-10-22 |  | Non-lead
039371 | 1028 W OCEAN DR |  | Polytube | Yes |  | 2023-09-13 |  | PVC | 1972 | Yes |  | 2023-09-13 |  | Non-lead
039372 | LEFT 319 N ANGLERS DR |  | Unknown, Non-Lead | Yes |  | 2017-10-26 |  | Unknown, Non-Lead | 1989 | Yes |  | 2017-10-26 |  | Non-lead
039373 | 769 GROUPER TR |  | Unknown, Non-Lead | Yes |  | 2019-07-02 |  | PVC | 1989 | Yes |  | 2019-07-02 |  | Non-lead
039374 | 125 NORMANDY DR |  | Polytube | Yes |  | 2023-01-09 |  | PVC | 1979 | Yes |  | 2023-01-09 |  | Non-lead
039375 | 16 S BLACKWATER LANE |  | Unknown, Non-Lead | Yes |  | 2022-01-07 |  | PVC | 1989 | Yes |  | 2022-01-07 |  | Non-lead
039376 | 101437 & PUBLIX 101499 OVERSEAS HWY |  | Polytube | Yes |  | 2023-01-30 |  | Polytube | 1987 | Yes |  | 2023-01-30 |  | Non-lead
039377 | 134 BAYVIEW ISLE DR |  | Polytube | Yes |  | 2023-01-10 |  | PVC | 1990 | Yes |  | 2023-01-10 |  | Non-lead
039378 | BLDG J 98202 WINDWARD AVE |  | Copper | Yes |  | 2023-05-04 |  | PVC | 1981 | Yes |  | 2023-05-04 |  | Non-lead
039379 | WEST 20945 9TH AVE |  | Unknown, Non-Lead | Yes |  | 2022-01-25 |  | Unknown, Non-Lead | 1989 | Yes |  | 2022-01-25 |  | Non-lead
039380 | 29865 JOURNEYS END RD |  | Unknown, Non-Lead | No |  |  |  | Unknown, Non-Lead | 1991 | No |  |  |  | Non-lead
039381 | 29450 CONSTITUTION AVE |  | Unknown, Non-Lead | Yes |  | 2017-08-07 |  | PVC | 1991 | Yes |  | 2017-08-07 |  | Non-lead
039382 | 11 CALLE DOS |  | Unknown, Non-Lead | Yes |  | 2024-06-28 |  | Unknown, Non-Lead | 1990 | Yes |  | 2024-06-28 |  | Non-lead
039383 | 32 DRIFTWOOD DR |  | Unknown, Non-Lead | Yes |  | 2018-02-07 |  | PVC | 1991 | Yes |  | 2018-02-07 |  | Non-lead
039384 | 199 PELICAN LANE |  | Unknown, Non-Lead | No |  |  |  | Unknown, Non-Lead | 1989 | No |  |  |  | Non-lead
039385 | 561 AVENUE C |  | Unknown, Non-Lead | No |  |  |  | Unknown, Non-Lead | 1989 | No |  |  |  | Non-lead
039386 | 551 AVENUE C |  | Unknown, Non-Lead | No |  |  |  | Unknown, Non-Lead | 1989 | No |  |  |  | Non-lead
039387 | 1563 LANTANA LN |  | Polytube | Yes |  | 2022-09-20 |  | PVC | 1989 | Yes |  | 2022-09-20 |  | Non-lead
039388 | UNIT R09 1075 DUVAL ST |  | Polytube | Yes |  | 2022-09-26 |  | PVC | 1987 | Yes |  | 2022-09-26 |  | Non-lead
039389 | UNIT R10 1075 DUVAL ST |  | Polytube | Yes |  | 2022-09-26 |  | PVC | 1987 | Yes |  | 2022-09-26 |  | Non-lead
039390 | UNIT R11 1075 DUVAL ST |  | Polytube | Yes |  | 2022-10-05 |  | PVC | 1987 | Yes |  | 2022-10-05 |  | Non-lead
039391 | UNIT R13 1075 DUVAL ST |  | Polytube | Yes |  | 2023-04-04 |  | PVC | 1987 | Yes |  | 2023-04-04 |  | Non-lead
039392 | 51 FIRST ST |  | Unknown | Yes |  | 2023-07-18 |  | Unknown | 1980 | Yes |  | 2023-07-18 |  | Lead Status Unknown
039393 | 1791 BOGIE DR |  | Ductile Iron | Yes |  | 2023-06-14 |  | Ductile Iron | 1980 | Yes |  | 2023-06-14 |  | Non-lead
039395 | 371 D AVE |  | Unknown, Non-Lead | No |  |  |  | Polytube | 1990 | No |  |  |  | Non-lead
039396 | 1625 GARDENIA LANE |  | Unknown, Non-Lead | Yes |  | 2017-12-08 |  | PVC | 1989 | Yes |  | 2017-12-08 |  | Non-lead
039397 | 27437 CAYMAN LN |  | Unknown, Non-Lead | Yes |  | 2019-03-27 |  | PVC | 1989 | Yes |  | 2019-03-27 |  | Non-lead
039398 | UNIT 101, 102 3229 FLAGLER AVE |  | Unknown, Non-Lead | Yes |  | 2018-05-17 |  | Unknown, Non-Lead | 1997 | Yes |  | 2018-05-17 |  | Non-lead
039399 | UNIT 104/105 3229 FLAGLER AVE |  | Unknown, Non-Lead | No |  |  |  | Unknown, Non-Lead | 1997 | No |  |  |  | Non-lead
039400 | #107 & #106 3229 FLAGLER AVE |  | Unknown, Non-Lead | Yes |  | 2017-06-21 |  | Unknown, Non-Lead | 1997 | Yes |  | 2017-06-21 |  | Non-lead
039401 | COMMON AREA 3229 FLAGLER AVE |  | Unknown, Non-Lead | No |  |  |  | Unknown, Non-Lead | 1997 | No |  |  |  | Non-lead
039402 | UNIT 201 3229 FLAGLER AVE |  | Unknown, Non-Lead | No |  |  |  | Unknown, Non-Lead | 1997 | No |  |  |  | Non-lead
039403 | UNIT 202 3229 FLAGLER AVE |  | Unknown, Non-Lead | Yes |  | 2024-08-27 |  | Unknown, Non-Lead | 1997 | Yes |  | 2024-08-27 |  | Non-lead
039404 | UNIT 203 3229 FLAGLER AVE |  | Unknown, Non-Lead | No |  |  |  | Unknown, Non-Lead | 1997 | No |  |  |  | Non-lead
039405 | UNIT 212 3229 FLAGLER AVE |  | Unknown, Non-Lead | Yes |  | 2018-04-30 |  | Unknown, Non-Lead | 1997 | Yes |  | 2018-04-30 |  | Non-lead
039406 | UNIT 211 3229 FLAGLER AVE |  | PVC | Yes |  | 2024-06-18 |  | PVC | 1997 | Yes |  | 2024-06-18 |  | Non-lead
039407 | UNIT 210 3229 FLAGLER AVE |  | Unknown, Non-Lead | Yes |  | 2024-05-23 |  | Unknown, Non-Lead | 1997 | Yes |  | 2024-05-23 |  | Non-lead
039408 | UNIT 112 3229 FLAGLER AVE |  | Unknown, Non-Lead | No |  |  |  | Unknown, Non-Lead | 1997 | No |  |  |  | Non-lead
039409 | UNIT 110 3229 FLAGLER AVE |  | Unknown, Non-Lead | Yes |  | 2017-06-21 |  | Unknown, Non-Lead | 1997 | Yes |  | 2017-06-21 |  | Non-lead
039410 | #108 & #109 3229 FLAGLER AVE |  | Unknown, Non-Lead | No |  |  |  | Unknown, Non-Lead | 1997 | No |  |  |  | Non-lead
039411 | UNIT 206 3229 FLAGLER AVE |  | Unknown, Non-Lead | Yes |  | 2023-07-17 |  | Unknown, Non-Lead | 1997 | Yes |  | 2023-07-17 |  | Non-lead
039412 | UNIT 205 3229 FLAGLER AVE |  | Unknown, Non-Lead | Yes |  | 2019-08-26 |  | Unknown, Non-Lead | 1997 | Yes |  | 2019-08-26 |  | Non-lead
039413 | UNIT 204 3229 FLAGLER AVE |  | Unknown, Non-Lead | Yes |  | 2022-10-11 |  | Unknown, Non-Lead | 1997 | Yes |  | 2022-10-11 |  | Non-lead
039414 | UNIT 207 3229 FLAGLER AVE |  | Unknown, Non-Lead | Yes |  | 2021-11-29 |  | Unknown, Non-Lead | 1997 | Yes |  | 2021-11-29 |  | Non-lead
039415 | UNIT 208 3229 FLAGLER AVE |  | Unknown, Non-Lead | Yes |  | 2022-04-14 |  | Unknown, Non-Lead | 1997 | Yes |  | 2022-04-14 |  | Non-lead
039416 | UNIT 209 3229 FLAGLER AVE |  | Unknown, Non-Lead | No |  |  |  | Unknown, Non-Lead | 1997 | No |  |  |  | Non-lead
039417 | 20 5TH AVE |  | Polytube | Yes |  | 2024-05-31 |  | PVC | 1972 | Yes |  | 2024-05-31 |  | Non-lead
039418 | 411 122ND ST OCEAN |  | Unknown, Non-Lead | No |  |  |  | Unknown, Non-Lead | 1990 | No |  |  |  | Non-lead
039419 | 1258 OCEANVIEW |  | Polytube | Yes |  | 2023-02-06 |  | PVC | 1989 | Yes |  | 2023-02-06 |  | Non-lead
039420 | 1260 OCEAN VIEW AVE |  | Polytube | Yes |  | 2023-01-03 |  | PVC | 1934 | Yes |  | 2023-01-03 |  | Non-lead
039421 | 29842 JOURNEYS END RD |  | Unknown, Non-Lead | Yes |  | 2019-04-01 |  | PVC | 1989 | Yes |  | 2019-04-01 |  | Non-lead
039422 | UNIT R19 1075 DUVAL ST |  | Polytube | Yes |  | 2022-09-26 |  | PVC | 1987 | Yes |  | 2022-09-26 |  | Non-lead
039423 | UNIT R20 1075 DUVAL ST |  | Polytube | Yes |  | 2022-09-26 |  | PVC | 1987 | Yes |  | 2022-09-26 |  | Non-lead
039424 | UNIT R25 1075 DUVAL ST |  | Polytube | Yes |  | 2024-01-16 |  | PVC | 1987 | Yes |  | 2024-01-16 |  | Non-lead
039425 | UNIT R23 1075 DUVAL ST |  | Polytube | Yes |  | 2022-09-26 |  | PVC | 1987 | Yes |  | 2022-09-26 |  | Non-lead
039426 | 22349 JOLLY ROGER DR |  | Unknown, Non-Lead | No |  |  |  | Unknown, Non-Lead | 1989 | No |  |  |  | Non-lead
039427 | 9820 LEEWARD BLDG B AVE |  | Copper | Yes |  | 2023-04-21 |  | Copper | 1981 | Yes |  | 2023-04-21 |  | Non-lead
039428 | 247 GULFVIEW Dr |  | Unknown, Non-Lead | Yes |  | 2019-07-17 |  | PVC | 1992 | Yes |  | 2019-07-17 |  | Non-lead
039429 | 41 COLUMBUS DR |  | Polytube | Yes |  | 2024-03-08 |  | PVC | 1990 | Yes |  | 2024-03-08 |  | Non-lead
039430 | 125 LORELANE PL |  | Unknown, Non-Lead | Yes |  | 2018-09-25 |  | Unknown, Non-Lead | 1989 | Yes |  | 2018-09-25 |  | Non-lead
039431 | COMMON AREA 75000 OVERSEAS HWY |  | Unknown, Non-Lead | Yes |  | 2023-02-21 |  | Unknown, Non-Lead | 1990 | Yes |  | 2023-02-21 |  | Non-lead
039432 | 152 SAWYER DR |  | Unknown, Non-Lead | No |  |  |  | Unknown, Non-Lead | 1990 | No |  |  |  | Non-lead
039433 | 1531 WATSON BLVD |  | Unknown, Non-Lead | Yes |  | 2024-08-29 |  | Polytube | 1991 | Yes |  | 2024-08-29 |  | Non-lead
039434 | 29127 CAMELLIA LANE |  | Polytube | Yes |  | 2023-04-19 |  | PVC | 1989 | Yes |  | 2023-04-19 |  | Non-lead
039435 | 821 SUGARLOAF BLVD |  | Unknown, Non-Lead | Yes |  | 2020-02-07 |  | Unknown, Non-Lead | 1994 | Yes |  | 2020-02-07 |  | Non-lead
039436 | 21094 7TH AVE |  | Unknown, Non-Lead | No |  |  |  | Unknown, Non-Lead | 1993 | No |  |  |  | Non-lead
039437 | L39B9 19520 TEQUESTA ST |  | Unknown, Non-Lead | No |  |  |  | Unknown, Non-Lead | 2018 | No |  |  |  | Non-lead
039438 | 929 BAY DR |  | Unknown, Non-Lead | Yes |  | 2018-11-30 |  | Unknown, Non-Lead | 1990 | Yes |  | 2018-11-30 |  | Non-lead
039439 | APT C 1124 DUVAL ST |  | PVC | Yes |  | 2022-09-26 |  | PVC | 1933 | Yes |  | 2022-09-26 |  | Non-lead
039440 | APT B 1124 DUVAL ST |  | PVC | Yes |  | 2022-09-26 |  | PVC | 1933 | Yes |  | 2022-09-26 |  | Non-lead
039441 | 820 TERRY LN |  | Polytube | Yes |  | 2022-06-27 |  | PVC | 1918 | Yes |  | 2022-06-27 |  | Non-lead
039442 | 23077 BLUEGILL LN |  | Unknown, Non-Lead | Yes |  | 2017-06-27 |  | Unknown, Non-Lead | 1990 | Yes |  | 2017-06-27 |  | Non-lead
039443 | 818 TERRY LN |  | Polytube | Yes |  | 2022-06-27 |  | PVC | 1918 | Yes |  | 2022-06-27 |  | Non-lead
039444 | UNIT 1 75000 OVERSEAS HWY |  | Unknown, Non-Lead | Yes |  | 2022-01-21 |  | Unknown, Non-Lead | 1990 | Yes |  | 2022-01-21 |  | Non-lead
039445 | UNIT #2 75000 OVERSEAS HWY |  | Unknown, Non-Lead | Yes |  | 2017-10-26 |  | PVC | 1990 | Yes |  | 2017-10-26 |  | Non-lead
039446 | UNIT #3 75000 OVERSEAS HWY |  | Unknown, Non-Lead | No |  |  |  | Unknown, Non-Lead | 1990 | No |  |  |  | Non-lead
039447 | UNIT 4 75000 OVERSEAS HWY |  | Unknown, Non-Lead | Yes |  | 2022-01-18 |  | PVC | 1990 | Yes |  | 2022-01-18 |  | Non-lead
039448 | UNIT #5 75000 OVERSEAS HWY |  | Unknown, Non-Lead | No |  |  |  | Unknown, Non-Lead | 1990 | No |  |  |  | Non-lead
039449 | UNIT 6 75000 OVERSEAS HWY |  | Unknown, Non-Lead | Yes |  | 2021-07-30 |  | Unknown, Non-Lead | 1990 | Yes |  | 2021-07-30 |  | Non-lead
039450 | UNIT #7 75000 OVERSEAS HWY |  | Unknown, Non-Lead | Yes |  | 2022-03-31 |  | Unknown, Non-Lead | 1990 | Yes |  | 2022-03-31 |  | Non-lead
039451 | 207 KAHIKI DR |  | Unknown, Non-Lead | No |  |  |  | Unknown, Non-Lead | 1990 | No |  |  |  | Non-lead
039452 | 72 W PLAZA GRANADA |  | Polytube | Yes |  | 2022-12-13 |  | PVC | 1990 | Yes |  | 2022-12-13 |  | Non-lead
039453 | 334 MAHOGANY DR |  | Unknown, Non-Lead | Yes |  | 2019-01-31 |  | PVC | 1989 | Yes |  | 2019-01-31 |  | Non-lead
039454 | 128 BAYVIEW ISLE DR |  | Polytube | Yes |  | 2022-06-15 |  | PVC | 1982 | Yes |  | 2022-06-15 |  | Non-lead
039455 | 330 THIRD RD |  | Polytube | Yes |  | 2022-10-17 |  | PVC | 1982 | Yes |  | 2022-10-17 |  | Non-lead
039456 | 919 E CARRIBEAN DR |  | Unknown, Non-Lead | No |  |  |  | Unknown, Non-Lead | 1990 | No |  |  |  | Non-lead
039457 | 314 AVENUE D |  | Unknown, Non-Lead | Yes |  | 2019-07-30 |  | PVC | 2015 | Yes |  | 2019-07-30 |  | Non-lead
039458 | 9 MANGROVE UNIT 9 LANE |  | Unknown, Non-Lead | Yes |  | 2020-04-08 |  | Unknown, Non-Lead | 1989 | Yes |  | 2020-04-08 |  | Non-lead
039459 | 190 KAHIKI DR |  | Unknown, Non-Lead | No |  |  |  | Unknown, Non-Lead | 1989 | No |  |  |  | Non-lead
039460 | 118 BESSIE RD |  | Polytube | Yes |  | 2022-05-17 |  | PVC | 2010 | Yes |  | 2022-05-17 |  | Non-lead
039461 | 112 CAPTAINS CT |  | Polytube | Yes |  | 2022-06-15 |  | PVC | 1972 | Yes |  | 2022-06-15 |  | Non-lead
039462 | 114 BAYVIEW ISLE DR |  | Unknown, Non-Lead | Yes |  | 2021-04-20 |  | Unknown, Non-Lead | 1992 | Yes |  | 2021-04-20 |  | Non-lead
039463 | 16960 DRIFTWOOD LN |  | Unknown, Non-Lead | Yes |  | 2024-06-07 |  | Polytube | 1990 | Yes |  | 2024-06-07 |  | Non-lead
039464 | APT F101 3333 DUCK AVE |  | Unknown, Non-Lead | Yes |  | 2024-09-17 |  | Unknown, Non-Lead | 1989 | Yes |  | 2024-09-17 |  | Non-lead
039465 | APT F102 3333 DUCK AVE |  | Unknown, Non-Lead | Yes |  | 2024-04-18 |  | PVC | 1989 | Yes |  | 2024-04-18 |  | Non-lead
039466 | APT F103 3333 DUCK AVE |  | Unknown, Non-Lead | Yes |  | 2024-04-22 |  | Unknown, Non-Lead | 1989 | Yes |  | 2024-04-22 |  | Non-lead
039467 | APT F104 3333 DUCK AVE |  | Unknown, Non-Lead | Yes |  | 2020-05-06 |  | Unknown, Non-Lead | 1989 | Yes |  | 2020-05-06 |  | Non-lead
039468 | APT F105 3333 DUCK AVE |  | Unknown, Non-Lead | Yes |  | 2019-08-21 |  | PVC | 1989 | Yes |  | 2019-08-21 |  | Non-lead
039469 | APT F106 3333 DUCK AVE |  | Unknown, Non-Lead | Yes |  | 2021-10-25 |  | Unknown, Non-Lead | 1989 | Yes |  | 2021-10-25 |  | Non-lead
039470 | APT F107 3333 DUCK AVE |  | PVC | Yes |  | 2018-11-30 |  | PVC | 1989 | Yes |  | 2018-11-30 |  | Non-lead
039471 | APT F108 3333 DUCK AVE |  | Unknown, Non-Lead | Yes |  | 2021-09-27 |  | Unknown, Non-Lead | 1989 | Yes |  | 2021-09-27 |  | Non-lead
039472 | APT F109 3333 DUCK AVE |  | Unknown, Non-Lead | Yes |  | 2021-10-22 |  | PVC | 1989 | Yes |  | 2021-10-22 |  | Non-lead
039473 | APT F110 3333 DUCK AVE |  | Unknown, Non-Lead | Yes |  | 2021-11-19 |  | PVC | 1989 | Yes |  | 2021-11-19 |  | Non-lead
039474 | APT F111 3333 DUCK AVE |  | Polytube | Yes |  | 2022-07-18 |  | PVC | 1989 | Yes |  | 2022-07-18 |  | Non-lead
039475 | APT F112 3333 DUCK AVE |  | Polytube | Yes |  | 2024-08-29 |  | PVC | 1989 | Yes |  | 2024-08-29 |  | Non-lead
039476 | APT F201 3333 DUCK AVE |  | Unknown, Non-Lead | Yes |  | 2024-02-20 |  | PVC | 1989 | Yes |  | 2024-02-20 |  | Non-lead
039477 | APT F202 3333 DUCK AVE |  | Unknown, Non-Lead | Yes |  | 2021-03-17 |  | Unknown, Non-Lead | 1989 | Yes |  | 2021-03-17 |  | Non-lead
039478 | APT F203 3333 DUCK AVE |  | Unknown, Non-Lead | No |  |  |  | Unknown, Non-Lead | 1989 | No |  |  |  | Non-lead
039479 | APT F204 3333 DUCK AVE |  | Unknown, Non-Lead | Yes |  | 2020-08-31 |  | Unknown, Non-Lead | 1989 | Yes |  | 2020-08-31 |  | Non-lead
039480 | APT F205 3333 DUCK AVE |  | Polytube | Yes |  | 2022-06-17 |  | PVC | 1989 | Yes |  | 2022-06-17 |  | Non-lead
039481 | APT F206 3333 DUCK AVE |  | Unknown, Non-Lead | Yes |  | 2018-08-24 |  | Unknown, Non-Lead | 1989 | Yes |  | 2018-08-24 |  | Non-lead
039482 | APT F207 3333 DUCK AVE |  | Unknown, Non-Lead | Yes |  | 2023-12-29 |  | Unknown, Non-Lead | 1989 | Yes |  | 2023-12-29 |  | Non-lead
039483 | APT F208 3333 DUCK AVE |  | PVC | Yes |  | 2024-02-09 |  | PVC | 1989 | Yes |  | 2024-02-09 |  | Non-lead
039484 | APT F209 3333 DUCK AVE |  | Unknown, Non-Lead | Yes |  | 2021-11-30 |  | Unknown, Non-Lead | 1989 | Yes |  | 2021-11-30 |  | Non-lead
039485 | APT F210 3333 DUCK AVE |  | Unknown, Non-Lead | Yes |  | 2024-08-30 |  | Unknown, Non-Lead | 1989 | Yes |  | 2024-08-30 |  | Non-lead
039486 | APT F211 3333 DUCK AVE |  | Unknown, Non-Lead | No |  |  |  | Unknown, Non-Lead | 1989 | No |  |  |  | Non-lead
039487 | APT F212 3333 DUCK AVE |  | Unknown, Non-Lead | Yes |  | 2022-11-15 |  | Unknown, Non-Lead | 1989 | Yes |  | 2022-11-15 |  | Non-lead
039488 | 7 BOULDER DR |  | Polytube | Yes |  | 2022-05-11 |  | PVC | 1990 | Yes |  | 2022-05-11 |  | Non-lead
039489 | 645 W SHORE DR |  | Unknown, Non-Lead | Yes |  | 2023-10-04 |  | Unknown, Non-Lead | 1989 | Yes |  | 2023-10-04 |  | Non-lead
039490 | 31058 ATLANTIS DR |  | Unknown, Non-Lead | Yes |  | 2018-11-29 |  | Unknown, Non-Lead | 1989 | Yes |  | 2018-11-29 |  | Non-lead
039491 | #3 27205 OLD STATE RD 4A |  | Unknown, Non-Lead | Yes |  | 2021-05-13 |  | PVC | 1991 | Yes |  | 2021-05-13 |  | Non-lead
039492 | 1637 GARDENIA LANE |  | Unknown, Non-Lead | Yes |  | 2021-09-29 |  | Unknown, Non-Lead | 1990 | Yes |  | 2021-09-29 |  | Non-lead
039493 | UNIT M31 87851 OLD HWY |  | Unknown, Non-Lead | Yes |  | 2021-03-24 |  | Unknown, Non-Lead | 1989 | Yes |  | 2021-03-24 |  | Non-lead
039494 | CARWASH 100101 OVERSEAS HWY |  | Polytube | Yes |  | 2023-06-20 |  | PVC | 1986 | Yes |  | 2023-06-20 |  | Non-lead
039495 | UNIT 4 100101 OVERSEAS HWY |  | Polytube | Yes |  | 2023-02-27 |  | PVC | 1986 | Yes |  | 2023-02-27 |  | Non-lead
039496 | 100105 OVERSEAS HWY |  | Polytube | Yes |  | 2023-02-23 |  | PVC | 1986 | Yes |  | 2023-02-23 |  | Non-lead
039497 | UNIT 1 100109 OVERSEAS HWY |  | Polytube | Yes |  | 2023-02-27 |  | PVC | 1986 | Yes |  | 2023-02-27 |  | Non-lead
039498 | 20985 9TH AVE |  | Unknown, Non-Lead | Yes |  | 2022-11-28 |  | PVC | 1989 | Yes |  | 2022-11-28 |  | Non-lead
039499 | 147 OCEAN SHORES DR |  | Polytube | Yes |  | 2023-02-01 |  | PVC | 1975 | Yes |  | 2023-02-01 |  | Non-lead
039500 | 126 PUEBLO ST |  | Unknown, Non-Lead | Yes |  | 2018-01-18 |  | PVC | 1989 | Yes |  | 2018-01-18 |  | Non-lead
039501 | 96210 OVERSEAS HWY PT OF GO |  | Polytube | Yes |  | 2023-05-24 |  | PVC | 1990 | Yes |  | 2023-05-24 |  | Non-lead
039502 | 5 MANGROVE LANE |  | Unknown, Non-Lead | Yes |  | 2021-10-08 |  | Unknown, Non-Lead | 1989 | Yes |  | 2021-10-08 |  | Non-lead
039503 | 98242 WINDWARD AVE |  | Copper | Yes |  | 2023-05-04 |  | Copper | 1981 | Yes |  | 2023-05-04 |  | Non-lead
039504 | 87 W PLAZA DEL SOL |  | Polytube | Yes |  | 2023-02-17 |  | PVC | 1989 | Yes |  | 2023-02-17 |  | Non-lead
039505 | 1669 WATSON BLVD |  | Unknown, Non-Lead | No |  |  |  | Unknown, Non-Lead | 1990 | No |  |  |  | Non-lead
039506 | 852 COPA D'ORO |  | Unknown, Non-Lead | Yes |  | 2022-03-16 |  | Unknown, Non-Lead | 1989 | Yes |  | 2022-03-16 |  | Non-lead
039507 | 959 BAY DR |  | Polytube | Yes |  | 2023-04-24 |  | PVC | 1980 | Yes |  | 2023-04-24 |  | Non-lead
039508 | 1065 100TH OCEAN ST |  | Polytube | Yes |  | 2022-10-28 |  | PVC | 1957 | Yes |  | 2022-10-28 |  | Non-lead
039509 | 317 ANGLERS NORTH DR |  | Polytube | Yes |  | 2024-02-20 |  | PVC | 1989 | Yes |  | 2024-02-20 |  | Non-lead
039510 | 850 80TH OCEAN ST |  | Unknown, Non-Lead | Yes |  | 2019-02-08 |  | PVC | 1988 | Yes |  | 2019-02-08 |  | Non-lead
039511 | 2225 MATTHEWS RD |  | Unknown, Non-Lead | No |  |  |  | Unknown, Non-Lead | 1990 | No |  |  |  | Non-lead
039512 | APT L101 3333 DUCK AVE |  | Unknown, Non-Lead | Yes |  | 2024-05-16 |  | PVC | 1989 | Yes |  | 2024-05-16 |  | Non-lead
039513 | APT L102 3333 DUCK AVE |  | Polytube | Yes |  | 2023-08-23 |  | PVC | 1989 | Yes |  | 2023-08-23 |  | Non-lead
039514 | APT L103 3333 DUCK AVE |  | Unknown, Non-Lead | Yes |  | 2023-08-21 |  | Unknown, Non-Lead | 1989 | Yes |  | 2023-08-21 |  | Non-lead
039515 | APT L104 3333 DUCK AVE |  | Unknown, Non-Lead | Yes |  | 2020-10-01 |  | Unknown, Non-Lead | 1989 | Yes |  | 2020-10-01 |  | Non-lead
039516 | APT L105 3333 DUCK AVE |  | PVC | Yes |  | 2023-08-10 |  | PVC | 1989 | Yes |  | 2023-08-10 |  | Non-lead
039517 | APT L106 3333 DUCK AVE |  | Unknown, Non-Lead | No |  |  |  | Unknown, Non-Lead | 1989 | No |  |  |  | Non-lead
039518 | APT L107 3333 DUCK AVE |  | Unknown, Non-Lead | Yes |  | 2019-12-16 |  | PVC | 1989 | Yes |  | 2019-12-16 |  | Non-lead
039519 | APT L108 3333 DUCK AVE |  | Unknown, Non-Lead | Yes |  | 2022-09-06 |  | Unknown, Non-Lead | 1989 | Yes |  | 2022-09-06 |  | Non-lead
039520 | APT L201 3333 DUCK AVE |  | Unknown, Non-Lead | No |  |  |  | Unknown, Non-Lead | 1989 | No |  |  |  | Non-lead
039521 | APT L202 3333 DUCK AVE |  | Unknown, Non-Lead | Yes |  | 2022-10-07 |  | Unknown, Non-Lead | 1989 | Yes |  | 2022-10-07 |  | Non-lead
039522 | APT L203 3333 DUCK AVE |  | Unknown, Non-Lead | Yes |  | 2024-06-04 |  | Unknown, Non-Lead | 1989 | Yes |  | 2024-06-04 |  | Non-lead
039523 | APT L204 3333 DUCK AVE |  | Unknown, Non-Lead | Yes |  | 2018-05-30 |  | Unknown, Non-Lead | 1989 | Yes |  | 2018-05-30 |  | Non-lead
039524 | APT L205 3333 DUCK AVE |  | Unknown, Non-Lead | No |  |  |  | Unknown, Non-Lead | 1989 | No |  |  |  | Non-lead
039525 | APT L206 3333 DUCK AVE |  | Unknown, Non-Lead | Yes |  | 2020-05-27 |  | Unknown, Non-Lead | 1989 | Yes |  | 2020-05-27 |  | Non-lead
039526 | APT L207 3333 DUCK AVE |  | Unknown, Non-Lead | Yes |  | 2019-07-22 |  | PVC | 1989 | Yes |  | 2019-07-22 |  | Non-lead
039527 | APT L208 3333 DUCK AVE |  | Unknown, Non-Lead | No |  |  |  | Unknown, Non-Lead | 1989 | No |  |  |  | Non-lead
039528 | 29143 VIOLET DR |  | Unknown, Non-Lead | Yes |  | 2022-03-24 |  | Unknown, Non-Lead | 1990 | Yes |  | 2022-03-24 |  | Non-lead
039529 | 617 FRANCES ST |  | Polytube | Yes |  | 2024-03-28 |  | PVC | 1933 | Yes |  | 2024-03-28 |  | Non-lead
039530 | 29360 COCONUT PALM DRI |  | Unknown, Non-Lead | Yes |  | 2023-07-24 |  | Unknown, Non-Lead | 1989 | Yes |  | 2023-07-24 |  | Non-lead
039531 | FRNT 618 DUVAL ST |  | Polytube | Yes |  | 2024-02-09 |  | PVC | 1924 | Yes |  | 2024-02-09 |  | Non-lead
039532 | UNIT A 1207 SOUTH ST |  | Polytube | Yes |  | 2024-07-12 |  | PVC | 1928 | Yes |  | 2024-07-12 |  | Non-lead
039533 | 19434 SEMINOLE ST |  | Unknown, Non-Lead | Yes |  | 2017-05-30 |  | Unknown, Non-Lead | 1989 | Yes |  | 2017-05-30 |  | Non-lead
039534 | 29135 ORCHID LANE |  | Unknown, Non-Lead | Yes |  | 2018-12-27 |  | Unknown, Non-Lead | 1989 | Yes |  | 2018-12-27 |  | Non-lead
039535 | 19537 CALOOSA ST |  | Unknown, Non-Lead | Yes |  | 2019-11-27 |  | Unknown, Non-Lead | 2017 | Yes |  | 2019-11-27 |  | Non-lead
039536 | 17213 LA BRISA LANE |  | Unknown, Non-Lead | Yes |  | 2023-06-14 |  | Unknown, Non-Lead | 1990 | Yes |  | 2023-06-14 |  | Non-lead
039537 | WEST 17074 KINGFISH LN |  | Polytube | Yes |  | 2024-03-28 |  | PVC | 1989 | Yes |  | 2024-03-28 |  | Non-lead
039538 | 205 NAUTILUS DR |  | Polytube | Yes |  | 2022-06-29 |  | PVC | 1958 | Yes |  | 2022-06-29 |  | Non-lead
039539 | 104500 N OVERSEAS HWY-SPRINKLER |  | Polytube | Yes |  | 2024-08-07 |  | PVC | 1981 | Yes |  | 2024-08-07 |  | Non-lead
039540 | 143 SIOUX ST |  | Unknown, Non-Lead | Yes |  | 2019-05-21 |  | Unknown, Non-Lead | 1990 | Yes |  | 2019-05-21 |  | Non-lead
039541 | 5 ORANGE DR |  | Unknown, Non-Lead | Yes |  | 2023-06-30 |  | Unknown, Non-Lead | 2010 | Yes |  | 2023-06-30 |  | Non-lead
039542 | 94050 OVERSEAS HWY GOVT |  | Polytube | Yes |  | 2022-10-03 |  | PVC | 1995 | Yes |  | 2022-10-03 |  | Non-lead
039543 | APT J101 3333 DUCK AVE |  | Unknown, Non-Lead | Yes |  | 2020-05-26 |  | Unknown, Non-Lead | 1989 | Yes |  | 2020-05-26 |  | Non-lead
039544 | APT J102 3333 DUCK AVE |  | Polytube | Yes |  | 2022-11-18 |  | PVC | 1989 | Yes |  | 2022-11-18 |  | Non-lead
039545 | APT J103 3333 DUCK AVE |  | Unknown, Non-Lead | No |  |  |  | Unknown, Non-Lead | 1989 | No |  |  |  | Non-lead
039546 | APT J104 3333 DUCK AVE |  | Unknown, Non-Lead | Yes |  | 2021-12-27 |  | Unknown, Non-Lead | 1989 | Yes |  | 2021-12-27 |  | Non-lead
039547 | APT J201 3333 DUCK AVE |  | Unknown, Non-Lead | Yes |  | 2020-10-22 |  | Unknown, Non-Lead | 1989 | Yes |  | 2020-10-22 |  | Non-lead
039548 | APT J202 3333 DUCK AVE |  | Unknown, Non-Lead | Yes |  | 2017-06-23 |  | Unknown, Non-Lead | 1989 | Yes |  | 2017-06-23 |  | Non-lead
039549 | APT J203 3333 DUCK AVE |  | PVC | Yes |  | 2023-05-15 |  | PVC | 1989 | Yes |  | 2023-05-15 |  | Non-lead
039550 | APT J204 3333 DUCK AVE |  | Unknown, Non-Lead | No |  |  |  | Unknown, Non-Lead | 1989 | No |  |  |  | Non-lead
039551 | 802 WHITE ST |  | Polytube | Yes |  | 2022-09-08 |  | PVC | 1933 | Yes |  | 2022-09-08 |  | Non-lead
039552 | STORE C15 1075 DUVAL ST |  | Polytube | Yes |  | 2022-09-26 |  | PVC | 1987 | Yes |  | 2022-09-26 |  | Non-lead
039553 | 27312 ANGUILA LN |  | Unknown, Non-Lead | No |  |  |  | Unknown, Non-Lead | 1989 | No |  |  |  | Non-lead
039554 | 20851 8TH WEST AVE |  | Unknown, Non-Lead | Yes |  | 2017-06-16 |  | Unknown, Non-Lead | 1989 | Yes |  | 2017-06-16 |  | Non-lead
039555 | 112 PIPPIN DR |  | Polytube | Yes |  | 2023-02-01 |  | PVC | 1959 | Yes |  | 2023-02-01 |  | Non-lead
039556 | 213 W CANAL DR |  | Polytube | Yes |  | 2022-09-29 |  | PVC | 1989 | Yes |  | 2022-09-29 |  | Non-lead
039557 | 217 W CANAL DR |  | Unknown, Non-Lead | Yes |  | 2020-05-20 |  | Unknown, Non-Lead | 1989 | Yes |  | 2020-05-20 |  | Non-lead
039558 | 203 KAHIKI 24 B6 DR |  | Polytube | Yes |  | 2023-01-10 |  | PVC | 1990 | Yes |  | 2023-01-10 |  | Non-lead
039559 | 218 W CANAL DR |  | Polytube | Yes |  | 2023-01-31 |  | PVC | 1957 | Yes |  | 2023-01-31 |  | Non-lead
039560 | 22857 PRIVATEER DR |  | Unknown, Non-Lead | No |  |  |  | Unknown, Non-Lead | 1990 | No |  |  |  | Non-lead
039561 | 2197 SAN SEBASTIAN DR |  | Unknown, Non-Lead | Yes |  | 2024-05-30 |  | Unknown, Non-Lead | 1990 | Yes |  | 2024-05-30 |  | Non-lead
039562 | LOT 044 1571 OVERSEAS HWY |  | PVC | Yes |  | 2022-11-23 |  | PVC | 1952 | Yes |  | 2022-11-23 |  | Non-lead
039563 | LOT 098 1571 OVERSEAS HWY |  | PVC | Yes |  | 2022-11-23 |  | PVC | 1952 | Yes |  | 2022-11-23 |  | Non-lead
039564 | LOT 131/132 1571 OVERSEAS HWY |  | PVC | Yes |  | 2022-11-23 |  | PVC | 1952 | Yes |  | 2022-11-23 |  | Non-lead
039565 | LOT 095 1571 OVERSEAS HWY |  | PVC | Yes |  | 2022-05-17 |  | PVC | 1952 | Yes |  | 2022-05-17 |  | Non-lead
039566 | LOT 142 1571 OVERSEAS HWY |  | PVC | Yes |  | 2022-11-23 |  | PVC | 1952 | Yes |  | 2022-11-23 |  | Non-lead
039567 | LOT 01 6620 MALONEY AVE |  | Unknown, Non-Lead | No |  |  |  | Unknown, Non-Lead | 2008 | No |  |  |  | Non-lead
039568 | LOT 02 6620 MALONEY AVE |  | Polytube | Yes |  | 2022-05-13 |  | PVC | 1996 | Yes |  | 2022-05-13 |  | Non-lead
039569 | LOT 03 6620 MALONEY AVE |  | Unknown, Non-Lead | No |  |  |  | No Piping | Vacant | No |  |  |  | Non-lead
039570 | LOT 04 6620 MALONEY AVE |  | Polytube | Yes |  | 2023-05-16 |  | PVC | 1994 | Yes |  | 2023-05-16 |  | Non-lead
039571 | LOT 05 6620 MALONEY AVE |  | Unknown, Non-Lead | Yes |  | 2023-11-07 |  | Unknown, Non-Lead | 1994 | Yes |  | 2023-11-07 |  | Non-lead
039572 | LOT 06 6620 MALONEY AVE |  | PVC | Yes |  | 2024-01-24 |  | PVC | 1985 | Yes |  | 2024-01-24 |  | Non-lead
039573 | LOT 07 6620 MALONEY AVE |  | Unknown, Non-Lead | No |  |  |  | Unknown, Non-Lead | 1996 | No |  |  |  | Non-lead
039574 | LOT 08 6620 MALONEY AVE |  | Unknown, Non-Lead | Yes |  | 2021-10-27 |  | Unknown, Non-Lead | 1996 | Yes |  | 2021-10-27 |  | Non-lead
039575 | LOT 09 6620 MALONEY AVE |  | Unknown, Non-Lead | Yes |  | 2022-01-03 |  | Unknown, Non-Lead | 1996 | Yes |  | 2022-01-03 |  | Non-lead
039576 | LOT 10 6620 MALONEY AVE |  | Unknown, Non-Lead | Yes |  | 2020-09-15 |  | Unknown, Non-Lead | 1996 | Yes |  | 2020-09-15 |  | Non-lead
039577 | LOT 11 6620 MALONEY AVE |  | Unknown, Non-Lead | Yes |  | 2024-05-13 |  | PVC | 1996 | Yes |  | 2024-05-13 |  | Non-lead
039578 | LOT 12 6620 MALONEY AVE |  | Polytube | Yes |  | 2022-11-18 |  | PVC | 1996 | Yes |  | 2022-11-18 |  | Non-lead
039579 | LOT 13 6620 MALONEY AVE |  | Unknown, Non-Lead | Yes |  | 2018-06-30 |  | Unknown, Non-Lead | 1989 | Yes |  | 2018-06-30 |  | Non-lead
039580 | LOT 14 6620 MALONEY AVE |  | Unknown, Non-Lead | Yes |  | 2023-06-01 |  | PVC | 1989 | Yes |  | 2023-06-01 |  | Non-lead
039581 | LOT 15 6620 MALONEY AVE |  | Polytube | Yes |  | 2022-12-28 |  | PVC | 2007 | Yes |  | 2022-12-28 |  | Non-lead
039582 | LOT 16 6620 MALONEY AVE |  | Unknown, Non-Lead | Yes |  | 2019-06-25 |  | Unknown, Non-Lead | 2007 | Yes |  | 2019-06-25 |  | Non-lead
039583 | #3-224 1585 PANDOREA LN |  | Polytube | Yes |  | 2022-12-15 |  | PVC | 1979 | Yes |  | 2022-12-15 |  | Non-lead
039584 | L21 42 S BLACKWATER LN |  | Unknown, Non-Lead | Yes |  | 2020-02-07 |  | Unknown, Non-Lead | 1990 | Yes |  | 2020-02-07 |  | Non-lead
039585 | 28 FLAMINGO HAMMOCK RD |  | Unknown, Non-Lead | Yes |  | 2018-05-09 |  | Unknown, Non-Lead | 1991 | Yes |  | 2018-05-09 |  | Non-lead
039586 | 129 SAN MARCO DR |  | Unknown, Non-Lead | Yes |  | 2022-08-24 |  | Unknown, Non-Lead | 1996 | Yes |  | 2022-08-24 |  | Non-lead
039587 | 117 SAN MARCO DR |  | Unknown, Non-Lead | Yes |  | 2019-04-29 |  | Unknown, Non-Lead | 1990 | Yes |  | 2019-04-29 |  | Non-lead
039588 | 104 GIARDINO DR |  | Polytube | Yes |  | 2019-09-17 |  | PVC | 1990 | Yes |  | 2019-09-17 |  | Non-lead
039589 | 29150 WATSON BLVD |  | Unknown, Non-Lead | No |  |  |  | Unknown, Non-Lead | 1989 | No |  |  |  | Non-lead
039590 | 29140 WATSON BLVD |  | Unknown, Non-Lead | No |  |  |  | Unknown, Non-Lead | 1990 | No |  |  |  | Non-lead
039591 | B3L13 24317 W CARRIBEAN DR |  | Polytube | Yes |  | 2023-04-24 |  | PVC | 1965 | Yes |  | 2023-04-24 |  | Non-lead
039592 | 501 AVE A |  | Unknown, Non-Lead | Yes |  | 2024-01-03 |  | Unknown, Non-Lead | 1990 | Yes |  | 2024-01-03 |  | Non-lead
039593 | 3751 SEAGRAPE ST |  | Unknown, Non-Lead | Yes |  | 2023-09-26 |  | Unknown, Non-Lead | 1990 | Yes |  | 2023-09-26 |  | Non-lead
039594 | APT H101 3333 DUCK AVE |  | PVC | Yes |  | 2023-01-24 |  | PVC | 1989 | Yes |  | 2023-01-24 |  | Non-lead
039595 | APT H102 3333 DUCK AVE |  | Unknown, Non-Lead | Yes |  | 2024-07-19 |  | Unknown, Non-Lead | 1989 | Yes |  | 2024-07-19 |  | Non-lead
039596 | APT H103 3333 DUCK AVE |  | Unknown, Non-Lead | Yes |  | 2021-03-11 |  | Unknown, Non-Lead | 1989 | Yes |  | 2021-03-11 |  | Non-lead
039597 | APT H104 3333 DUCK AVE |  | Unknown, Non-Lead | Yes |  | 2020-07-27 |  | Unknown, Non-Lead | 1989 | Yes |  | 2020-07-27 |  | Non-lead
039598 | APT H105 3333 DUCK AVE |  | Unknown, Non-Lead | Yes |  | 2020-09-21 |  | PVC | 1989 | Yes |  | 2020-09-21 |  | Non-lead
039599 | APT H106 3333 DUCK AVE |  | Unknown, Non-Lead | Yes |  | 2022-06-03 |  | PVC | 1989 | Yes |  | 2022-06-03 |  | Non-lead
039600 | APT H107 3333 DUCK AVE |  | Unknown, Non-Lead | Yes |  | 2019-08-02 |  | Unknown, Non-Lead | 1989 | Yes |  | 2019-08-02 |  | Non-lead
039601 | APT H108 3333 DUCK AVE |  | Unknown, Non-Lead | No |  |  |  | Unknown, Non-Lead | 1989 | No |  |  |  | Non-lead
039602 | APT H201 3333 DUCK AVE |  | Unknown, Non-Lead | No |  |  |  | Unknown, Non-Lead | 1989 | No |  |  |  | Non-lead
039603 | APT H202 3333 DUCK AVE |  | Unknown, Non-Lead | Yes |  | 2023-08-28 |  | PVC | 1989 | Yes |  | 2023-08-28 |  | Non-lead
039604 | APT H203 3333 DUCK AVE |  | Unknown, Non-Lead | Yes |  | 2019-08-30 |  | Unknown, Non-Lead | 1989 | Yes |  | 2019-08-30 |  | Non-lead
039605 | APT H204 3333 DUCK AVE |  | Unknown, Non-Lead | Yes |  | 2019-06-20 |  | PVC | 1989 | Yes |  | 2019-06-20 |  | Non-lead
039606 | APT H205 3333 DUCK AVE |  | Unknown, Non-Lead | No |  |  |  | Unknown, Non-Lead | 1989 | No |  |  |  | Non-lead
039607 | APT H206 3333 DUCK AVE |  | Unknown, Non-Lead | Yes |  | 2017-06-29 |  | Unknown, Non-Lead | 1989 | Yes |  | 2017-06-29 |  | Non-lead
039608 | APT H207 3333 DUCK AVE |  | Unknown, Non-Lead | No |  |  |  | Unknown, Non-Lead | 1989 | No |  |  |  | Non-lead
039609 | APT H208 3333 DUCK AVE |  | Unknown, Non-Lead | Yes |  | 2021-09-27 |  | PVC | 1989 | Yes |  | 2021-09-27 |  | Non-lead
039610 | 389 W SHORE DR |  | Unknown, Non-Lead | No |  |  |  | Unknown, Non-Lead | 1990 | No |  |  |  | Non-lead
039611 | 29853 FROSTPROOF RD |  | Unknown, Non-Lead | No |  |  |  | Unknown, Non-Lead | 1990 | No |  |  |  | Non-lead
039612 | 9860 LEEWARD AVE |  | Copper | Yes |  | 2023-05-04 |  | Copper | 1981 | Yes |  | 2023-05-04 |  | Non-lead
039613 | 221 W CANAL DR |  | Unknown, Non-Lead | Yes |  | 2019-12-26 |  | Unknown, Non-Lead | 1989 | Yes |  | 2019-12-26 |  | Non-lead
039614 | 244 LAPALOMA RD |  | Polytube | Yes |  | 2023-01-09 |  | PVC | 1985 | Yes |  | 2023-01-09 |  | Non-lead
039615 | 33 CARDINAL LN |  | Unknown, Non-Lead | Yes |  | 2020-01-30 |  | Unknown, Non-Lead | 1990 | Yes |  | 2020-01-30 |  | Non-lead
039616 | 300 MAGNOLIA ST |  | Unknown, Non-Lead | Yes |  | 2018-08-30 |  | Unknown, Non-Lead | 1988 | Yes |  | 2018-08-30 |  | Non-lead
039617 | 239 E CARRIBEAN DR |  | Unknown, Non-Lead | Yes |  | 2024-04-05 |  | Unknown, Non-Lead | 1989 | Yes |  | 2024-04-05 |  | Non-lead
039618 | 320 SPANISH MAIN DR |  | Polytube | Yes |  | 2022-12-28 |  | PVC | 1985 | Yes |  | 2022-12-28 |  | Non-lead
039619 | 160 ARICA LN |  | Polytube | Yes |  | 2022-08-15 |  | PVC | 1990 | Yes |  | 2022-08-15 |  | Non-lead
039620 | 29255 CYPRESS DR |  | Polytube | Yes |  | 2022-01-24 |  | PVC | 1989 | Yes |  | 2022-01-24 |  | Non-lead
039621 | 1536 GARDENIA LN |  | Polytube | Yes |  | 2023-07-17 |  | PVC | 1967 | Yes |  | 2023-07-17 |  | Non-lead
039622 | A 51 FRONT ST |  | Polytube | Yes |  | 2022-06-21 |  | PVC | 1918 | Yes |  | 2022-06-21 |  | Non-lead
039623 | LOT 024 1571 OVERSEAS HWY |  | PVC | Yes |  | 2022-05-18 |  | PVC | 1952 | Yes |  | 2022-05-18 |  | Non-lead
039624 | LOT 059 1571 OVERSEAS HWY |  | PVC | Yes |  | 2022-11-23 |  | PVC | 1952 | Yes |  | 2022-11-23 |  | Non-lead
039625 | LOT 057 1571 OVERSEAS HWY |  | PVC | Yes |  | 2019-01-11 |  | PVC | 1952 | Yes |  | 2019-01-11 |  | Non-lead
039626 | LOT 081 1571 OVERSEAS HWY |  | Polytube | Yes |  | 2022-09-07 |  | PVC | 1952 | Yes |  | 2022-09-07 |  | Non-lead
039627 | LOT 113 1571 OVERSEAS HWY |  | PVC | Yes |  | 2024-09-11 |  | PVC | 1952 | Yes |  | 2024-09-11 |  | Non-lead
039628 | 8 MANGROVE LN |  | Unknown, Non-Lead | No |  |  |  | Unknown, Non-Lead | 1989 | No |  |  |  | Non-lead
039629 | 380 MAHOGANY DR |  | Unknown, Non-Lead | Yes |  | 2022-06-17 |  | Unknown, Non-Lead | 1989 | Yes |  | 2022-06-17 |  | Non-lead
039630 | 128 LEONI DR |  | Polytube | Yes |  | 2022-06-09 |  | PVC | 1972 | Yes |  | 2022-06-09 |  | Non-lead
039631 | 100693 OVERSEAS HWY PT OF 18 |  | Polytube | Yes |  | 2023-02-03 |  | PVC | 1980 | Yes |  | 2023-02-03 |  | Non-lead
039632 | 310 PALM DR |  | Unknown, Non-Lead | Yes |  | 2019-05-29 |  | Unknown, Non-Lead | 1990 | Yes |  | 2019-05-29 |  | Non-lead
039633 | LOT 137 1571 OVERSEAS HWY |  | PVC | Yes |  | 2022-11-23 |  | PVC | 1952 | Yes |  | 2022-11-23 |  | Non-lead
039634 | LOT 072 1571 OVERSEAS HWY |  | PVC | Yes |  | 2022-05-17 |  | PVC | 1952 | Yes |  | 2022-05-17 |  | Non-lead
039635 | LOT 090/091 1571 OVERSEAS HWY |  | PVC | Yes |  | 2022-11-28 |  | PVC | 1952 | Yes |  | 2022-11-28 |  | Non-lead
039636 | LOT 103 1571 OVERSEAS HWY |  | PVC | Yes |  | 2022-11-23 |  | PVC | 1952 | Yes |  | 2022-11-23 |  | Non-lead
039637 | LOT 040 1571 OVERSEAS HWY |  | PVC | Yes |  | 2022-11-23 |  | PVC | 1952 | Yes |  | 2022-11-23 |  | Non-lead
039638 | LOT 065 1571 OVERSEAS HWY |  | PVC | Yes |  | 2023-12-21 |  | PVC | 1952 | Yes |  | 2023-12-21 |  | Non-lead
039639 | LOT 021 1571 OVERSEAS HWY |  | PVC | Yes |  | 2024-09-16 |  | PVC | 1952 | Yes |  | 2024-09-16 |  | Non-lead
039640 | LOT 078 1571 OVERSEAS HWY |  | PVC | Yes |  | 2022-05-18 |  | PVC | 1952 | Yes |  | 2022-05-18 |  | Non-lead
039641 | LOT 102 1571 OVERSEAS HWY |  | PVC | Yes |  | 2022-05-17 |  | PVC | 1952 | Yes |  | 2022-05-17 |  | Non-lead
039642 | LOT 038 1571 OVERSEAS HWY |  | PVC | Yes |  | 2022-05-17 |  | PVC | 1952 | Yes |  | 2022-05-17 |  | Non-lead
039643 | LOT 083 1571 OVERSEAS HWY |  | PVC | Yes |  | 2023-10-13 |  | PVC | 1952 | Yes |  | 2023-10-13 |  | Non-lead
039644 | LOT 118 1571 OVERSEAS HWY |  | PVC | Yes |  | 2022-05-17 |  | PVC | 1952 | Yes |  | 2022-05-17 |  | Non-lead
039645 | LOT 016 1571 OVERSEAS HWY |  | PVC | Yes |  | 2023-03-17 |  | PVC | 1952 | Yes |  | 2023-03-17 |  | Non-lead
039646 | LOT 068 1571 OVERSEAS HWY |  | Polytube | Yes |  | 2019-05-06 |  | PVC | 1952 | Yes |  | 2019-05-06 |  | Non-lead
039647 | LOT 110 1571 OVERSEAS HWY |  | PVC | Yes |  | 2022-12-21 |  | PVC | 1952 | Yes |  | 2022-12-21 |  | Non-lead
039648 | LOT 134 1571 OVERSEAS HWY |  | PVC | Yes |  | 2022-11-23 |  | PVC | 1952 | Yes |  | 2022-11-23 |  | Non-lead
039649 | LOT 133 1571 OVERSEAS HWY |  | PVC | Yes |  | 2022-05-17 |  | PVC | 1952 | Yes |  | 2022-05-17 |  | Non-lead
039650 | LOT 105 1571 OVERSEAS HWY |  | PVC | Yes |  | 2021-10-21 |  | PVC | 1952 | Yes |  | 2021-10-21 |  | Non-lead
039651 | LOT 053 1571 OVERSEAS HWY |  | PVC | Yes |  | 2022-11-23 |  | PVC | 1952 | Yes |  | 2022-11-23 |  | Non-lead
039652 | LOT 079/080 1571 OVERSEAS HWY |  | PVC | Yes |  | 2022-11-23 |  | PVC | 1952 | Yes |  | 2022-11-23 |  | Non-lead
039653 | LOT 041 1571 OVERSEAS HWY |  | PVC | Yes |  | 2022-11-28 |  | PVC | 1952 | Yes |  | 2022-11-28 |  | Non-lead
039654 | 1045 100TH STREET |  | Polytube | Yes |  | 2023-04-25 |  | PVC | 1974 | Yes |  | 2023-04-25 |  | Non-lead
039655 | LOT 042/043 1571 OVERSEAS HWY |  | PVC | Yes |  | 2022-11-23 |  | PVC | 1952 | Yes |  | 2022-11-23 |  | Non-lead
039656 | LOT 045 1571 OVERSEAS HWY |  | PVC | Yes |  | 2022-11-23 |  | PVC | 1952 | Yes |  | 2022-11-23 |  | Non-lead
039657 | LOT 099 1571 OVERSEAS HWY |  | PVC | Yes |  | 2022-05-17 |  | PVC | 1952 | Yes |  | 2022-05-17 |  | Non-lead
039658 | LOT 100 1571 OVERSEAS HWY |  | PVC | Yes |  | 2024-09-06 |  | PVC | 1952 | Yes |  | 2024-09-06 |  | Non-lead
039659 | LOT 032 1571 OVERSEAS HWY |  | PVC | Yes |  | 2023-02-03 |  | PVC | 1952 | Yes |  | 2023-02-03 |  | Non-lead
039660 | LOT 110A 1571 OVERSEAS HWY |  | PVC | Yes |  | 2024-07-29 |  | PVC | 1952 | Yes |  | 2024-07-29 |  | Non-lead
039661 | LOT 124/125 1571 OVERSEAS HWY |  | PVC | Yes |  | 2022-05-17 |  | PVC | 1952 | Yes |  | 2022-05-17 |  | Non-lead
039662 | LOT 017 1571 OVERSEAS HWY |  | PVC | Yes |  | 2022-05-17 |  | PVC | 1952 | Yes |  | 2022-05-17 |  | Non-lead
039663 | 27039 OLD STATE 4A L35 RD |  | Unknown, Non-Lead | No |  |  |  | Unknown, Non-Lead | 1988 | No |  |  |  | Non-lead
039664 | LOT 122/123 1571 OVERSEAS HWY |  | PVC | Yes |  | 2022-05-18 |  | PVC | 1952 | Yes |  | 2022-05-18 |  | Non-lead
039665 | LOT 092 1571 OVERSEAS HWY |  | PVC | Yes |  | 2024-07-11 |  | PVC | 1952 | Yes |  | 2024-07-11 |  | Non-lead
039666 | LOT 030 1571 OVERSEAS HWY |  | PVC | Yes |  | 2023-02-14 |  | PVC | 1952 | Yes |  | 2023-02-14 |  | Non-lead
039667 | LOT 066/067 1571 OVERSEAS HWY |  | PVC | Yes |  | 2022-05-17 |  | PVC | 1952 | Yes |  | 2022-05-17 |  | Non-lead
039668 | LEFT 530 11TH ST |  | Polytube | Yes |  | 2023-09-15 |  | PVC | 1971 | Yes |  | 2023-09-15 |  | Non-lead
039669 | 320 COCONUT AVE |  | Unknown, Non-Lead | Yes |  | 2020-06-04 |  | Unknown, Non-Lead | 1989 | Yes |  | 2020-06-04 |  | Non-lead
039670 | LOT 082 1571 OVERSEAS HWY |  | PVC | Yes |  | 2022-05-17 |  | PVC | 1952 | Yes |  | 2022-05-17 |  | Non-lead
039671 | LOT 074 1571 OVERSEAS HWY |  | PVC | Yes |  | 2022-11-23 |  | PVC | 1952 | Yes |  | 2022-11-23 |  | Non-lead
039672 | LOT 026 1571 OVERSEAS HWY |  | PVC | Yes |  | 2022-11-23 |  | PVC | 1952 | Yes |  | 2022-11-23 |  | Non-lead
039673 | LOT 120 1571 OVERSEAS HWY |  | PVC | Yes |  | 2023-01-04 |  | PVC | 1952 | Yes |  | 2023-01-04 |  | Non-lead
039674 | LOT 010 1571 OVERSEAS HWY |  | PVC | Yes |  | 2022-11-23 |  | PVC | 1952 | Yes |  | 2022-11-23 |  | Non-lead
039675 | 279 LOBSTER TAIL RD |  | Polytube | Yes |  | 2022-06-06 |  | PVC | 1991 | Yes |  | 2022-06-06 |  | Non-lead
039676 | 2 SAPPHIRE DR |  | Polytube | Yes |  | 2022-09-26 |  | PVC | 1986 | Yes |  | 2022-09-26 |  | Non-lead
039677 | STORE C16 1075 DUVAL ST |  | Polytube | Yes |  | 2022-10-06 |  | PVC | 1987 | Yes |  | 2022-10-06 |  | Non-lead
039678 | STORE C17 1075 DUVAL ST |  | Polytube | Yes |  | 2022-09-26 |  | PVC | 1987 | Yes |  | 2022-09-26 |  | Non-lead
039679 | STORE C18 1075 DUVAL ST |  | Polytube | Yes |  | 2022-09-26 |  | PVC | 1987 | Yes |  | 2022-09-26 |  | Non-lead
039680 | STORE C19 1075 DUVAL ST |  | Polytube | Yes |  | 2022-09-26 |  | PVC | 1987 | Yes |  | 2022-09-26 |  | Non-lead
039681 | STORE C20 1075 DUVAL ST |  | Polytube | Yes |  | 2024-04-03 |  | PVC | 1987 | Yes |  | 2024-04-03 |  | Non-lead
039682 | STORE C21 1075 DUVAL ST |  | Polytube | Yes |  | 2022-09-26 |  | PVC | 1987 | Yes |  | 2022-09-26 |  | Non-lead
039683 | STORE C22 1075 DUVAL ST |  | Polytube | Yes |  | 2022-09-26 |  | PVC | 1987 | Yes |  | 2022-09-26 |  | Non-lead
039684 | 22968 LONG BEN LN |  | Unknown, Non-Lead | No |  |  |  | Unknown, Non-Lead | 1989 | No |  |  |  | Non-lead
039685 | 29951 PINE CHANNEL RD |  | Unknown, Non-Lead | No |  |  |  | Unknown, Non-Lead | 1989 | No |  |  |  | Non-lead
039686 | 29971 PINE CHANNEL RD |  | Unknown, Non-Lead | No |  |  |  | Unknown, Non-Lead | 1989 | No |  |  |  | Non-lead
039687 | L4 B1 29981 PINE CHANNEL |  | Unknown, Non-Lead | Yes |  | 2019-05-28 |  | Unknown, Non-Lead | 1989 | Yes |  | 2019-05-28 |  | Non-lead
039688 | 28561 MARCAIBO RD |  | Unknown, Non-Lead | Yes |  | 2024-09-09 |  | Unknown, Non-Lead | 1990 | Yes |  | 2024-09-09 |  | Non-lead
039689 | 50 SUNRISE CAY DR |  | Unknown, Non-Lead | Yes |  | 2022-04-04 |  | Unknown, Non-Lead | 1990 | Yes |  | 2022-04-04 |  | Non-lead
039690 | 141 S HAMMOCK RD |  | Polytube | Yes |  | 2022-06-23 |  | PVC | 1958 | Yes |  | 2022-06-23 |  | Non-lead
039691 | L18 B7 47 GUMBO LIMBO AVE |  | Unknown, Non-Lead | No |  |  |  | Unknown, Non-Lead | 1989 | No |  |  |  | Non-lead
039692 | 45 GUMBO LIMBO AVE |  | Polytube | Yes |  | 2020-01-07 |  | PVC | 1989 | Yes |  | 2020-01-07 |  | Non-lead
039693 | 43 GUMBO LIMBO AVE |  | Unknown, Non-Lead | No |  |  |  | Unknown, Non-Lead | 1989 | No |  |  |  | Non-lead
039694 | 41 GUMBO LIMBO AVE |  | Polytube | Yes |  | 2023-01-09 |  | PVC | 1989 | Yes |  | 2023-01-09 |  | Non-lead
039695 | 44 GUMBO LIMBO AVE |  | Unknown, Non-Lead | Yes |  | 2024-05-13 |  | Unknown, Non-Lead | 1989 | Yes |  | 2024-05-13 |  | Non-lead
039696 | 46 GUMBO LIMBO AVE |  | Unknown, Non-Lead | Yes |  | 2018-07-17 |  | Unknown, Non-Lead | 1989 | Yes |  | 2018-07-17 |  | Non-lead
039697 | 48 GUMBO LIMBO AVE |  | Unknown, Non-Lead | Yes |  | 2018-01-23 |  | PVC | 1989 | Yes |  | 2018-01-23 |  | Non-lead
039698 | 127 CORTEZ DR |  | Unknown, Non-Lead | No |  |  |  | Unknown, Non-Lead | 1990 | No |  |  |  | Non-lead
039699 | 22830 BLACKBEARD LN |  | Unknown, Non-Lead | Yes |  | 2022-02-28 |  | Unknown, Non-Lead | 1989 | Yes |  | 2022-02-28 |  | Non-lead
039700 | 1 TORCHWOOD LN |  | Unknown, Non-Lead | Yes |  | 2017-07-03 |  | Unknown, Non-Lead | 1990 | Yes |  | 2017-07-03 |  | Non-lead
039701 | 2 TORCHWOOD LN |  | Unknown, Non-Lead | Yes |  | 2020-04-27 |  | Unknown, Non-Lead | 1990 | Yes |  | 2020-04-27 |  | Non-lead
039702 | 3 TORCHWOOD LN |  | Unknown, Non-Lead | Yes |  | 2021-12-13 |  | Unknown, Non-Lead | 1990 | Yes |  | 2021-12-13 |  | Non-lead
039703 | 4 TORCHWOOD LN |  | Unknown, Non-Lead | No |  |  |  | Unknown, Non-Lead | 1990 | No |  |  |  | Non-lead
039704 | 5 TORCHWOOD LN |  | Unknown, Non-Lead | Yes |  | 2019-06-10 |  | Unknown, Non-Lead | 1990 | Yes |  | 2019-06-10 |  | Non-lead
039705 | 6 TORCHWOOD GOLF M LN |  | Unknown, Non-Lead | No |  |  |  | Unknown, Non-Lead | 1990 | No |  |  |  | Non-lead
039706 | 7 TORCHWOOD LANE |  | Unknown, Non-Lead | Yes |  | 2019-12-05 |  | Unknown, Non-Lead | 1990 | Yes |  | 2019-12-05 |  | Non-lead
039707 | 8 TORCHWOOD LANE |  | Unknown, Non-Lead | No |  |  |  | Unknown, Non-Lead | 1990 | No |  |  |  | Non-lead
039708 | 9 TORCHWOOD LN |  | Unknown, Non-Lead | No |  |  |  | Unknown, Non-Lead | 1990 | No |  |  |  | Non-lead
039709 | 10 TORCHWOOD LN |  | Unknown, Non-Lead | Yes |  | 2021-12-13 |  | PVC | 1990 | Yes |  | 2021-12-13 |  | Non-lead
039710 | 21 HILTON HAVEN RD |  | Polytube | Yes |  | 2023-04-19 |  | PVC | 1990 | Yes |  | 2023-04-19 |  | Non-lead
039711 | 20 HILTON HAVEN RD |  | Unknown, Non-Lead | Yes |  | 2024-05-29 |  | PVC | 1990 | Yes |  | 2024-05-29 |  | Non-lead
039712 | LOT 020 1571 OVERSEAS HWY |  | Polytube | Yes |  | 2019-08-12 |  | PVC | 1952 | Yes |  | 2019-08-12 |  | Non-lead
039713 | LOT 084 1571 OVERSEAS HWY |  | PVC | Yes |  | 2023-08-07 |  | PVC | 1952 | Yes |  | 2023-08-07 |  | Non-lead
039714 | LOT 085 1571 OVERSEAS HWY |  | PVC | Yes |  | 2022-11-23 |  | PVC | 1952 | Yes |  | 2022-11-23 |  | Non-lead
039715 | 57516 GIBSON ST |  | Unknown, Non-Lead | Yes |  | 2023-05-11 |  | Polytube | 1989 | Yes |  | 2023-05-11 |  | Non-lead
039716 | 82 COCO PLUM DR |  | Polytube | Yes |  | 2022-10-22 |  | PVC | 1986 | Yes |  | 2022-10-22 |  | Non-lead
039717 | LOT 135 1571 OVERSEAS HWY |  | PVC | Yes |  | 2022-11-23 |  | PVC | 1952 | Yes |  | 2022-11-23 |  | Non-lead
039718 | LOT 034 1571 OVERSEAS HWY |  | PVC | Yes |  | 2022-11-23 |  | PVC | 1952 | Yes |  | 2022-11-23 |  | Non-lead
039719 | LOT 104 1571 OVERSEAS HWY |  | PVC | Yes |  | 2024-04-18 |  | PVC | 1952 | Yes |  | 2024-04-18 |  | Non-lead
039720 | 207 CAMINO REAL |  | Polytube | Yes |  | 2022-05-16 |  | PVC | 1990 | Yes |  | 2022-05-16 |  | Non-lead
039721 | LOT 093 1571 OVERSEAS HWY |  | PVC | Yes |  | 2022-05-17 |  | PVC | 1952 | Yes |  | 2022-05-17 |  | Non-lead
039722 | 3914 GORDON RD |  | Unknown, Non-Lead | No |  |  |  | Unknown, Non-Lead | 1990 | No |  |  |  | Non-lead
039723 | 123 W CAHILL CT |  | Unknown, Non-Lead | Yes |  | 2018-03-16 |  | PVC | 1991 | Yes |  | 2018-03-16 |  | Non-lead
039724 | 29036 MAGNOLIA DR |  | Polytube | Yes |  | 2022-11-22 |  | PVC | 1990 | Yes |  | 2022-11-22 |  | Non-lead
039725 | 29168 CAMAS LANE |  | Unknown, Non-Lead | Yes |  | 2017-06-01 |  | Unknown, Non-Lead | 1990 | Yes |  | 2017-06-01 |  | Non-lead
039726 | 156 PALMETTO AVE |  | Unknown, Non-Lead | Yes |  | 2018-06-26 |  | PVC | 2020 | Yes |  | 2018-06-26 |  | Non-lead
039727 | 605 AMELIA ST |  | Unknown, Non-Lead | No |  |  |  | Unknown, Non-Lead | 1995 | No |  |  |  | Non-lead
039728 | 607 AMELIA ST |  | Unknown, Non-Lead | Yes |  | 2021-04-15 |  | Unknown, Non-Lead | 1995 | Yes |  | 2021-04-15 |  | Non-lead
039729 | 609 AMELIA ST |  | Unknown, Non-Lead | Yes |  | 2022-04-18 |  | Unknown, Non-Lead | 1994 | Yes |  | 2022-04-18 |  | Non-lead
039730 | 611 AMELIA ST |  | Polytube | Yes |  | 2023-07-17 |  | PVC | 1993 | Yes |  | 2023-07-17 |  | Non-lead
039731 | 613 AMELIA ST |  | Unknown, Non-Lead | Yes |  | 2020-06-02 |  | PVC | 1990 | Yes |  | 2020-06-02 |  | Non-lead
039732 | 3634 TRADEWINDS ST |  | Polytube | Yes |  | 2023-01-11 |  | PVC | 1985 | Yes |  | 2023-01-11 |  | Non-lead
039733 | 110 VILLA BELLA DR |  | Polytube | Yes |  | 2023-03-30 |  | PVC | 1990 | Yes |  | 2023-03-30 |  | Non-lead
039734 | 9846 LEEWARD AVE |  | Copper | Yes |  | 2022-09-13 |  | Copper | 1981 | Yes |  | 2022-09-13 |  | Non-lead
039735 | 427 MAHOGANY AVE |  | Unknown, Non-Lead | Yes |  | 2024-05-20 |  | Unknown, Non-Lead | 1989 | Yes |  | 2024-05-20 |  | Non-lead
039736 | 425 MAHOGANY AVE |  | Unknown, Non-Lead | Yes |  | 2019-05-31 |  | Unknown, Non-Lead | 1989 | Yes |  | 2019-05-31 |  | Non-lead
039737 | 110 MANGROVE AVE |  | Unknown, Non-Lead | Yes |  | 2020-01-09 |  | Unknown, Non-Lead | 1989 | Yes |  | 2020-01-09 |  | Non-lead
039738 | 29252 COCONUT PALM DR |  | Unknown, Non-Lead | Yes |  | 2019-01-14 |  | Unknown, Non-Lead | 1989 | Yes |  | 2019-01-14 |  | Non-lead
039739 | LOT 039 1571 OVERSEAS HWY |  | PVC | Yes |  | 2023-11-21 |  | PVC | 1952 | Yes |  | 2023-11-21 |  | Non-lead
039740 | LOT 112 1571 OVERSEAS HWY |  | PVC | Yes |  | 2022-11-23 |  | PVC | 1952 | Yes |  | 2022-11-23 |  | Non-lead
039741 | LOT 115 1571 OVERSEAS HWY |  | PVC | Yes |  | 2022-05-18 |  | PVC | 1952 | Yes |  | 2022-05-18 |  | Non-lead
039742 | 329 AVACADO AVE |  | Unknown, Non-Lead | Yes |  | 2021-09-08 |  | PVC | 1989 | Yes |  | 2021-09-08 |  | Non-lead
039743 | LOT 025 1571 OVERSEAS HWY |  | Polytube | Yes |  | 2022-05-17 |  | Polytube | 1952 | Yes |  | 2022-05-17 |  | Non-lead
039744 | 31146 ATLANTIS DR |  | Unknown, Non-Lead | Yes |  | 2019-01-14 |  | Unknown, Non-Lead | 1990 | Yes |  | 2019-01-14 |  | Non-lead
039745 | 504 NOAH LN |  | Unknown, Non-Lead | Yes |  | 2020-06-05 |  | Unknown, Non-Lead | 1990 | Yes |  | 2020-06-05 |  | Non-lead
039746 | L13 B2 246 COLSON DR |  | Polytube | Yes |  | 2022-10-31 |  | PVC | 1975 | Yes |  | 2022-10-31 |  | Non-lead
039748 | APT G101 3333 DUCK AVE |  | Polytube | Yes |  | 2023-07-10 |  | PVC | 1989 | Yes |  | 2023-07-10 |  | Non-lead
039749 | APT G102 3333 DUCK AVE |  | Unknown, Non-Lead | Yes |  | 2024-01-17 |  | Unknown, Non-Lead | 1989 | Yes |  | 2024-01-17 |  | Non-lead
039750 | APT G103 3333 DUCK AVE |  | Unknown, Non-Lead | Yes |  | 2022-01-26 |  | Unknown, Non-Lead | 1989 | Yes |  | 2022-01-26 |  | Non-lead
039751 | APT G104 3333 DUCK AVE |  | Unknown, Non-Lead | Yes |  | 2020-08-06 |  | Unknown, Non-Lead | 1989 | Yes |  | 2020-08-06 |  | Non-lead
039752 | APT G105 3333 DUCK AVE |  | Unknown, Non-Lead | Yes |  | 2020-12-10 |  | Unknown, Non-Lead | 1989 | Yes |  | 2020-12-10 |  | Non-lead
039753 | APT G106 3333 DUCK AVE |  | Unknown, Non-Lead | Yes |  | 2024-07-08 |  | Unknown, Non-Lead | 1989 | Yes |  | 2024-07-08 |  | Non-lead
039754 | APT G107 3333 DUCK AVE |  | Unknown, Non-Lead | Yes |  | 2020-09-11 |  | Unknown, Non-Lead | 1989 | Yes |  | 2020-09-11 |  | Non-lead
039755 | APT G108 3333 DUCK AVE |  | PVC | Yes |  | 2022-06-09 |  | PVC | 1989 | Yes |  | 2022-06-09 |  | Non-lead
039756 | APT G201 3333 DUCK AVE |  | Unknown, Non-Lead | Yes |  | 2020-11-17 |  | Unknown, Non-Lead | 1989 | Yes |  | 2020-11-17 |  | Non-lead
039757 | APT G202 3333 DUCK AVE |  | Unknown, Non-Lead | Yes |  | 2023-09-18 |  | PVC | 1989 | Yes |  | 2023-09-18 |  | Non-lead
039758 | APT G203 3333 DUCK AVE |  | Polytube | Yes |  | 2024-01-17 |  | PVC | 1989 | Yes |  | 2024-01-17 |  | Non-lead
039759 | APT G204 3333 DUCK AVE |  | PVC | Yes |  | 2023-12-13 |  | PVC | 1989 | Yes |  | 2023-12-13 |  | Non-lead
039760 | APT G205 3333 DUCK AVE |  | Unknown, Non-Lead | Yes |  | 2024-09-20 |  | Unknown, Non-Lead | 1989 | Yes |  | 2024-09-20 |  | Non-lead
039761 | APT G206 3333 DUCK AVE |  | Unknown, Non-Lead | No |  |  |  | Unknown, Non-Lead | 1989 | No |  |  |  | Non-lead
039762 | APT G207 3333 DUCK AVE |  | Unknown, Non-Lead | Yes |  | 2019-12-17 |  | PVC | 1989 | Yes |  | 2019-12-17 |  | Non-lead
039763 | APT G208 3333 DUCK AVE |  | Unknown, Non-Lead | No |  |  |  | Unknown, Non-Lead | 1989 | No |  |  |  | Non-lead
039764 | 335 BAYVIEW AVE |  | Unknown, Non-Lead | Yes |  | 2018-05-08 |  | PVC | 1989 | Yes |  | 2018-05-08 |  | Non-lead
039765 | 108 MANGROVE AVE |  | Unknown, Non-Lead | Yes |  | 2017-12-04 |  | Unknown, Non-Lead | 1989 | Yes |  | 2017-12-04 |  | Non-lead
039766 | 112 MANGROVE AVE |  | Unknown, Non-Lead | No |  |  |  | Unknown, Non-Lead | 1989 | No |  |  |  | Non-lead
039767 | 83 CENTRAL AVE |  | Unknown, Non-Lead | Yes |  | 2021-07-08 |  | Unknown, Non-Lead | 1989 | Yes |  | 2021-07-08 |  | Non-lead
039768 | 82 CENTRAL AVE |  | Unknown, Non-Lead | Yes |  | 2022-12-22 |  | Unknown, Non-Lead | 1989 | Yes |  | 2022-12-22 |  | Non-lead
039769 | 84 CENTRAL AVE |  | Unknown, Non-Lead | Yes |  | 2018-08-31 |  | Unknown, Non-Lead | 1989 | Yes |  | 2018-08-31 |  | Non-lead
039770 | 9842 LEEWARD AVE |  | Copper | Yes |  | 2023-05-04 |  | Copper | 1981 | Yes |  | 2023-05-04 |  | Non-lead
039771 | 178 BISCAYNE BLVD |  | Polytube | Yes |  | 2022-06-30 |  | PVC | 1973 | Yes |  | 2022-06-30 |  | Non-lead
039772 | APT B 100 BUTTONWOOD LN |  | Polytube | Yes |  | 2022-06-27 |  | PVC | 1981 | Yes |  | 2022-06-27 |  | Non-lead
039773 | 34 CARDINAL LN |  | Unknown, Non-Lead | No |  |  |  | Unknown, Non-Lead | 1990 | No |  |  |  | Non-lead
039774 | LOT 075 1571 OVERSEAS HWY |  | Polytube | Yes |  | 2024-05-17 |  | PVC | 1952 | Yes |  | 2024-05-17 |  | Non-lead
039775 | LOT 143 1571 OVERSEAS HWY |  | PVC | Yes |  | 2024-06-21 |  | PVC | 1952 | Yes |  | 2024-06-21 |  | Non-lead
039776 | 201 23RD STREET OCEA |  | Polytube | Yes |  | 2024-05-20 |  | PVC | 1958 | Yes |  | 2024-05-20 |  | Non-lead
039777 | LOT 013 1571 OVERSEAS HWY |  | PVC | Yes |  | 2022-11-23 |  | PVC | 1952 | Yes |  | 2022-11-23 |  | Non-lead
039778 | LOT 101 1571 OVERSEAS HWY |  | PVC | Yes |  | 2022-05-18 |  | PVC | 1952 | Yes |  | 2022-05-18 |  | Non-lead
039779 | LOT 061 1571 OVERSEAS HWY |  | PVC | Yes |  | 2022-11-10 |  | PVC | 1952 | Yes |  | 2022-11-10 |  | Non-lead
039780 | 23910 OVERSEAS HWY |  | Unknown, Non-Lead | Yes |  | 2023-09-11 |  | Unknown, Non-Lead | 1991 | Yes |  | 2023-09-11 |  | Non-lead
039781 | 22919 GASPARILLA LN |  | Polytube | Yes |  | 2022-11-07 |  | PVC | 1986 | Yes |  | 2022-11-07 |  | Non-lead
039782 | 13 DRIFTWOOD DR |  | Polytube | Yes |  | 2024-10-01 |  | PVC | 1991 | Yes |  | 2024-10-01 |  | Non-lead
039783 | 13 OSPREY LN |  | Unknown, Non-Lead | Yes |  | 2022-04-04 |  | Unknown, Non-Lead | 1990 | Yes |  | 2022-04-04 |  | Non-lead
039784 | 159 AZALEA ST |  | Unknown, Non-Lead | Yes |  | 2018-08-22 |  | Unknown, Non-Lead | 1990 | Yes |  | 2018-08-22 |  | Non-lead
039785 | 138 OCEAN SHORES DR |  | Unknown, Non-Lead | No |  |  |  | Unknown, Non-Lead | 1988 | No |  |  |  | Non-lead
039786 | 9848 LEWARD AVE |  | Copper | Yes |  | 2023-05-04 |  | Copper | 1981 | Yes |  | 2023-05-04 |  | Non-lead
039787 | 343 THIRD RD |  | Polytube | Yes |  | 2023-05-30 |  | PVC | 1958 | Yes |  | 2023-05-30 |  | Non-lead
039788 | LOT 107 1571 OVERSEAS HWY |  | PVC | Yes |  | 2022-08-15 |  | PVC | 1952 | Yes |  | 2022-08-15 |  | Non-lead
039789 | 309 AVOCADO AVE |  | Polytube | Yes |  | 2022-09-09 |  | PVC | 1989 | Yes |  | 2022-09-09 |  | Non-lead
039790 | LOT 014 1571 OVERSEAS HWY |  | PVC | Yes |  | 2022-07-18 |  | PVC | 1952 | Yes |  | 2022-07-18 |  | Non-lead
039791 | LOT 033 1571 OVERSEAS HWY |  | PVC | Yes |  | 2024-03-18 |  | PVC | 1952 | Yes |  | 2024-03-18 |  | Non-lead
039792 | LOT 027 1571 OVERSEAS HWY |  | PVC | Yes |  | 2023-08-21 |  | PVC | 1952 | Yes |  | 2023-08-21 |  | Non-lead
039793 | 22729 BUCCANEER LN |  | Polytube | Yes |  | 2022-07-26 |  | PVC | 1988 | Yes |  | 2022-07-26 |  | Non-lead
039794 | 3862 GEORGE RD |  | Unknown, Non-Lead | Yes |  | 2019-07-26 |  | Unknown, Non-Lead | 1989 | Yes |  | 2019-07-26 |  | Non-lead
039795 | 2315 PATTERSON AVE |  | Unknown, Non-Lead | Yes |  | 2023-03-14 |  | Unknown, Non-Lead | 1989 | Yes |  | 2023-03-14 |  | Non-lead
039796 | 27367 TOBAGO LN |  | Unknown, Non-Lead | Yes |  | 2018-08-31 |  | Unknown, Non-Lead | 1990 | Yes |  | 2018-08-31 |  | Non-lead
039797 | LOT 111 1571 OVERSEAS HWY |  | PVC | Yes |  | 2022-05-18 |  | PVC | 1952 | Yes |  | 2022-05-18 |  | Non-lead
039798 | LOT 011 1571 OVERSEAS HWY |  | PVC | Yes |  | 2022-05-17 |  | PVC | 1952 | Yes |  | 2022-05-17 |  | Non-lead
039799 | LOT 054/055 1571 OVERSEAS HWY |  | PVC | Yes |  | 2023-04-19 |  | PVC | 1952 | Yes |  | 2023-04-19 |  | Non-lead
039800 | LOT 050 1571 OVERSEAS HWY |  | PVC | Yes |  | 2022-05-18 |  | PVC | 1952 | Yes |  | 2022-05-18 |  | Non-lead
039801 | LOT 019 1571 OVERSEAS HWY |  | PVC | Yes |  | 2022-11-23 |  | PVC | 1952 | Yes |  | 2022-11-23 |  | Non-lead
039802 | LOT 029 1571 OVERSEAS HWY |  | PVC | Yes |  | 2022-05-17 |  | PVC | 1952 | Yes |  | 2022-05-17 |  | Non-lead
039803 | LOT 144 1571 OVERSEAS HWY |  | PVC | Yes |  | 2024-05-01 |  | PVC | 1952 | Yes |  | 2024-05-01 |  | Non-lead
039804 | LOT 062 1571 OVERSEAS HWY |  | PVC | Yes |  | 2022-11-23 |  | PVC | 1952 | Yes |  | 2022-11-23 |  | Non-lead
039805 | LOT 071 1571 OVERSEAS HWY |  | PVC | Yes |  | 2022-05-18 |  | PVC | 1952 | Yes |  | 2022-05-18 |  | Non-lead
039806 | 106 AVE D |  | Unknown, Non-Lead | Yes |  | 2021-09-22 |  | Unknown, Non-Lead | 1990 | Yes |  | 2021-09-22 |  | Non-lead
039807 | 29124 ROSE DR |  | Unknown, Non-Lead | No |  |  |  | Unknown, Non-Lead | 1988 | No |  |  |  | Non-lead
039808 | 29848 TROPICAL TRADER RD |  | Unknown, Non-Lead | No |  |  |  | Unknown, Non-Lead | 1989 | No |  |  |  | Non-lead
039809 | 29323 OLEANDER DR |  | Unknown, Non-Lead | Yes |  | 2019-07-03 |  | Unknown, Non-Lead | 1990 | Yes |  | 2019-07-03 |  | Non-lead
039810 | 127 NEWFOUND HARBOR RD |  | Unknown, Non-Lead | Yes |  | 2018-08-24 |  | Unknown, Non-Lead | 1989 | Yes |  | 2018-08-24 |  | Non-lead
039811 | 1090 E 75TH St |  | Unknown, Non-Lead | Yes |  | 2024-09-19 |  | PVC | 1993 | Yes |  | 2024-09-19 |  | Non-lead
039812 | 106 SAGUARO LN |  | Unknown, Non-Lead | Yes |  | 2020-09-11 |  | Unknown, Non-Lead | 1994 | Yes |  | 2020-09-11 |  | Non-lead
039813 | 200 W SEAVIEW CIR |  | Unknown, Non-Lead | No |  |  |  | Unknown, Non-Lead | 1991 | No |  |  |  | Non-lead
039814 | LOT 128/129 1571 OVERSEAS HWY |  | PVC | Yes |  | 2022-11-23 |  | PVC | 1952 | Yes |  | 2022-11-23 |  | Non-lead
039815 | 340 COCOANUT AVE |  | Polytube | Yes |  | 2023-05-04 |  | PVC | 1989 | Yes |  | 2023-05-04 |  | Non-lead
039816 | LOT 077 1571 OVERSEAS HWY |  | PVC | Yes |  | 2022-11-23 |  | PVC | 1952 | Yes |  | 2022-11-23 |  | Non-lead
039817 | LOT 048/049 1571 OVERSEAS HWY |  | PVC | Yes |  | 2022-05-17 |  | PVC | 1952 | Yes |  | 2022-05-17 |  | Non-lead
039818 | 350 COCOANUT AVE |  | Unknown, Non-Lead | Yes |  | 2024-05-15 |  | Unknown, Non-Lead | 2000 | Yes |  | 2024-05-15 |  | Non-lead
039819 | LOT 114 1571 OVERSEAS HWY |  | PVC | Yes |  | 2023-09-22 |  | PVC | 1952 | Yes |  | 2023-09-22 |  | Non-lead
039820 | LOT 004/005 1571 OVERSEAS HWY |  | Polytube | Yes |  | 2022-11-18 |  | PVC | 1952 | Yes |  | 2022-11-18 |  | Non-lead
039821 | 490 LES ROHDE |  | Unknown, Non-Lead | Yes |  | 2017-09-01 |  | PVC | 1989 | Yes |  | 2017-09-01 |  | Non-lead
039822 | 375 PIRATES RD |  | Unknown, Non-Lead | Yes |  | 2023-03-21 |  | Unknown, Non-Lead | 1990 | Yes |  | 2023-03-21 |  | Non-lead
039823 | APT N101 3910 S ROOSEVELT BLVD |  | Unknown, Non-Lead | Yes |  | 2022-07-31 |  | Polytube | 1989 | Yes |  | 2022-07-31 |  | Non-lead
039824 | APT N102 3910 S ROOSEVELT BLVD |  | Unknown, Non-Lead | Yes |  | 2024-01-30 |  | Polytube | 1989 | Yes |  | 2024-01-30 |  | Non-lead
039825 | APT N103 3910 S ROOSEVELT BLVD |  | PVC | Yes |  | 2023-12-19 |  | Polytube | 1989 | Yes |  | 2023-12-19 |  | Non-lead
039826 | APT N104 3910 S ROOSEVELT BLVD |  | Unknown, Non-Lead | Yes |  | 2018-12-27 |  | Polytube | 1989 | Yes |  | 2018-12-27 |  | Non-lead
039827 | APT N105 3910 S ROOSEVELT BLVD |  | Unknown, Non-Lead | Yes |  | 2020-05-31 |  | Polytube | 1989 | Yes |  | 2020-05-31 |  | Non-lead
039828 | APT N106 3910 S ROOSEVELT BLVD |  | PVC | Yes |  | 2022-10-28 |  | Polytube | 1989 | Yes |  | 2022-10-28 |  | Non-lead
039829 | APT N107 3910 S ROOSEVELT BLVD |  | Unknown, Non-Lead | Yes |  | 2019-05-31 |  | Polytube | 1989 | Yes |  | 2019-05-31 |  | Non-lead
039830 | APT N108 3910 S ROOSEVELT BLVD |  | Unknown, Non-Lead | Yes |  | 2019-08-27 |  | Polytube | 1989 | Yes |  | 2019-08-27 |  | Non-lead
039831 | APT N109 3910 S ROOSEVELT BLVD |  | Unknown, Non-Lead | Yes |  | 2022-08-17 |  | Polytube | 1989 | Yes |  | 2022-08-17 |  | Non-lead
039832 | APT N110 3910 S ROOSEVELT BLVD |  | PVC | Yes |  | 2022-07-29 |  | Polytube | 1989 | Yes |  | 2022-07-29 |  | Non-lead
039833 | APT N111 3910 S ROOSEVELT BLVD |  | Unknown, Non-Lead | Yes |  | 2022-12-09 |  | Polytube | 1989 | Yes |  | 2022-12-09 |  | Non-lead
039834 | APT S101 3910 S ROOSEVELT BLVD |  | PVC | Yes |  | 2025-05-14 |  | PVC | 1989 | Yes |  | 2025-05-14 |  | Non-lead
039835 | APT S102 3910 S ROOSEVELT BLVD |  | PVC | Yes |  | 2025-05-14 |  | PVC | 1989 | Yes |  | 2025-05-14 |  | Non-lead
039836 | APT S103 3910 S ROOSEVELT BLVD |  | PVC | Yes |  | 2025-05-13 |  | PVC | 1989 | Yes |  | 2025-05-13 |  | Non-lead
039837 | APT S104 3910 S ROOSEVELT BLVD |  | Unknown, Non-Lead | Yes |  | 2018-12-17 |  | Unknown, Non-Lead | 1989 | Yes |  | 2018-12-17 |  | Non-lead
039838 | APT S105 3910 S ROOSEVELT BLVD |  | Unknown, Non-Lead | Yes |  | 2024-09-25 |  | Polytube | 1989 | Yes |  | 2024-09-25 |  | Non-lead
039839 | APT S106 3910 S ROOSEVELT BLVD |  | Unknown, Non-Lead | Yes |  | 2018-06-25 |  | Unknown, Non-Lead | 1989 | Yes |  | 2018-06-25 |  | Non-lead
039840 | APT S107 3910 S ROOSEVELT BLVD |  | Unknown, Non-Lead | Yes |  | 2020-12-22 |  | Polytube | 1989 | Yes |  | 2020-12-22 |  | Non-lead
039841 | APT S108 3910 S ROOSEVELT BLVD |  | PVC | Yes |  | 2025-05-13 |  | PVC | 1989 | Yes |  | 2025-05-13 |  | Non-lead
039842 | APT S109 3910 S ROOSEVELT BLVD |  | Unknown, Non-Lead | Yes |  | 2017-04-24 |  | Unknown, Non-Lead | 1989 | Yes |  | 2017-04-24 |  | Non-lead
039843 | APT S110 3910 S ROOSEVELT BLVD |  | PVC | Yes |  | 2024-01-26 |  | Polytube | 1989 | Yes |  | 2024-01-26 |  | Non-lead
039844 | APT S111 3910 S ROOSEVELT BLVD |  | Unknown, Non-Lead | Yes |  | 2021-04-16 |  | Unknown, Non-Lead | 1989 | Yes |  | 2021-04-16 |  | Non-lead
039845 | APT E101 3910 S ROOSEVELT BLVD |  | Unknown, Non-Lead | Yes |  | 2019-08-07 |  | PVC | 1989 | Yes |  | 2019-08-07 |  | Non-lead
039846 | APT E102 3910 S ROOSEVELT BLVD |  | Unknown, Non-Lead | Yes |  | 2019-07-22 |  | Polytube | 1989 | Yes |  | 2019-07-22 |  | Non-lead
039847 | APT E103 3910 S ROOSEVELT BLVD |  | PVC | Yes |  | 2018-09-21 |  | PVC | 1989 | Yes |  | 2018-09-21 |  | Non-lead
039848 | APT E104 3910 S ROOSEVELT BLVD |  | Unknown, Non-Lead | Yes |  | 2024-04-18 |  | PVC | 1989 | Yes |  | 2024-04-18 |  | Non-lead
039849 | APT E105 3910 S ROOSEVELT BLVD |  | Unknown, Non-Lead | Yes |  | 2024-05-02 |  | Polytube | 1989 | Yes |  | 2024-05-02 |  | Non-lead
039850 | APT E106 3910 S ROOSEVELT BLVD |  | PVC | Yes |  | 2024-03-04 |  | PVC | 1989 | Yes |  | 2024-03-04 |  | Non-lead
039851 | APT E107 3910 S ROOSEVELT BLVD |  | Unknown, Non-Lead | Yes |  | 2024-07-29 |  | Polytube | 1989 | Yes |  | 2024-07-29 |  | Non-lead
039852 | APT E108 3910 S ROOSEVELT BLVD |  | Unknown, Non-Lead | Yes |  | 2022-10-07 |  | PVC | 1989 | Yes |  | 2022-10-07 |  | Non-lead
039853 | APT E109 3910 S ROOSEVELT BLVD |  | Unknown, Non-Lead | Yes |  | 2018-08-24 |  | Unknown, Non-Lead | 1989 | Yes |  | 2018-08-24 |  | Non-lead
039854 | APT E110 3910 S ROOSEVELT BLVD |  | Unknown, Non-Lead | Yes |  | 2018-06-25 |  | Unknown, Non-Lead | 1989 | Yes |  | 2018-06-25 |  | Non-lead
039855 | APT E111 3910 S ROOSEVELT BLVD |  | Unknown, Non-Lead | Yes |  | 2019-12-09 |  | Polytube | 1989 | Yes |  | 2019-12-09 |  | Non-lead
039856 | APT W101 3910 S ROOSEVELT BLVD |  | Unknown, Non-Lead | Yes |  | 2018-06-26 |  | PVC | 1989 | Yes |  | 2018-06-26 |  | Non-lead
039857 | APT W102 3910 S ROOSEVELT BLVD |  | PVC | Yes |  | 2025-05-05 |  | Polytube | 1989 | Yes |  | 2019-09-11 |  | Non-lead
039858 | APT W103 3910 S ROOSEVELT BLVD |  | PVC | Yes |  | 2025-05-05 |  | Polytube | 1989 | Yes |  | 2025-05-05 |  | Non-lead
039859 | APT W104 3910 S ROOSEVELT BLVD |  | Unknown, Non-Lead | Yes |  | 2024-06-04 |  | Unknown, Non-Lead | 1989 | Yes |  | 2024-06-04 |  | Non-lead
039860 | APT W105 3910 S ROOSEVELT BLVD |  | Unknown, Non-Lead | Yes |  | 2019-01-14 |  | Polytube | 1989 | Yes |  | 2019-01-14 |  | Non-lead
039861 | APT W106 3910 S ROOSEVELT BLVD |  | Unknown, Non-Lead | Yes |  | 2022-04-22 |  | Unknown, Non-Lead | 1989 | Yes |  | 2022-04-22 |  | Non-lead
039862 | APT W107 3910 S ROOSEVELT BLVD |  | Unknown, Non-Lead | No |  |  |  | Unknown, Non-Lead | 1989 | No |  |  |  | Non-lead
039863 | APT W108 3910 S ROOSEVELT BLVD |  | Unknown, Non-Lead | Yes |  | 2017-09-20 |  | Polytube | 1989 | Yes |  | 2017-09-20 |  | Non-lead
039864 | APT W109 3910 S ROOSEVELT BLVD |  | Unknown, Non-Lead | Yes |  | 2019-07-31 |  | PVC | 1989 | Yes |  | 2019-07-31 |  | Non-lead
039865 | APT W110 3910 S ROOSEVELT BLVD |  | Unknown, Non-Lead | Yes |  | 2022-01-28 |  | Unknown, Non-Lead | 1989 | Yes |  | 2022-01-28 |  | Non-lead
039866 | APT W111 3910 S ROOSEVELT BLVD |  | Unknown, Non-Lead | Yes |  | 2020-05-31 |  | Polytube | 1989 | Yes |  | 2020-05-31 |  | Non-lead
039867 | APT N201 3910 S ROOSEVELT BLVD |  | PVC | Yes |  | 2022-07-21 |  | Polytube | 1989 | Yes |  | 2022-07-21 |  | Non-lead
039868 | APT N202 3910 S ROOSEVELT BLVD |  | Unknown, Non-Lead | Yes |  | 2021-03-29 |  | Polytube | 1989 | Yes |  | 2021-03-29 |  | Non-lead
039869 | APT N203 3910 S ROOSEVELT BLVD |  | Unknown, Non-Lead | Yes |  | 2019-03-18 |  | Polytube | 1989 | Yes |  | 2019-03-18 |  | Non-lead
039870 | APT N204 3910 S ROOSEVELT BLVD |  | Unknown, Non-Lead | Yes |  | 2019-02-28 |  | Polytube | 1989 | Yes |  | 2019-02-28 |  | Non-lead
039871 | APT N205 3910 S ROOSEVELT BLVD |  | Unknown, Non-Lead | Yes |  | 2018-07-19 |  | Unknown, Non-Lead | 1989 | Yes |  | 2018-07-19 |  | Non-lead
039872 | APT N206 3910 S ROOSEVELT BLVD |  | Unknown, Non-Lead | Yes |  | 2022-10-31 |  | PVC | 1989 | Yes |  | 2022-10-31 |  | Non-lead
039873 | APT N207 3910 S ROOSEVELT BLVD |  | Unknown, Non-Lead | Yes |  | 2020-02-26 |  | PVC | 1989 | Yes |  | 2020-02-26 |  | Non-lead
039874 | APT N208 3910 S ROOSEVELT BLVD |  | Unknown, Non-Lead | Yes |  | 2020-09-30 |  | Polytube | 1989 | Yes |  | 2020-09-30 |  | Non-lead
039875 | APT N209 3910 S ROOSEVELT BLVD |  | Unknown, Non-Lead | Yes |  | 2024-04-18 |  | Polytube | 1989 | Yes |  | 2024-04-18 |  | Non-lead
039876 | APT N210 3910 S ROOSEVELT BLVD |  | Unknown, Non-Lead | Yes |  | 2019-07-25 |  | Polytube | 1989 | Yes |  | 2019-07-25 |  | Non-lead
039877 | APT N211 3910 S ROOSEVELT BLVD |  | Unknown, Non-Lead | Yes |  | 2024-04-15 |  | Polytube | 1989 | Yes |  | 2024-04-15 |  | Non-lead
039878 | APT S201 3910 S ROOSEVELT BLVD |  | PVC | Yes |  | 2025-05-13 |  | PVC | 1989 | Yes |  | 2025-05-13 |  | Non-lead
039879 | APT S202 3910 S ROOSEVELT BLVD |  | PVC | Yes |  | 2025-05-14 |  | PVC | 1989 | Yes |  | 2025-05-14 |  | Non-lead
039880 | APT S203 3910 S ROOSEVELT BLVD |  | PVC | Yes |  | 2025-05-13 |  | PVC | 1989 | Yes |  | 2025-05-13 |  | Non-lead
039881 | APT S204 3910 S ROOSEVELT BLVD |  | PVC | Yes |  | 2025-05-13 |  | PVC | 1989 | Yes |  | 2025-05-13 |  | Non-lead
039882 | APT S205 3910 S ROOSEVELT BLVD |  | PVC | Yes |  | 2025-05-14 |  | PVC | 1989 | Yes |  | 2025-05-14 |  | Non-lead
039883 | APT S206 3910 S ROOSEVELT BLVD |  | Unknown, Non-Lead | Yes |  | 2023-09-20 |  | Polytube | 1989 | Yes |  | 2023-09-20 |  | Non-lead
039884 | APT S207 3910 S ROOSEVELT BLVD |  | Unknown, Non-Lead | Yes |  | 2018-10-15 |  | Polytube | 1989 | Yes |  | 2018-10-15 |  | Non-lead
039885 | APT S208 3910 S ROOSEVELT BLVD |  | PVC | Yes |  | 2025-05-14 |  | PVC | 1989 | Yes |  | 2025-05-14 |  | Non-lead
039886 | APT S209 3910 S ROOSEVELT BLVD |  | PVC | Yes |  | 2025-05-13 |  | PVC | 1989 | Yes |  | 2025-05-13 |  | Non-lead
039887 | APT S210 3910 S ROOSEVELT BLVD |  | Unknown, Non-Lead | Yes |  | 2024-07-09 |  | Polytube | 1989 | Yes |  | 2024-07-09 |  | Non-lead
039888 | APT S211 3910 S ROOSEVELT BLVD |  | PVC | Yes |  | 2025-05-13 |  | PVC | 1989 | Yes |  | 2025-05-13 |  | Non-lead
039889 | APT E201 3910 S ROOSEVELT BLVD |  | PVC | Yes |  | 2023-12-11 |  | Polytube | 1989 | Yes |  | 2023-12-11 |  | Non-lead
039890 | APT E202 3910 S ROOSEVELT BLVD |  | Unknown, Non-Lead | Yes |  | 2019-10-24 |  | Polytube | 1989 | Yes |  | 2019-10-24 |  | Non-lead
039891 | APT E203 3910 S ROOSEVELT BLVD |  | Unknown, Non-Lead | Yes |  | 2024-05-13 |  | Polytube | 1989 | Yes |  | 2024-05-13 |  | Non-lead
039892 | APT E204 3910 S ROOSEVELT BLVD |  | Unknown, Non-Lead | Yes |  | 2024-08-29 |  | Polytube | 1989 | Yes |  | 2024-08-29 |  | Non-lead
039893 | APT E205 3910 S ROOSEVELT BLVD |  | Unknown, Non-Lead | Yes |  | 2020-06-23 |  | Unknown, Non-Lead | 1989 | Yes |  | 2020-06-23 |  | Non-lead
039894 | APT E206 3910 S ROOSEVELT BLVD |  | Unknown, Non-Lead | Yes |  | 2020-12-28 |  | Polytube | 1989 | Yes |  | 2020-12-28 |  | Non-lead
039895 | APT E207 3910 S ROOSEVELT BLVD |  | Unknown, Non-Lead | Yes |  | 2021-04-08 |  | Polytube | 1989 | Yes |  | 2021-04-08 |  | Non-lead
039896 | APT E208 3910 S ROOSEVELT BLVD |  | Unknown, Non-Lead | Yes |  | 2023-11-13 |  | Polytube | 1989 | Yes |  | 2023-11-13 |  | Non-lead
039897 | APT E209 3910 S ROOSEVELT BLVD |  | Unknown, Non-Lead | Yes |  | 2019-06-20 |  | Polytube | 1989 | Yes |  | 2019-06-20 |  | Non-lead
039898 | APT E210 3910 S ROOSEVELT BLVD |  | PVC | Yes |  | 2024-04-30 |  | PVC | 1989 | Yes |  | 2024-04-30 |  | Non-lead
039899 | APT E211 3910 S ROOSEVELT BLVD |  | Unknown, Non-Lead | Yes |  | 2024-05-31 |  | Polytube | 1989 | Yes |  | 2024-05-31 |  | Non-lead
039900 | APT W201 3910 S ROOSEVELT BLVD |  | Unknown, Non-Lead | Yes |  | 2019-11-12 |  | Polytube | 1989 | Yes |  | 2019-11-12 |  | Non-lead
039901 | APT W202 3910 S ROOSEVELT BLVD |  | Unknown, Non-Lead | Yes |  | 2020-03-02 |  | Polytube | 1989 | Yes |  | 2020-03-02 |  | Non-lead
039902 | APT W203 3910 S ROOSEVELT BLVD |  | Unknown, Non-Lead | Yes |  | 2024-02-26 |  | Unknown, Non-Lead | 1989 | Yes |  | 2024-02-26 |  | Non-lead
039903 | APT W204 3910 S ROOSEVELT BLVD |  | Unknown, Non-Lead | Yes |  | 2024-07-12 |  | Polytube | 1989 | Yes |  | 2024-07-12 |  | Non-lead
039904 | APT W205 3910 S ROOSEVELT BLVD |  | Unknown, Non-Lead | Yes |  | 2019-01-28 |  | Unknown, Non-Lead | 1989 | Yes |  | 2019-01-28 |  | Non-lead
039905 | APT W206 3910 S ROOSEVELT BLVD |  | Unknown, Non-Lead | Yes |  | 2023-06-07 |  | Polytube | 1989 | Yes |  | 2023-06-07 |  | Non-lead
039906 | APT W207 3910 S ROOSEVELT BLVD |  | Unknown, Non-Lead | Yes |  | 2019-10-07 |  | Polytube | 1989 | Yes |  | 2019-10-07 |  | Non-lead
039907 | APT W208 3910 S ROOSEVELT BLVD |  | Unknown, Non-Lead | Yes |  | 2018-03-23 |  | Polytube | 1989 | Yes |  | 2018-03-23 |  | Non-lead
039908 | APT W209 3910 S ROOSEVELT BLVD |  | Unknown, Non-Lead | Yes |  | 2019-06-27 |  | Polytube | 1989 | Yes |  | 2019-06-27 |  | Non-lead
039909 | APT W210 3910 S ROOSEVELT BLVD |  | Unknown, Non-Lead | Yes |  | 2019-06-04 |  | Unknown, Non-Lead | 1989 | Yes |  | 2019-06-04 |  | Non-lead
039910 | APT W211 3910 S ROOSEVELT BLVD |  | Unknown, Non-Lead | Yes |  | 2020-03-11 |  | Polytube | 1989 | Yes |  | 2020-03-11 |  | Non-lead
039912 | 156 MARACAIBO LN |  | Unknown, Non-Lead | Yes |  | 2021-06-04 |  | Unknown, Non-Lead | 1990 | Yes |  | 2021-06-04 |  | Non-lead
039913 | 1110 HERON RD |  | Polytube | Yes |  | 2022-04-13 |  | PVC | 1967 | Yes |  | 2022-04-13 |  | Non-lead
039914 | 110 REDWING RD |  | Unknown, Non-Lead | Yes |  | 2019-02-12 |  | PVC | 1990 | Yes |  | 2019-02-12 |  | Non-lead
039915 | 544 SOUND DR |  | Unknown, Non-Lead | No |  |  |  | Unknown, Non-Lead | 1991 | No |  |  |  | Non-lead
039916 | 325 S HARBOR DR |  | Unknown, Non-Lead | Yes |  | 2021-01-11 |  | Unknown, Non-Lead | 1990 | Yes |  | 2021-01-11 |  | Non-lead
039917 | 23098 SAILFISH LN |  | Polytube | Yes |  | 2022-10-31 |  | PVC | 1990 | Yes |  | 2022-10-31 |  | Non-lead
039918 | 23036 LOOKDOWN LN |  | Polytube | Yes |  | 2022-11-09 |  | PVC | 1986 | Yes |  | 2022-11-09 |  | Non-lead
039919 | 27422 ANTIGUA LANE |  | Unknown, Non-Lead | No |  |  |  | Unknown, Non-Lead | 1989 | No |  |  |  | Non-lead
039920 | LOT 42 2950 OVERSEAS HWY |  | Polytube | Yes |  | 2022-07-07 |  | PVC |  | Yes |  | 2022-07-07 |  | Non-lead
039921 | 20879 W 7TH AVE |  | Polytube | Yes |  | 2023-12-20 |  | PVC | 1996 | Yes |  | 2023-12-20 |  | Non-lead
039922 | 22820 BLACKBEARD LN |  | Unknown, Non-Lead | Yes |  | 2020-01-21 |  | Unknown, Non-Lead | 1989 | Yes |  | 2020-01-21 |  | Non-lead
039923 | 22748 BLACKBEARD LN |  | Unknown, Non-Lead | Yes |  | 2019-06-28 |  | Unknown, Non-Lead | 1989 | Yes |  | 2019-06-28 |  | Non-lead
039924 | 775 BLACKBEARD RD |  | Unknown, Non-Lead | Yes |  | 2023-04-04 |  | Unknown, Non-Lead | 1989 | Yes |  | 2023-04-04 |  | Non-lead
039925 | 717 FLEMING ST |  | Polytube | Yes |  | 2023-03-06 |  | Polytube | 1948 | Yes |  | 2023-03-06 |  | Non-lead
039926 | 4201 MARINA VILLA DR |  | Polytube | Yes |  | 2022-10-22 |  | Polytube | 1950 | Yes |  | 2022-10-22 |  | Non-lead
039927 | 157 N COCONUT PALM BLVD |  | Polytube | Yes |  | 2022-06-14 |  | PVC | 1980 | Yes |  | 2022-06-14 |  | Non-lead
039928 | 34 BAHAMA AVE |  | Copper | Yes |  | 2023-01-09 |  | PVC | 2015 | Yes |  | 2023-01-09 |  | Non-lead
039929 | 24 CINNAMON BARK LANE |  | Unknown, Non-Lead | Yes |  | 2021-08-12 |  | PVC | 1990 | Yes |  | 2021-08-12 |  | Non-lead
039930 | 29 CARDINAL LN |  | Polytube | Yes |  | 2022-08-02 |  | PVC | 1990 | Yes |  | 2022-08-02 |  | Non-lead
039931 | 472 BAHIA AVE |  | Unknown, Non-Lead | Yes |  | 2021-03-22 |  | Unknown, Non-Lead | 1990 | Yes |  | 2021-03-22 |  | Non-lead
039932 | 9850 LEEWARD BLDG C AVE |  | Copper | Yes |  | 2023-05-04 |  | Copper | 1981 | Yes |  | 2023-05-04 |  | Non-lead
039933 | 1304 ANGELA ST |  | Polytube | Yes |  | 2022-09-19 |  | PVC | 1985 | Yes |  | 2022-09-19 |  | Non-lead
039934 | 576 HECK AVE |  | Polytube | Yes |  | 2023-01-25 |  | PVC | 1974 | Yes |  | 2023-01-25 |  | Non-lead
039935 | C 618 FLEMING ST |  | Polytube | Yes |  | 2023-10-27 |  | Polytube | 1980 | Yes |  | 2023-10-27 |  | Non-lead
039936 | B 618 FLEMING ST |  | Polytube | Yes |  | 2023-10-27 |  | Polytube | 1938 | Yes |  | 2023-10-27 |  | Non-lead
039937 | A 618 FLEMING ST |  | Polytube | Yes |  | 2023-10-27 |  | Polytube | 1938 | Yes |  | 2023-10-27 |  | Non-lead
039938 | 173 PEG LEG LN |  | Unknown, Non-Lead | Yes |  | 2022-09-07 |  | Unknown, Non-Lead | 1989 | Yes |  | 2022-09-07 |  | Non-lead
039939 | 148 KAHIKI DR |  | Unknown, Non-Lead | Yes |  | 2019-02-12 |  | Unknown, Non-Lead | 1993 | Yes |  | 2019-02-12 |  | Non-lead
039940 | 13 SOUTH DR |  | Unknown, Non-Lead | Yes |  | 2020-08-18 |  | Polytube | 1991 | Yes |  | 2020-08-18 |  | Non-lead
039941 | 32 CARDINAL LN |  | Unknown, Non-Lead | Yes |  | 2020-02-28 |  | Unknown, Non-Lead | 1990 | Yes |  | 2020-02-28 |  | Non-lead
039942 | 100 ORANGE LN |  | Polytube | Yes |  | 2022-07-18 |  | PVC | 1990 | Yes |  | 2022-07-18 |  | Non-lead
039943 | 29044 BEGONIA DR |  | Polytube | Yes |  | 2022-10-19 |  | PVC | 1990 | Yes |  | 2022-10-19 |  | Non-lead
039944 | 240 CARRIBEAN EAST |  | Unknown, Non-Lead | Yes |  | 2023-09-06 |  | Unknown, Non-Lead | 1989 | Yes |  | 2023-09-06 |  | Non-lead
039945 | 924 FLAGSHIP DR |  | Polytube | Yes |  | 2023-02-08 |  | PVC | 1990 | Yes |  | 2023-02-08 |  | Non-lead
039946 | LOT 130 1571 OVERSEAS HWY |  | PVC | Yes |  | 2022-11-18 |  | PVC | 1952 | Yes |  | 2022-11-18 |  | Non-lead
039947 | 181 2ND STREET LS |  | Polytube | Yes |  | 2024-06-04 |  | Copper | 1973 | Yes |  | 2024-06-04 |  | Non-lead
039948 | RSIDE 191 2ND ST |  | Unknown, Non-Lead | Yes |  | 2024-03-14 |  | Unknown, Non-Lead | 1990 | Yes |  | 2024-03-14 |  | Non-lead
039949 | LOT 126/127 1571 OVERSEAS HWY |  | PVC | Yes |  | 2022-05-17 |  | PVC | 1952 | Yes |  | 2022-05-17 |  | Non-lead
039950 | 966 OCOTILLO LANE |  | Unknown, Non-Lead | Yes |  | 2023-11-01 |  | Unknown, Non-Lead | 1989 | Yes |  | 2023-11-01 |  | Non-lead
039951 | MASTER 3900 N ROOSEVELT BLVD BLVD |  | Unknown, Non-Lead | Yes |  | 2021-06-10 |  | PVC | 1989 | Yes |  | 2021-06-10 |  | Non-lead
039952 | 136 AREGOOD LN |  | Unknown, Non-Lead | Yes |  | 2021-08-09 |  | PVC | 1991 | Yes |  | 2021-08-09 |  | Non-lead
039953 | 221 HARBOR DR |  | Unknown, Non-Lead | No |  |  |  | Unknown, Non-Lead | 1996 | No |  |  |  | Non-lead
039954 | 119 STROMBOLI DR |  | Polytube | Yes |  | 2022-06-13 |  | PVC | 1978 | Yes |  | 2022-06-13 |  | Non-lead
039955 | 271 BEACH RD |  | Unknown, Non-Lead | Yes |  | 2019-06-11 |  | PVC | 1991 | Yes |  | 2019-06-11 |  | Non-lead
039956 | 861 CARDINAL LN |  | Unknown, Non-Lead | Yes |  | 2021-10-29 |  | Unknown, Non-Lead | 1990 | Yes |  | 2021-10-29 |  | Non-lead
039957 | 1033 VALENCIA RD |  | Unknown, Non-Lead | Yes |  | 2022-03-28 |  | PVC | 1990 | Yes |  | 2022-03-28 |  | Non-lead
039958 | 1043 LABAT LANE |  | Unknown, Non-Lead | No |  |  |  | Unknown, Non-Lead | 1996 | No |  |  |  | Non-lead
039959 | #L117 202 EATON ST |  | Unknown, Non-Lead | Yes |  | 2024-09-06 |  | Unknown, Non-Lead | 1990 | Yes |  | 2024-09-06 |  | Non-lead
039960 | LOT 47 2950 OVERSEAS HWY |  | Polytube | Yes |  | 2022-07-07 |  | PVC |  | Yes |  | 2022-07-07 |  | Non-lead
039961 | LOT 49 2950 OVERSEAS HWY |  | Polytube | Yes |  | 2022-07-07 |  | PVC |  | Yes |  | 2022-07-07 |  | Non-lead
039962 | 280 SANDS RD |  | Unknown, Non-Lead | Yes |  | 2024-04-18 |  | Unknown, Non-Lead | 1989 | Yes |  | 2024-04-18 |  | Non-lead
039963 | 272 SANDS RD |  | Unknown, Non-Lead | Yes |  | 2023-10-20 |  | Unknown, Non-Lead | 1989 | Yes |  | 2023-10-20 |  | Non-lead
039964 | 30956 EDWARD RD |  | Polytube | Yes |  | 2017-05-31 |  | PVC | 1989 | Yes |  | 2017-05-31 |  | Non-lead
039965 | 30950 EDWARD RD |  | Unknown, Non-Lead | Yes |  | 2017-05-09 |  | Unknown, Non-Lead | 1989 | Yes |  | 2017-05-09 |  | Non-lead
039966 | 30957 MERCEDES RD |  | Unknown, Non-Lead | Yes |  | 2021-11-16 |  | Polytube | 1989 | Yes |  | 2021-11-16 |  | Non-lead
039967 | 260 SANDS RD |  | Polytube | Yes |  | 2021-05-13 |  | PVC | 1989 | Yes |  | 2021-05-13 |  | Non-lead
039969 | COMMON AREA 403 EMMA ST |  | Polytube | Yes |  | 2022-08-03 |  | Copper | 1991 | Yes |  | 2022-08-03 |  | Non-lead
039970 | 6 SUNRISE CAY DR |  | Unknown, Non-Lead | Yes |  | 2020-12-07 |  | PVC | 2020 | Yes |  | 2020-12-07 |  | Non-lead
039971 | 310 JEROME AVE |  | Polytube | Yes |  | 2022-06-22 |  | PVC | 1984 | Yes |  | 2022-06-22 |  | Non-lead
039972 | 452 LIME DR |  | Polytube | Yes |  | 2024-09-05 |  | PVC | 2007 | Yes |  | 2024-09-05 |  | Non-lead
039973 | 32 S BLACKWATER LANE |  | Unknown, Non-Lead | Yes |  | 2022-05-13 |  | PVC | 1989 | Yes |  | 2022-05-13 |  | Non-lead
039974 | 138 BAYVIEW ISLE DR |  | Unknown, Non-Lead | No |  |  |  | Unknown, Non-Lead | 1990 | No |  |  |  | Non-lead
039975 | 30875 BAILEYS LANE |  | Unknown, Non-Lead | Yes |  | 2018-10-05 |  | Unknown, Non-Lead | 1990 | Yes |  | 2018-10-05 |  | Non-lead
039976 | 29561 CORAL RD |  | Polytube | Yes |  | 2022-07-22 |  | PVC | 1993 | Yes |  | 2022-07-22 |  | Non-lead
039977 | 21027 4TH EAST AVE |  | Unknown, Non-Lead | Yes |  | 2018-06-27 |  | PVC | 1990 | Yes |  | 2018-06-27 |  | Non-lead
039978 | 3943 VENNA RD |  | Unknown, Non-Lead | No |  |  |  | Unknown, Non-Lead | 1989 | No |  |  |  | Non-lead
039979 | 163 GALLEON LANE |  | Unknown, Non-Lead | Yes |  | 2023-10-30 |  | Unknown, Non-Lead | 1989 | Yes |  | 2023-10-30 |  | Non-lead
039980 | 230 SUGARLOAF DR |  | Unknown, Non-Lead | Yes |  | 2023-11-27 |  | Unknown, Non-Lead | 1990 | Yes |  | 2023-11-27 |  | Non-lead
039981 | 131 CUTLASS LANE |  | Unknown, Non-Lead | Yes |  | 2021-01-07 |  | Unknown, Non-Lead | 1990 | Yes |  | 2021-01-07 |  | Non-lead
039982 | 24750 PARK DR |  | Unknown, Non-Lead | No |  |  |  | Unknown, Non-Lead | 1991 | No |  |  |  | Non-lead
039983 | 141 KEY HAVEN RD |  | Unknown, Non-Lead | Yes |  | 2024-05-29 |  | Unknown, Non-Lead | 1990 | Yes |  | 2024-05-29 |  | Non-lead
039984 | 29267 CYPRESS DR |  | Unknown, Non-Lead | Yes |  | 2018-11-30 |  | PVC | 1990 | Yes |  | 2018-11-30 |  | Non-lead
039985 | APT 103 1332 SEMINARY ST |  | Polytube | Yes |  | 2023-08-31 |  | PVC | 1943 | Yes |  | 2023-08-31 |  | Non-lead
039986 | 4 AQUAMARINE DR |  | Polytube | Yes |  | 2024-01-08 |  | PVC | 1990 | Yes |  | 2024-01-08 |  | Non-lead
039987 | 118 AVE G |  | Unknown, Non-Lead | No |  |  |  | Unknown, Non-Lead | 1990 | No |  |  |  | Non-lead
039988 | #L165 112 FRONT ST |  | Unknown, Non-Lead | Yes |  | 2019-03-27 |  | Polytube | 1992 | Yes |  | 2019-03-27 |  | Non-lead
039989 | 27340 W INDIES DR |  | Unknown, Non-Lead | Yes |  | 2017-03-31 |  | Unknown, Non-Lead | 1990 | Yes |  | 2017-03-31 |  | Non-lead
039990 | 144 MOCKINGBIRD LANE |  | Unknown, Non-Lead | Yes |  | 2022-03-30 |  | PVC | 1990 | Yes |  | 2022-03-30 |  | Non-lead
039991 | LOT 140 1571 OVERSEAS HWY |  | PVC | Yes |  | 2022-11-18 |  | PVC | 1952 | Yes |  | 2022-11-18 |  | Non-Lead
039992 | 124 CALLE ENSUENO |  | Unknown, Non-Lead | Yes |  | 2018-03-21 |  | Unknown, Non-Lead | 1990 | Yes |  | 2018-03-21 |  | Non-lead
039993 | 16 6TH ST |  | Polytube | Yes |  | 2022-10-22 |  | PVC | 1960 | Yes |  | 2022-10-22 |  | Non-lead
039994 | L15 29361 COCONUT PALM DR |  | Unknown, Non-Lead | No |  |  |  | Unknown, Non-Lead | 1990 | No |  |  |  | Non-lead
039995 | 28535 ANNE BONNY RD |  | Polytube | Yes |  | 2018-05-01 |  | PVC | 1990 | Yes |  | 2018-05-01 |  | Non-lead
039996 | 33 BAKER RD |  | Unknown, Non-Lead | Yes |  | 2020-12-28 |  | Unknown, Non-Lead | 1991 | Yes |  | 2020-12-28 |  | Non-lead
039997 | 27 MANGROVE LN |  | Unknown, Non-Lead | Yes |  | 2024-08-07 |  | PVC | 1990 | Yes |  | 2024-08-07 |  | Non-lead
039998 | 141 VENETIAN DR |  | Polytube | Yes |  | 2020-01-16 |  | PVC | 1990 | Yes |  | 2020-01-16 |  | Non-lead
039999 | 21 CARYSFORT NO CIR |  | Unknown, Non-Lead | Yes |  | 2020-09-04 |  | Unknown, Non-Lead | 1993 | Yes |  | 2020-09-04 |  | Non-lead
040000 | 15 SUSAN ST |  | Unknown, Non-Lead | Yes |  | 2024-08-07 |  | Unknown, Non-Lead | 1990 | Yes |  | 2024-08-07 |  | Non-lead
040001 | MASTER COMPLEX PORTER CT |  | Unknown, Non-Lead | Yes |  | 2017-05-26 |  | Unknown, Non-Lead | 1991 | Yes |  | 2017-05-26 |  | Non-lead
040002 | 15 ALLAMANDA TERR |  | Unknown, Non-Lead | Yes |  | 2022-05-04 |  | Unknown, Non-Lead | 2000 | Yes |  | 2022-05-04 |  | Non-lead
040003 | 3641 TREASURE ISLAND ST |  | Unknown, Non-Lead | Yes |  | 2021-09-24 |  | PVC | 1988 | Yes |  | 2021-09-24 |  | Non-lead
040004 | APT E101 3333 DUCK AVE |  | Unknown, Non-Lead | Yes |  | 2020-04-27 |  | Unknown, Non-Lead | 1989 | Yes |  | 2020-04-27 |  | Non-lead
040005 | APT E102 3333 DUCK AVE |  | Unknown, Non-Lead | Yes |  | 2021-05-19 |  | PVC | 1989 | Yes |  | 2021-05-19 |  | Non-lead
040006 | APT E103 3333 DUCK AVE |  | Polytube | Yes |  | 2024-04-26 |  | PVC | 1989 | Yes |  | 2024-04-26 |  | Non-lead
040007 | APT E104 3333 DUCK AVE |  | Unknown, Non-Lead | Yes |  | 2022-04-13 |  | Unknown, Non-Lead | 1989 | Yes |  | 2022-04-13 |  | Non-lead
040008 | APT E201 3333 DUCK AVE |  | Unknown, Non-Lead | Yes |  | 2022-03-14 |  | Unknown, Non-Lead | 1989 | Yes |  | 2022-03-14 |  | Non-lead
040009 | APT E202 3333 DUCK AVE |  | Unknown, Non-Lead | Yes |  | 2019-04-30 |  | Unknown, Non-Lead | 1989 | Yes |  | 2019-04-30 |  | Non-lead
040010 | APT E203 3333 DUCK AVE |  | Unknown, Non-Lead | Yes |  | 2021-01-31 |  | Unknown, Non-Lead | 1989 | Yes |  | 2021-01-31 |  | Non-lead
040011 | APT E204 3333 DUCK AVE |  | Unknown, Non-Lead | Yes |  | 2024-05-21 |  | Unknown, Non-Lead | 1989 | Yes |  | 2024-05-21 |  | Non-lead
040012 | FRONT 708 SOUTHARD ST |  | Polytube | Yes |  | 2023-03-06 |  | PVC | 1923 | Yes |  | 2023-03-06 |  | Non-lead
040013 | UNIT 306 3255 FLAGLER AVE |  | Polytube | Yes |  | 2023-06-01 |  | PVC | 1997 | Yes |  | 2023-06-01 |  | Non-lead
040014 | UNIT 305 3255 FLAGLER AVE |  | Unknown, Non-Lead | Yes |  | 2021-03-10 |  | Unknown, Non-Lead | 1997 | Yes |  | 2021-03-10 |  | Non-lead
040015 | UNIT 304 3255 FLAGLER AVE |  | Unknown, Non-Lead | Yes |  | 2018-08-31 |  | Unknown, Non-Lead | 1997 | Yes |  | 2018-08-31 |  | Non-lead
040016 | #303 3255 FLAGLER AVE |  | Unknown, Non-Lead | No |  |  |  | Unknown, Non-Lead | 1997 | No |  |  |  | Non-lead
040017 | STE 301 & 302 3255 FLAGLER AVE |  | Unknown, Non-Lead | No |  |  |  | Unknown, Non-Lead | 1997 | No |  |  |  | Non-lead
040018 | UNIT 401 3255 FLAGLER AVE |  | Unknown, Non-Lead | Yes |  | 2018-08-31 |  | Unknown, Non-Lead | 1997 | Yes |  | 2018-08-31 |  | Non-lead
040019 | APT 402 3255 FLAGLER AVE |  | Unknown, Non-Lead | Yes |  | 2018-08-31 |  | Unknown, Non-Lead | 1997 | Yes |  | 2018-08-31 |  | Non-lead
040020 | UNIT 403 3255 FLAGLER AVE |  | Unknown, Non-Lead | Yes |  | 2021-08-17 |  | PVC | 1997 | Yes |  | 2021-08-17 |  | Non-lead
040021 | UNIT 404 3255 FLAGLER AVE |  | Polytube | Yes |  | 2022-09-08 |  | PVC | 1997 | Yes |  | 2022-09-08 |  | Non-lead
040022 | UNIT 405 3255 FLAGLER AVE |  | Unknown, Non-Lead | Yes |  | 2020-01-10 |  | Unknown, Non-Lead | 1997 | Yes |  | 2020-01-10 |  | Non-lead
040023 | UNIT 406 3255 FLAGLER AVE |  | Unknown, Non-Lead | No |  |  |  | Unknown, Non-Lead | 1997 | No |  |  |  | Non-lead
040024 | UNIT 407 3255 FLAGLER AVE |  | Unknown, Non-Lead | Yes |  | 2018-08-31 |  | Unknown, Non-Lead | 1997 | Yes |  | 2018-08-31 |  | Non-lead
040025 | UNIT 408 3255 FLAGLER AVE |  | PVC | Yes |  | 2022-11-28 |  | Copper | 1997 | Yes |  | 2022-11-28 |  | Non-lead
040026 | 30276 WATSON BLVD |  | Unknown, Non-Lead | Yes |  | 2018-06-15 |  | Polytube | 1989 | Yes |  | 2018-06-15 |  | Non-lead
040027 | 29048 IRIS DR |  | Polytube | Yes |  | 2024-08-23 |  | PVC | 1990 | Yes |  | 2024-08-23 |  | Non-lead
040028 | 30 EMERALD DR |  | Unknown, Non-Lead | Yes |  | 2021-02-23 |  | Unknown, Non-Lead | 1989 | Yes |  | 2021-02-23 |  | Non-lead
040029 | 108 BIMINI DR |  | Polytube | Yes |  | 2023-02-08 |  | PVC | 1990 | Yes |  | 2023-02-08 |  | Non-lead
040030 | LOT 070 1571 OVERSEAS HWY |  | PVC | Yes |  | 2022-11-18 |  | PVC | 1952 | Yes |  | 2022-11-18 |  | Non-lead
040031 | 321 CALZADA DE BOUGANVILLEA |  | Unknown, Non-Lead | Yes |  | 2019-02-20 |  | PVC | 1990 | Yes |  | 2019-02-20 |  | Non-lead
040032 | 310 COCOANUT AVE |  | Polytube | Yes |  | 2024-02-05 |  | PVC | 1989 | Yes |  | 2024-02-05 |  | Non-lead
040033 | 113 PIRATES COVE DR |  | Polytube | Yes |  | 2024-08-13 |  | PVC | 1980 | Yes |  | 2024-08-13 |  | Non-lead
040034 | 30316 HERON LANE |  | Unknown, Non-Lead | Yes |  | 2017-06-20 |  | Unknown, Non-Lead | 1990 | Yes |  | 2017-06-20 |  | Non-lead
040035 | 58305 MORTON ST |  | Polytube | Yes |  | 2022-11-10 |  | PVC | 1990 | Yes |  | 2022-11-10 |  | Non-lead
040036 | 1655 BUTTONWOOD DR |  | Unknown, Non-Lead | Yes |  | 2019-07-19 |  | Unknown, Non-Lead | 1990 | Yes |  | 2019-07-19 |  | Non-lead
040037 | 22810 BLACKBEARD LN |  | Unknown, Non-Lead | Yes |  | 2020-10-27 |  | Unknown, Non-Lead | 1989 | Yes |  | 2020-10-27 |  | Non-lead
040038 | 190 BEACH RD |  | Unknown, Non-Lead | No |  |  |  | Unknown, Non-Lead | 2021 | No |  |  |  | Non-lead
040039 | 500 BURTON DR |  | Unknown, Non-Lead | Yes |  | 2022-05-19 |  | Unknown, Non-Lead | 1990 | Yes |  | 2022-05-19 |  | Non-lead
040040 | BLDG 5 IRR 500 BURTON DR |  | Unknown, Non-Lead | Yes |  | 2019-10-02 |  | PVC | 1991 | Yes |  | 2019-10-02 |  | Non-lead
040041 | 81131 OLD HWY |  | Unknown, Non-Lead | Yes |  | 2020-04-20 |  | PVC | 1990 | Yes |  | 2020-04-20 |  | Non-lead
040042 | 2193 SAN SEBASTIAN DR |  | Unknown, Non-Lead | No |  |  |  | Unknown, Non-Lead | 1990 | No |  |  |  | Non-lead
040043 | 22958 LONG BEN LN |  | Unknown, Non-Lead | No |  |  |  | Unknown, Non-Lead | 1990 | No |  |  |  | Non-lead
040044 | 310 S POINT DR |  | Polytube | Yes |  | 2023-06-21 |  | PVC | 1990 | Yes |  | 2023-06-21 |  | Non-lead
040045 | #2 133 OCEAN BAY DR |  | Unknown | Yes |  | 2023-02-01 |  | PVC | 1975 | Yes |  | 2023-02-01 |  | Lead Status Unknown
040046 | UNIT 3 133 OCEAN BAY DR |  | Polytube | Yes |  | 2022-08-22 |  | PVC | 1975 | Yes |  | 2022-08-22 |  | Non-lead
040047 | #1 133 OCEAN BAY DR |  | Unknown | Yes |  | 2023-02-01 |  | PVC | 1975 | Yes |  | 2023-02-01 |  | Lead Status Unknown
040048 | UNIT 4 133 OCEAN BAY DR |  | Polytube | Yes |  | 2023-02-01 |  | PVC | 1975 | Yes |  | 2023-02-01 |  | Non-lead
040049 | #1 135 OCEAN BAY DR |  | Copper | Yes |  | 2022-07-27 |  | PVC | 1991 | Yes |  | 2022-07-27 |  | Non-lead
040050 | #2 135 OCEAN BAY DR |  | Polytube | Yes |  | 2023-01-09 |  | PVC | 1991 | Yes |  | 2023-01-09 |  | Non-lead
040051 | #3 135 OCEAN BAY DR |  | Unknown, Non-Lead | No |  |  |  | Unknown, Non-Lead | 1991 | No |  |  |  | Non-lead
040052 | #4 135 OCEAN BAY DR |  | Polytube | Yes |  | 2023-01-09 |  | PVC | 1991 | Yes |  | 2023-01-09 |  | Non-lead
040053 | 820 GULF DR |  | Unknown, Non-Lead | No |  |  |  | Unknown, Non-Lead | 1990 | No |  |  |  | Non-lead
040054 | 21041 1ST AVE |  | Unknown, Non-Lead | Yes |  | 2017-08-25 |  | PVC | 1989 | Yes |  | 2017-08-25 |  | Non-lead
040055 | 20951 6TH WEST AVE |  | Unknown, Non-Lead | Yes |  | 2020-02-28 |  | Unknown, Non-Lead | 1990 | Yes |  | 2020-02-28 |  | Non-lead
040056 | UNIT D3 799 W OCEAN DR |  | Unknown, Non-Lead | Yes |  | 2024-04-12 |  | Unknown, Non-Lead | 1990 | Yes |  | 2024-04-12 |  | Non-lead
040057 | 306 799 W OCEAN Dr |  | Unknown, Non-Lead | Yes |  | 2019-10-02 |  | Unknown, Non-Lead | 1990 | Yes |  | 2019-10-02 |  | Non-lead
040058 | 106 799 W OCEAN Dr |  | Unknown, Non-Lead | Yes |  | 2023-05-15 |  | Unknown, Non-Lead | 1990 | Yes |  | 2023-05-15 |  | Non-lead
040059 | LOT 052 1571 OVERSEAS HWY |  | PVC | Yes |  | 2022-05-18 |  | PVC | 1952 | Yes |  | 2022-05-18 |  | Non-lead
040060 | 3000 41ST OCEAN St |  | Unknown, Non-Lead | Yes |  | 2021-07-15 |  | Unknown, Non-Lead | 2012 | Yes |  | 2021-07-15 |  | Non-lead
040061 | 4202 MARINA VILLA DR |  | Polytube | Yes |  | 2022-10-22 |  | Polytube | 1950 | Yes |  | 2022-10-22 |  | Non-lead
040062 | 4203 MARINA VILLA DR |  | Polytube | Yes |  | 2022-10-22 |  | Polytube | 1950 | Yes |  | 2022-10-22 |  | Non-lead
040063 | 4204 MARINA VILLA DR |  | Polytube | Yes |  | 2022-10-22 |  | Polytube | 1950 | Yes |  | 2022-10-22 |  | Non-lead
040064 | 4301 MARINA VILLA DR |  | Polytube | Yes |  | 2022-12-06 |  | PVC | 1950 | Yes |  | 2022-12-06 |  | Non-lead
040065 | 4302 MARINA VILLA DR |  | Polytube | Yes |  | 2023-07-03 |  | Polytube | 1950 | Yes |  | 2023-07-03 |  | Non-lead
040066 | 4303 MARINA VILLA DR |  | Polytube | Yes |  | 2022-10-22 |  | Polytube | 1950 | Yes |  | 2022-10-22 |  | Non-lead
040067 | 4304 MARINA VILLA DR |  | Polytube | Yes |  | 2023-02-23 |  | Polytube | 1950 | Yes |  | 2023-02-23 |  | Non-lead
040068 | 4401 MARINA VILLA DR |  | Polytube | Yes |  | 2022-10-22 |  | PVC | 1950 | Yes |  | 2022-10-22 |  | Non-lead
040069 | 4402 MARINA VILLA DR |  | Polytube | Yes |  | 2022-10-22 |  | PVC | 1950 | Yes |  | 2022-10-22 |  | Non-lead
040070 | 4403 MARINA VILLA DR |  | Polytube | Yes |  | 2022-10-22 |  | PVC | 1950 | Yes |  | 2022-10-22 |  | Non-lead
040071 | 4404 MARINA VILLA DR |  | Polytube | Yes |  | 2023-10-10 |  | Polytube | 1950 | Yes |  | 2023-10-10 |  | Non-lead
040072 | 29220 CHICKASAW ST |  | Polytube | Yes |  | 2024-05-23 |  | PVC | 1994 | Yes |  | 2024-05-23 |  | Non-lead
040073 | 339 SOUND DR |  | Unknown, Non-Lead | No |  |  |  | Unknown, Non-Lead | 1992 | No |  |  |  | Non-lead
040074 | 125 OCEAN SHR DR |  | Unknown, Non-Lead | Yes |  | 2018-12-14 |  | Unknown, Non-Lead | 1991 | Yes |  | 2018-12-14 |  | Non-lead
040075 | 63 N BLACKWATER LN |  | Unknown, Non-Lead | Yes |  | 2017-07-19 |  | Unknown, Non-Lead | 1990 | Yes |  | 2017-07-19 |  | Non-lead
040076 | BLDG 1 IRR 500 BURTON DR |  | Polytube | Yes |  | 2022-08-19 |  | PVC | 1991 | Yes |  | 2022-08-19 |  | Non-lead
040077 | 81549 OVERSEAS HWY |  | Polytube | Yes |  | 2023-05-04 |  | PVC | 1973 | Yes |  | 2023-05-04 |  | Non-lead
040078 | 1016 GIBRALTAR RD |  | Unknown, Non-Lead | Yes |  | 2019-08-20 |  | PVC | 1989 | Yes |  | 2019-08-20 |  | Non-lead
040079 | 115 MAKO AVE |  | Polytube | Yes |  | 2022-10-13 |  | PVC | 1974 | Yes |  | 2022-10-13 |  | Non-lead
040080 | 1063 A AVE |  | Polytube | Yes |  | 2024-01-11 |  | PVC | 1990 | Yes |  | 2024-01-11 |  | Non-lead
040081 | APT 5 1209 TRUMAN AVE |  | Polytube | Yes |  | 2022-09-21 |  | PVC | 1904 | Yes |  | 2022-09-21 |  | Non-lead
040082 | APT 4 1209 TRUMAN AVE |  | Polytube | Yes |  | 2022-09-21 |  | PVC | 1960 | Yes |  | 2022-09-21 |  | Non-lead
040083 | 240 KINGS COVE RD |  | Polytube | Yes |  | 2023-01-23 |  | PVC | 1975 | Yes |  | 2023-01-23 |  | Non-lead
040084 | 27359 HAITI LN |  | Unknown, Non-Lead | No |  |  |  | Unknown, Non-Lead | 1990 | No |  |  |  | Non-lead
040085 | 220 SUNSET RD |  | Unknown, Non-Lead | Yes |  | 2020-02-21 |  | Unknown, Non-Lead | 1990 | Yes |  | 2020-02-21 |  | Non-lead
040086 | 24427 OVERSEAS HWY |  | Polytube | Yes |  | 2023-10-18 |  | PVC | 1958 | Yes |  | 2023-10-18 |  | Non-lead
040087 | 3611 SOUTH SEAS ST |  | Unknown, Non-Lead | Yes |  | 2019-10-25 |  | Unknown, Non-Lead | 1990 | Yes |  | 2019-10-25 |  | Non-lead
040088 | 1407 WHALTON ST |  | Unknown, Non-Lead | No |  |  |  | Unknown, Non-Lead | 1990 | No |  |  |  | Non-lead
040089 | 1409 WHALTON ST |  | Unknown, Non-Lead | Yes |  | 2018-08-31 |  | Unknown, Non-Lead | 1990 | Yes |  | 2018-08-31 |  | Non-lead
040090 | 110 PORTA VISTA CT |  | Unknown, Non-Lead | No |  |  |  | Unknown, Non-Lead | 2017 | No |  |  |  | Non-lead
040091 | 9854 LEEWARD AKA UNIT AVE |  | Copper | Yes |  | 2023-05-04 |  | Copper | 1981 | Yes |  | 2023-05-04 |  | Non-lead
040092 | 227 TREASURE HARBOR RD |  | Polytube | Yes |  | 2023-02-01 |  | PVC | 1967 | Yes |  | 2023-02-01 |  | Non-lead
040093 | 9830 LEEWARD AVE |  | Copper | Yes |  | 2023-05-04 |  | Copper | 1981 | Yes |  | 2023-05-04 |  | Non-lead
040094 | 26 CORRINE PL |  | Polytube | Yes |  | 2022-10-26 |  | PVC | 1990 | Yes |  | 2022-10-26 |  | Non-lead
040095 | 22974 JOHN AVERY LANE |  | Unknown, Non-Lead | No |  |  |  | Unknown, Non-Lead | 1990 | No |  |  |  | Non-lead
040096 | 1592 PANDOREA LN |  | Unknown, Non-Lead | Yes |  | 2023-10-20 |  | Unknown, Non-Lead | 1989 | Yes |  | 2023-10-20 |  | Non-lead
040098 | BLDG E 3138 NORTHSIDE DR |  | Unknown, Non-Lead | No |  |  |  | Unknown, Non-Lead | 1991 | No |  |  |  | Non-lead
040099 | 3130 & NORTHSIDE DR |  | Unknown, Non-Lead | Yes |  | 2024-04-17 |  | Unknown, Non-Lead | 1991 | Yes |  | 2024-04-17 |  | Non-lead
040100 | BLDG D 3136 NORTHSIDE DR |  | Polytube | Yes |  | 2023-01-17 |  | Copper | 1991 | Yes |  | 2023-01-17 |  | Non-lead
040101 | BLDG A 3130 NORTHSIDE DR |  | Unknown, Non-Lead | Yes |  | 2020-08-25 |  | Unknown, Non-Lead | 1991 | Yes |  | 2020-08-25 |  | Non-lead
040102 | BLDG G 3142 NORTHSIDE DR |  | Unknown, Non-Lead | Yes |  | 2024-05-28 |  | Unknown, Non-Lead | 1991 | Yes |  | 2024-05-28 |  | Non-lead
040103 | BLDG C 3134 NORTHSIDE DR |  | PVC | Yes |  | 2022-11-18 |  | PVC | 1991 | Yes |  | 2022-11-18 |  | Non-lead
040104 | BLDG H 3144 NORTHSIDE DR |  | Unknown, Non-Lead | No |  |  |  | None | 1991 | No |  |  |  | Non-lead
040105 | LOT 046 1571 OVERSEAS HWY |  | PVC | Yes |  | 2022-05-17 |  | PVC | 1952 | Yes |  | 2022-05-17 |  | Non-lead
040106 | 202 799 W OCEAN Dr |  | Unknown, Non-Lead | Yes |  | 2019-10-03 |  | Unknown, Non-Lead | 1990 | Yes |  | 2019-10-03 |  | Non-lead
040107 | 7700 WAHOO DR |  | Polytube | Yes |  | 2023-08-08 |  | PVC | 1990 | Yes |  | 2023-08-08 |  | Non-lead
040108 | 502 CORTE DE LUNA |  | Unknown, Non-Lead | Yes |  | 2023-09-19 |  | Unknown, Non-Lead | 1990 | Yes |  | 2023-09-19 |  | Non-lead
040109 | 992 SHAW DR |  | Unknown, Non-Lead | Yes |  | 2017-11-21 |  | Unknown, Non-Lead | 1990 | Yes |  | 2017-11-21 |  | Non-lead
040110 | 819 S RUBY DRIVE |  | PVC | Yes |  | 2023-02-02 |  | PVC | 1982 | Yes |  | 2023-02-02 |  | Non-lead
040111 | 32 MUTINY PL |  | Unknown, Non-Lead | Yes |  | 2018-04-27 |  | Unknown, Non-Lead | 1993 | Yes |  | 2018-04-27 |  | Non-lead
040112 | 288 S COCONUT PALM BLVD |  | Polytube | Yes |  | 2022-06-14 |  | PVC | 1976 | Yes |  | 2022-06-14 |  | Non-lead
040113 | BLDG 4 100 SANCTUARY DR |  | Polytube | Yes |  | 2023-01-30 |  | PVC |  | Yes |  | 2023-01-30 |  | Non-lead
040114 | 1248 OCEAN DR |  | Unknown, Non-Lead | Yes |  | 2024-03-14 |  | Unknown, Non-Lead | 1990 | Yes |  | 2024-03-14 |  | Non-lead
040115 | 29757 HENRY LN |  | Polytube | Yes |  | 2022-05-17 |  | PVC | 1999 | Yes |  | 2022-05-17 |  | Non-lead
040116 | LOT 44 2950 OVERSEAS HWY |  | Polytube | Yes |  | 2022-07-07 |  | PVC |  | Yes |  | 2022-07-07 |  | Non-lead
040117 | 63 BAY DR |  | Unknown, Non-Lead | Yes |  | 2018-01-05 |  | Unknown, Non-Lead | 1990 | Yes |  | 2018-01-05 |  | Non-lead
040118 | 145 KEY HAVEN RD |  | Unknown, Non-Lead | Yes |  | 2024-03-01 |  | PVC | 1990 | Yes |  | 2024-03-01 |  | Non-lead
040119 | 601 SANCTUARY DR |  | Unknown, Non-Lead | Yes |  | 2019-10-21 |  | Unknown, Non-Lead | 1991 | Yes |  | 2019-10-21 |  | Non-lead
040120 | 501 SANCTUARY MM100 B DR |  | Unknown, Non-Lead | Yes |  | 2022-02-03 |  | Unknown, Non-Lead | 1991 | Yes |  | 2022-02-03 |  | Non-lead
040121 | 143 OCEAN VIEW DR |  | Unknown, Non-Lead | Yes |  | 2021-03-19 |  | PVC | 1990 | Yes |  | 2021-03-19 |  | Non-lead
040122 | 216 HIBISCUS AVE |  | Unknown, Non-Lead | Yes |  | 2022-01-28 |  | Unknown, Non-Lead | 1991 | Yes |  | 2022-01-28 |  | Non-lead
040123 | 827 BONITO LN |  | Unknown, Non-Lead | No |  |  |  | Unknown, Non-Lead | 1990 | No |  |  |  | Non-lead
040124 | 28534 TORTUGA RD |  | Unknown, Non-Lead | Yes |  | 2023-06-26 |  | Unknown, Non-Lead | 1989 | Yes |  | 2023-06-26 |  | Non-lead
040125 | 3976 EUGENE RD |  | Unknown, Non-Lead | Yes |  | 2024-09-20 |  | Unknown, Non-Lead | 1990 | Yes |  | 2024-09-20 |  | Non-lead
040126 | 3618 TRADEWINDS (255 ST |  | Polytube | Yes |  | 2024-02-16 |  | PVC | 1990 | Yes |  | 2024-02-16 |  | Non-lead
040127 | 483 LES RHODE RD |  | Unknown, Non-Lead | Yes |  | 2018-11-19 |  | Unknown, Non-Lead | 1990 | Yes |  | 2018-11-19 |  | Non-lead
040128 | 744 BLACKBEARD RD |  | Unknown, Non-Lead | No |  |  |  | Unknown, Non-Lead | 1990 | No |  |  |  | Non-lead
040129 | 205 ABERDEEN CT |  | Unknown, Non-Lead | Yes |  | 2021-02-11 |  | Unknown, Non-Lead | 1991 | Yes |  | 2021-02-11 |  | Non-lead
040130 | 219 BANYON (OR 3RD S LANE |  | Unknown, Non-Lead | Yes |  | 2021-12-16 |  | Unknown, Non-Lead | 1990 | Yes |  | 2021-12-16 |  | Non-lead
040131 | 105 COUNTRY CLUB RD |  | Polytube | Yes |  | 2023-02-14 |  | PVC |  | Yes |  | 2023-02-14 |  | Non-lead
040132 | 42 WATERWAYS DR |  | Unknown, Non-Lead | Yes |  | 2023-08-07 |  | Unknown, Non-Lead | 1990 | Yes |  | 2023-08-07 |  | Non-lead
040133 | 1492 AQUEDUCT LN |  | Unknown, Non-Lead | Yes |  | 2021-02-19 |  | Unknown, Non-Lead | 1990 | Yes |  | 2021-02-19 |  | Non-lead
040134 | 1213 WASHINGTON ST |  | Unknown, Non-Lead | Yes |  | 2024-06-14 |  | Unknown, Non-Lead | 1990 | Yes |  | 2024-06-14 |  | Non-lead
040136 | 3979 DIANE RD |  | Unknown, Non-Lead | No |  |  |  | Unknown, Non-Lead | 1989 | No |  |  |  | Non-lead
040137 | 5 EVERGREEN AVE |  | Polytube | Yes |  | 2024-02-28 |  | PVC | 1992 | Yes |  | 2024-02-28 |  | Non-lead
040138 | 29753 HENRY LN |  | Polytube | Yes |  | 2022-12-05 |  | PVC | 1975 | Yes |  | 2022-12-05 |  | Non-lead
040139 | 27459 JAMAICA LN |  | Unknown, Non-Lead | Yes |  | 2017-06-28 |  | Unknown, Non-Lead | 1990 | Yes |  | 2017-06-28 |  | Non-lead
040140 | 28544 TORTUGA RD |  | Unknown, Non-Lead | No |  |  |  | Unknown, Non-Lead | 1989 | No |  |  |  | Non-lead
040141 | 30751 PALM DR |  | Unknown, Non-Lead | Yes |  | 2020-05-22 |  | Unknown, Non-Lead | 1990 | Yes |  | 2020-05-22 |  | Non-lead
040142 | 1240 COURY DR |  | Polytube | Yes |  | 2020-03-30 |  | PVC | 1992 | Yes |  | 2020-03-30 |  | Non-lead
040143 | LOT 063 1571 OVERSEAS HWY |  | PVC | Yes |  | 2022-05-18 |  | PVC | 1952 | Yes |  | 2022-05-18 |  | Non-lead
040144 | LOT 108 1571 OVERSEAS HWY |  | PVC | Yes |  | 2022-11-18 |  | PVC | 1952 | Yes |  | 2022-11-18 |  | Non-Lead
040145 | LS 113 N ANGLERS DR |  | Unknown, Non-Lead | Yes |  | 2024-02-22 |  | Unknown, Non-Lead | 1990 | Yes |  | 2024-02-22 |  | Non-lead
040146 | RS 111 N ANGLERS DR |  | Polytube | Yes |  | 2023-03-22 |  | PVC | 1974 | Yes |  | 2023-03-22 |  | Non-lead
040147 | 17194 CORAL DR |  | Unknown, Non-Lead | Yes |  | 2022-02-15 |  | Unknown, Non-Lead | 1989 | Yes |  | 2022-02-15 |  | Non-lead
040148 | 322 E CARIBBEAN DR |  | Polytube | Yes |  | 2022-09-30 |  | PVC | 1990 | Yes |  | 2022-09-30 |  | Non-lead
040149 | 17386 KEYSTONE RD |  | Unknown, Non-Lead | Yes |  | 2020-05-27 |  | Unknown, Non-Lead | 1990 | Yes |  | 2020-05-27 |  | Non-lead
040150 | 64 TAMARIND DR |  | Polytube | Yes |  | 2024-04-04 |  | PVC | 1978 | Yes |  | 2024-04-04 |  | Non-lead
040151 | 19980 OVERSEAS HWY |  | Polytube | Yes |  | 2023-07-26 |  | PVC | 1990 | Yes |  | 2023-07-26 |  | Non-lead
040152 | 19960 OVERSEAS HWY |  | Polytube | Yes |  | 2024-09-04 |  | PVC | 1990 | Yes |  | 2024-09-04 |  | Non-lead
040153 | 19950 OVERSEAS HWY |  | Polytube | Yes |  | 2021-05-12 |  | PVC | 1990 | Yes |  | 2021-05-12 |  | Non-lead
040154 | #1 19970 OVERSEAS HWY |  | Polytube | Yes |  | 2023-11-29 |  | PVC | 1990 | Yes |  | 2023-11-29 |  | Non-lead
040155 | 18 AQUAMARINE DR |  | Polytube | Yes |  | 2022-08-31 |  | PVC | 2018 | Yes |  | 2022-08-31 |  | Non-lead
040156 | 12 CALLE DOS |  | Unknown, Non-Lead | No |  |  |  | Unknown, Non-Lead | 1990 | No |  |  |  | Non-lead
040157 | 105 EL CAPITAN DR |  | Unknown, Non-Lead | No |  |  |  | Unknown, Non-Lead | 1990 | No |  |  |  | Non-lead
040158 | 142 MILANO DR |  | Polytube | Yes |  | 2022-06-13 |  | PVC | 1974 | Yes |  | 2022-06-13 |  | Non-lead
040159 | 548 OCEAN CAY DR |  | Polytube | Yes |  | 2022-05-26 |  | PVC | 2004 | Yes |  | 2022-05-26 |  | Non-lead
040160 | 102840 OVERSEAS HWY |  | Polytube | Yes |  | 2022-09-01 |  | PVC | 1990 | Yes |  | 2022-09-01 |  | Non-lead
040161 | 108 SAN MARCO DR |  | Polytube | Yes |  | 2024-09-18 |  | PVC | 1985 | Yes |  | 2024-09-18 |  | Non-lead
040162 | 110 VINCENT LN ST |  | Polytube | Yes |  | 2023-05-04 |  | PVC | 1985 | Yes |  | 2023-05-04 |  | Non-lead
040163 | 1217 GRINNELL ST |  | Unknown, Non-Lead | Yes |  | 2019-11-18 |  | Unknown, Non-Lead | 1990 | Yes |  | 2019-11-18 |  | Non-lead
040164 | 1215 GRINNELL ST |  | PVC | Yes |  | 2023-02-15 |  | PVC | 1990 | Yes |  | 2023-02-15 |  | Non-lead
040165 | 1209-12 GRINNELL ST |  | Unknown, Non-Lead | Yes |  | 2020-03-16 |  | Unknown, Non-Lead | 1990 | Yes |  | 2020-03-16 |  | Non-lead
040166 | 1213 GRINNELL ST |  | Unknown, Non-Lead | No |  |  |  | Unknown, Non-Lead | 1992 | No |  |  |  | Non-lead
040167 | 1211 GRINNELL ST |  | Unknown, Non-Lead | Yes |  | 2020-08-20 |  | Unknown, Non-Lead | 1990 | Yes |  | 2020-08-20 |  | Non-lead
040168 | 1209 GRINNELL ST |  | Polytube | Yes |  | 2023-04-03 |  | PVC | 1990 | Yes |  | 2023-04-03 |  | Non-lead
040169 | 121 BRUCE CT |  | Unknown, Non-Lead | Yes |  | 2020-07-29 |  | Unknown, Non-Lead | 1997 | Yes |  | 2020-07-29 |  | Non-lead
040170 | 377 GUAVA AVE |  | Polytube | Yes |  | 2020-12-16 |  | Polytube | 1990 | Yes |  | 2020-12-16 |  | Non-lead
040171 | 110 VISTA LN |  | Unknown, Non-Lead | Yes |  | 2020-07-06 |  | Unknown, Non-Lead | 1991 | Yes |  | 2020-07-06 |  | Non-lead
040172 | FKAA CS&GARAGE 3200 OVERSEAS HIGHWAY |  | Unknown, Non-Lead | No |  |  |  | Unknown, Non-Lead | 1990 | No |  |  |  | Non-lead
040173 | 381 8TH ST |  | Unknown, Non-Lead | Yes |  | 2024-08-22 |  | Unknown, Non-Lead | 2015 | Yes |  | 2024-08-22 |  | Non-lead
040174 | 563 DOGWOOD LN |  | Unknown, Non-Lead | Yes |  | 2019-09-04 |  | Unknown, Non-Lead | 1990 | Yes |  | 2019-09-04 |  | Non-lead
040175 | 31463 H AVE |  | Unknown | Yes |  | 2023-07-19 |  | Unknown | 1965 | Yes |  | 2023-07-19 |  | Lead Status Unknown
040176 | 3617 BAHAMA ST |  | Unknown, Non-Lead | Yes |  | 2021-11-29 |  | Unknown, Non-Lead | 1988 | Yes |  | 2021-11-29 |  | Non-lead
040177 | 263 SHIPS WAY |  | Polytube | Yes |  | 2022-08-19 |  | PVC | 1990 | Yes |  | 2022-08-19 |  | Non-lead
040178 | 1 CALOOSA RD |  | Unknown, Non-Lead | Yes |  | 2018-09-17 |  | Unknown, Non-Lead | 1990 | Yes |  | 2018-09-17 |  | Non-lead
040179 | 65 SNAPPER AVE |  | Unknown, Non-Lead | Yes |  | 2018-07-02 |  | Unknown, Non-Lead | 1994 | Yes |  | 2018-07-02 |  | Non-lead
040180 | 408 THUMPER THOROUGH |  | Unknown, Non-Lead | No |  |  |  | Unknown, Non-Lead | 1991 | No |  |  |  | Non-lead
040181 | 9858 LEEWARD AVE |  | Copper | Yes |  | 2023-05-04 |  | Copper | 1981 | Yes |  | 2023-05-04 |  | Non-lead
040182 | 9840 LEEWARD #9840 AVE |  | Copper | Yes |  | 2023-05-04 |  | Copper | 1981 | Yes |  | 2023-05-04 |  | Non-lead
040183 | 923 TOPPINO DR |  | Unknown, Non-Lead | Yes |  | 2021-09-23 |  | Unknown, Non-Lead | 1990 | Yes |  | 2021-09-23 |  | Non-lead
040184 | AKA: 3 925 TOPPINO DR |  | Polytube | Yes |  | 2023-01-17 |  | PVC | 1990 | Yes |  | 2023-01-17 |  | Non-lead
040187 | 30240 WATSON BLVD |  | Polytube | Yes |  | 2022-12-19 |  | PVC | 1990 | Yes |  | 2022-12-19 |  | Non-lead
040188 | 17387 ALLAMANDA DR |  | Unknown, Non-Lead | Yes |  | 2017-02-22 |  | Unknown, Non-Lead | 1990 | Yes |  | 2017-02-22 |  | Non-lead
040189 | 386 E SEAVIEW DR |  | Polytube | Yes |  | 2023-10-26 |  | PVC | 1984 | Yes |  | 2023-10-26 |  | Non-lead
040190 | 305 CALAMONDIN |  | Polytube | Yes |  | 2024-01-04 |  | PVC | 1990 | Yes |  | 2024-01-04 |  | Non-lead
040191 | 58682 OVERSEAS HWY |  | Unknown, Non-Lead | Yes |  | 2023-05-08 |  | PVC | 1990 | Yes |  | 2023-05-08 |  | Non-lead
040192 | RS 511 5TH ST |  | Unknown, Non-Lead | Yes |  | 2023-05-26 |  | Unknown, Non-Lead | 1990 | Yes |  | 2023-05-26 |  | Non-lead
040193 | LS 501 5TH ST |  | Unknown, Non-Lead | Yes |  | 2024-04-10 |  | Unknown, Non-Lead | 1990 | Yes |  | 2024-04-10 |  | Non-lead
040195 | 23060 BONITA LN |  | Polytube | Yes |  | 2023-03-24 |  | PVC | 2011 | Yes |  | 2023-03-24 |  | Non-lead
040196 | 80639 OLD HWY |  | Polytube | Yes |  | 2022-07-19 |  | PVC | 2019 | Yes |  | 2022-07-19 |  | Non-lead
040197 | 31 MANGROVE LANE |  | Unknown, Non-Lead | Yes |  | 2017-11-06 |  | Unknown, Non-Lead | 1990 | Yes |  | 2017-11-06 |  | Non-lead
040198 | 14 BAY BERRY LN |  | Unknown, Non-Lead | Yes |  | 2018-06-11 |  | Unknown, Non-Lead | 1991 | Yes |  | 2018-06-11 |  | Non-lead
040199 | 142 DOVE CREEK DR |  | Unknown, Non-Lead | No |  |  |  | Unknown, Non-Lead | 1990 | No |  |  |  | Non-lead
040200 | 9816 LEEWARD BLDG B AVE |  | Copper | Yes |  | 2022-09-13 |  | Copper | 1981 | Yes |  | 2022-09-13 |  | Non-lead
040201 | DWN 218 WHITEHEAD ST |  | Polytube | Yes |  | 2022-06-08 |  | PVC | 1942 | Yes |  | 2022-06-08 |  | Non-lead
040202 | APT 7 218 WHITEHEAD ST |  | Polytube | Yes |  | 2023-06-06 |  | PVC | 1942 | Yes |  | 2023-06-06 |  | Non-lead
040203 | APT 3 817 EATON ST |  | Unknown | Yes |  | 2022-08-03 |  | PVC | 1929 | Yes |  | 2022-08-03 |  | Lead Status Unknown
040204 | UNIT 4 817 EATON ST |  | PVC | Yes |  | 2023-03-06 |  | PVC | 1929 | Yes |  | 2023-03-06 |  | Non-lead
040205 | UNIT 5 817 EATON ST |  | PVC | Yes |  | 2023-03-06 |  | PVC | 1929 | Yes |  | 2023-03-06 |  | Non-lead
040206 | 817 EATON ST |  | Polytube | Yes |  | 2024-02-09 |  | PVC | 1929 | Yes |  | 2024-02-09 |  | Non-lead
040207 | 29031 PINE AVE |  | Polytube | Yes |  | 2024-05-30 |  | PVC | 1990 | Yes |  | 2024-05-30 |  | Non-lead
040208 | 506 CARIBBEAN DR |  | Unknown, Non-Lead | Yes |  | 2020-05-28 |  | Unknown, Non-Lead | 2001 | Yes |  | 2020-05-28 |  | Non-lead
040209 | 13 SNAPPER AVE |  | Unknown, Non-Lead | Yes |  | 2020-08-10 |  | PVC | 1990 | Yes |  | 2020-08-10 |  | Non-lead
040210 | 1038 ADAMS DR |  | Unknown, Non-Lead | Yes |  | 2020-09-17 |  | PVC | 1990 | Yes |  | 2020-09-17 |  | Non-lead
040211 | 108 PALMETTO AVE |  | Polytube | Yes |  | 2022-07-20 |  | PVC | 1958 | Yes |  | 2022-07-20 |  | Non-lead
040212 | 3 S PELICAN DR |  | Unknown, Non-Lead | Yes |  | 2021-12-02 |  | Unknown, Non-Lead | 1990 | Yes |  | 2021-12-02 |  | Non-lead
040213 | 1572 GARDENIA ST |  | Polytube | Yes |  | 2019-05-13 |  | PVC | 1990 | Yes |  | 2019-05-13 |  | Non-lead
040214 | 29132 TULIP LANE |  | Unknown, Non-Lead | Yes |  | 2020-03-17 |  | PVC | 1990 | Yes |  | 2020-03-17 |  | Non-lead
040215 | 19462 CANAL RD |  | Polytube | Yes |  | 2020-04-22 |  | PVC | 1990 | Yes |  | 2020-04-22 |  | Non-lead
040216 | 22979 SHARP LN |  | Unknown, Non-Lead | Yes |  | 2023-05-23 |  | PVC | 1990 | Yes |  | 2023-05-23 |  | Non-lead
040217 | 29446 SARATOGA AVE |  | Unknown, Non-Lead | No |  |  |  | Unknown, Non-Lead | 1990 | No |  |  |  | Non-lead
040218 | LOT 43 2950 OVERSEAS HWY |  | Polytube | Yes |  | 2023-10-06 |  | PVC |  | Yes |  | 2023-10-06 |  | Non-lead
040219 | 17325 KEYSTONE RD |  | Polytube | Yes |  | 2018-07-19 |  | PVC | 1990 | Yes |  | 2018-07-19 |  | Non-lead
040220 | 1244 FERN AVE |  | Polytube | Yes |  | 2022-05-20 |  | PVC | 1991 | Yes |  | 2022-05-20 |  | Non-lead
040221 | 3634 CARRIBEAN ST |  | Unknown, Non-Lead | Yes |  | 2020-07-27 |  | PVC | 1994 | Yes |  | 2020-07-27 |  | Non-lead
040222 | 5 S PELICAN DR |  | Unknown, Non-Lead | Yes |  | 2022-03-25 |  | Unknown, Non-Lead | 1990 | Yes |  | 2022-03-25 |  | Non-lead
040223 | CAFE MOKA 91865 OVERSEAS Hwy |  | Polytube | Yes |  | 2022-07-05 |  | PVC | 1936 | Yes |  | 2022-07-05 |  | Non-lead
040224 | 556 PALM DR |  | Unknown, Non-Lead | No |  |  |  | Unknown, Non-Lead | 1990 | No |  |  |  | Non-lead
040225 | 336 THIRD RD |  | Polytube | Yes |  | 2022-10-17 |  | PVC | 1973 | Yes |  | 2022-10-17 |  | Non-lead
040226 | MM 98 NO O/S H |  | Polytube | Yes |  | 2022-05-26 |  | PVC |  | Yes |  | 2022-05-26 |  | Non-lead
040227 | APT E101 3920 S ROOSEVELT BLVD |  | Polytube | Yes |  | 2019-01-28 |  | Polytube | 1989 | Yes |  | 2019-01-28 |  | Non-lead
040228 | APT E102 3920 S ROOSEVELT BLVD |  | Unknown, Non-Lead | Yes |  | 2024-02-23 |  | Polytube | 1989 | Yes |  | 2024-02-23 |  | Non-lead
040229 | APT E103 3920 S ROOSEVELT BLVD |  | Unknown, Non-Lead | Yes |  | 2021-10-20 |  | Polytube | 1989 | Yes |  | 2021-10-20 |  | Non-lead
040230 | APT E104 3920 S ROOSEVELT BLVD |  | Unknown, Non-Lead | Yes |  | 2019-07-03 |  | Polytube | 1989 | Yes |  | 2019-07-03 |  | Non-lead
040231 | APT E105 3920 S ROOSEVELT BLVD |  | PVC | Yes |  | 2025-07-09 |  | Polytube | 1989 | Yes |  | 2019-12-10 |  | Non-lead
040232 | APT E106 3920 S ROOSEVELT BLVD |  | Unknown, Non-Lead | Yes |  | 2019-01-31 |  | Polytube | 1989 | Yes |  | 2019-01-31 |  | Non-lead
040233 | APT E107 3920 S ROOSEVELT BLVD |  | Unknown, Non-Lead | Yes |  | 2018-07-19 |  | Polytube | 1989 | Yes |  | 2018-07-19 |  | Non-lead
040234 | APT E108 3920 S ROOSEVELT BLVD |  | Unknown, Non-Lead | Yes |  | 2020-12-18 |  | PVC | 1989 | Yes |  | 2020-12-18 |  | Non-lead
040235 | APT E109 3920 S ROOSEVELT BLVD |  | Unknown, Non-Lead | Yes |  | 2020-03-17 |  | Polytube | 1989 | Yes |  | 2020-03-17 |  | Non-lead
040236 | APT E110 3920 S ROOSEVELT BLVD |  | Unknown, Non-Lead | Yes |  | 2022-06-09 |  | Polytube | 1989 | Yes |  | 2022-06-09 |  | Non-lead
040237 | APT E111 3920 S ROOSEVELT BLVD |  | Unknown, Non-Lead | Yes |  | 2019-12-12 |  | Polytube | 1989 | Yes |  | 2019-12-12 |  | Non-lead
040238 | APT E112 3920 S ROOSEVELT BLVD |  | Unknown, Non-Lead | Yes |  | 2022-05-13 |  | Polytube | 1989 | Yes |  | 2022-05-13 |  | Non-lead
040239 | APT E113 3920 S ROOSEVELT BLVD |  | PVC | Yes |  | 2025-07-09 |  | Polytube | 1989 | Yes |  | 2019-10-22 |  | Non-lead
040240 | APT E201 3920 S ROOSEVELT BLVD |  | Unknown, Non-Lead | Yes |  | 2019-12-09 |  | Polytube | 1989 | Yes |  | 2019-12-09 |  | Non-lead
040241 | APT E202 3920 S ROOSEVELT BLVD |  | Unknown, Non-Lead | Yes |  | 2024-09-30 |  | Unknown, Non-Lead | 1989 | Yes |  | 2024-09-30 |  | Non-lead
040242 | APT E203 3920 S ROOSEVELT BLVD |  | Unknown, Non-Lead | Yes |  | 2019-08-30 |  | Polytube | 1989 | Yes |  | 2019-08-30 |  | Non-lead
040243 | APT E204 3920 S ROOSEVELT BLVD |  | Unknown, Non-Lead | Yes |  | 2019-02-25 |  | Unknown, Non-Lead | 1989 | Yes |  | 2019-02-25 |  | Non-lead
040244 | APT E205 3920 S ROOSEVELT BLVD |  | PVC | Yes |  | 2025-07-09 |  | Polytube | 1989 | Yes |  | 2017-07-18 |  | Non-lead
040245 | APT E206 3920 S ROOSEVELT BLVD |  | Unknown, Non-Lead | Yes |  | 2018-04-17 |  | Unknown, Non-Lead | 1989 | Yes |  | 2018-04-17 |  | Non-lead
040246 | APT E207 3920 S ROOSEVELT BLVD |  | Unknown, Non-Lead | No |  |  |  | Unknown, Non-Lead | 1989 | No |  |  |  | Non-lead
040247 | APT E208 3920 S ROOSEVELT BLVD |  | PVC | Yes |  | 2023-02-10 |  | Polytube | 1989 | Yes |  | 2023-02-10 |  | Non-lead
040248 | APT E209 3920 S ROOSEVELT BLVD |  | Unknown, Non-Lead | Yes |  | 2018-12-27 |  | Polytube | 1989 | Yes |  | 2018-12-27 |  | Non-lead
040249 | APT E210 3920 S ROOSEVELT BLVD |  | PVC | Yes |  | 2025-07-09 |  | Polytube | 1989 | Yes |  | 2025-07-09 |  | Non-lead
040250 | APT E211 3920 S ROOSEVELT BLVD |  | Unknown, Non-Lead | Yes |  | 2018-02-26 |  | Polytube | 1989 | Yes |  | 2018-02-26 |  | Non-lead
040251 | APT E212 3920 S ROOSEVELT BLVD |  | PVC | Yes |  | 2022-11-16 |  | Polytube | 1989 | Yes |  | 2022-11-16 |  | Non-lead
040252 | APT E213 3920 S ROOSEVELT BLVD |  | PVC | Yes |  | 2025-07-08 |  | Polytube | 1989 | Yes |  | 2018-06-20 |  | Non-lead
040253 | APT E301 3920 S ROOSEVELT BLVD |  | Unknown, Non-Lead | Yes |  | 2019-10-28 |  | Polytube | 1989 | Yes |  | 2019-10-28 |  | Non-lead
040254 | APT E302 3920 S ROOSEVELT BLVD |  | PVC | Yes |  | 2023-06-02 |  | Polytube | 1989 | Yes |  | 2023-06-02 |  | Non-lead
040255 | APT E303 3920 S ROOSEVELT BLVD |  | Unknown, Non-Lead | Yes |  | 2024-04-04 |  | PVC | 1989 | Yes |  | 2024-04-04 |  | Non-lead
040256 | APT E304 3920 S ROOSEVELT BLVD |  | PVC | Yes |  | 2019-11-06 |  | Polytube | 1989 | Yes |  | 2019-11-06 |  | Non-lead
040257 | APT E305 3920 S ROOSEVELT BLVD |  | PVC | Yes |  | 2025-07-09 |  | Polytube | 1989 | Yes |  | 2018-10-17 |  | Non-lead
040258 | APT E306 3920 S ROOSEVELT BLVD |  | Unknown, Non-Lead | Yes |  | 2024-06-28 |  | Polytube | 1989 | Yes |  | 2024-06-28 |  | Non-lead
040259 | APT E307 3920 S ROOSEVELT BLVD |  | Unknown, Non-Lead | Yes |  | 2024-01-09 |  | Polytube | 1989 | Yes |  | 2024-01-09 |  | Non-lead
040260 | APT E308 3920 S ROOSEVELT BLVD |  | Unknown, Non-Lead | Yes |  | 2022-10-21 |  | Polytube | 1989 | Yes |  | 2022-10-21 |  | Non-lead
040261 | APT E309 3920 S ROOSEVELT BLVD |  | PVC | Yes |  | 2019-12-12 |  | Polytube | 1989 | Yes |  | 2019-12-12 |  | Non-lead
040262 | APT E310 3920 S ROOSEVELT BLVD |  | PVC | Yes |  | 2025-07-09 |  | Polytube | 1989 | Yes |  | 2025-07-09 |  | Non-lead
040263 | APT E311 3920 S ROOSEVELT BLVD |  | PVC | Yes |  | 2018-12-27 |  | Polytube | 1989 | Yes |  | 2018-12-27 |  | Non-lead
040264 | APT E312 3920 S ROOSEVELT BLVD |  | Unknown, Non-Lead | Yes |  | 2024-06-17 |  | PVC | 1989 | Yes |  | 2024-06-17 |  | Non-lead
040265 | APT E313 3920 S ROOSEVELT BLVD |  | PVC | Yes |  | 2022-12-21 |  | Polytube | 1989 | Yes |  | 2022-12-21 |  | Non-lead
040266 | APT E401 3920 S ROOSEVELT BLVD |  | Unknown, Non-Lead | Yes |  | 2019-06-20 |  | Polytube | 1989 | Yes |  | 2019-06-20 |  | Non-lead
040267 | APT E402 3920 S ROOSEVELT BLVD |  | Unknown, Non-Lead | Yes |  | 2021-03-17 |  | Unknown, Non-Lead | 1989 | Yes |  | 2021-03-17 |  | Non-lead
040268 | APT E403 3920 S ROOSEVELT BLVD |  | Unknown, Non-Lead | Yes |  | 2024-01-04 |  | Unknown, Non-Lead | 1989 | Yes |  | 2024-01-04 |  | Non-lead
040269 | APT E404 3920 S ROOSEVELT BLVD |  | Unknown, Non-Lead | Yes |  | 2023-03-15 |  | Polytube | 1989 | Yes |  | 2023-03-15 |  | Non-lead
040270 | APT E405 3920 S ROOSEVELT BLVD |  | PVC | Yes |  | 2025-07-09 |  | Polytube | 1989 | Yes |  | 2025-07-09 |  | Non-lead
040271 | APT E406 3920 S ROOSEVELT BLVD |  | Unknown, Non-Lead | Yes |  | 2023-09-19 |  | Unknown, Non-Lead | 1989 | Yes |  | 2023-09-19 |  | Non-lead
040272 | APT E407 3920 S ROOSEVELT BLVD |  | Unknown, Non-Lead | Yes |  | 2017-07-11 |  | Unknown, Non-Lead | 1989 | Yes |  | 2017-07-11 |  | Non-lead
040273 | APT E408 3920 S ROOSEVELT BLVD |  | Unknown, Non-Lead | Yes |  | 2023-12-05 |  | PVC | 1989 | Yes |  | 2023-12-05 |  | Non-lead
040274 | APT E409 3920 S ROOSEVELT BLVD |  | Unknown, Non-Lead | No |  |  |  | Unknown, Non-Lead | 1989 | No |  |  |  | Non-lead
040275 | APT E410 3920 S ROOSEVELT BLVD |  | PVC | Yes |  | 2025-07-09 |  | Polytube | 1989 | Yes |  | 2022-11-23 |  | Non-lead
040276 | APT E411 3920 S ROOSEVELT BLVD |  | Unknown, Non-Lead | Yes |  | 2023-01-25 |  | Unknown, Non-Lead | 1989 | Yes |  | 2023-01-25 |  | Non-lead
040277 | APT E412 3920 S ROOSEVELT BLVD |  | Unknown, Non-Lead | Yes |  | 2024-05-31 |  | Polytube | 1989 | Yes |  | 2024-05-31 |  | Non-lead
040278 | APT E413 3920 S ROOSEVELT BLVD |  | PVC | Yes |  | 2025-07-08 |  | Polytube | 1989 | Yes |  | 2025-07-08 |  | Non-lead
040279 | APT S101 3920 S ROOSEVELT BLVD |  | PVC | Yes |  | 2022-05-20 |  | Polytube | 1989 | Yes |  | 2022-05-20 |  | Non-lead
040280 | APT S102 3920 S ROOSEVELT BLVD |  | Unknown, Non-Lead | Yes |  | 2018-03-26 |  | Polytube | 1989 | Yes |  | 2018-03-26 |  | Non-lead
040281 | APT S103 3920 S ROOSEVELT BLVD |  | PVC | Yes |  | 2022-05-31 |  | Polytube | 1989 | Yes |  | 2022-05-31 |  | Non-lead
040282 | APT S104 3920 S ROOSEVELT BLVD |  | Unknown, Non-Lead | Yes |  | 2024-06-21 |  | Unknown, Non-Lead | 1989 | Yes |  | 2024-06-21 |  | Non-lead
040283 | APT S105 3920 S ROOSEVELT BLVD |  | Unknown, Non-Lead | Yes |  | 2020-04-28 |  | Unknown, Non-Lead | 1989 | Yes |  | 2020-04-28 |  | Non-lead
040284 | APT S106 3920 S ROOSEVELT BLVD |  | Unknown, Non-Lead | Yes |  | 2019-08-31 |  | Unknown, Non-Lead | 1989 | Yes |  | 2019-08-31 |  | Non-lead
040285 | APT S107 3920 S ROOSEVELT BLVD |  | Unknown, Non-Lead | Yes |  | 2023-10-19 |  | Unknown, Non-Lead | 1989 | Yes |  | 2023-10-19 |  | Non-lead
040286 | APT S108 3920 S ROOSEVELT BLVD |  | Unknown, Non-Lead | Yes |  | 2020-06-12 |  | Polytube | 1989 | Yes |  | 2020-06-12 |  | Non-lead
040287 | APT S109 3920 S ROOSEVELT BLVD |  | Unknown, Non-Lead | Yes |  | 2019-09-17 |  | Polytube | 1989 | Yes |  | 2019-09-17 |  | Non-lead
040288 | APT S110 3920 S ROOSEVELT BLVD |  | PVC | Yes |  | 2025-07-09 |  | Polytube | 1989 | Yes |  | 2021-03-05 |  | Non-lead
040289 | APT S111 3920 S ROOSEVELT BLVD |  | Unknown, Non-Lead | Yes |  | 2019-09-09 |  | Polytube | 1989 | Yes |  | 2019-09-09 |  | Non-lead
040290 | APT S112 3920 S ROOSEVELT BLVD |  | Polytube | Yes |  | 2022-05-20 |  | PVC | 1989 | Yes |  | 2022-05-20 |  | Non-lead
040291 | APT S113 3920 S ROOSEVELT BLVD |  | Unknown, Non-Lead | Yes |  | 2018-12-18 |  | Polytube | 1989 | Yes |  | 2018-12-18 |  | Non-lead
040292 | APT S201 3920 S ROOSEVELT BLVD |  | Unknown, Non-Lead | No |  |  |  | Unknown, Non-Lead | 1989 | No |  |  |  | Non-lead
040293 | APT S202 3920 S ROOSEVELT BLVD |  | Unknown, Non-Lead | Yes |  | 2024-09-12 |  | PVC | 1989 | Yes |  | 2024-09-12 |  | Non-lead
040294 | APT S203 3920 S ROOSEVELT BLVD |  | Unknown, Non-Lead | Yes |  | 2019-05-17 |  | Unknown, Non-Lead | 1989 | Yes |  | 2019-05-17 |  | Non-lead
040295 | APT S204 3920 S ROOSEVELT BLVD |  | Unknown, Non-Lead | Yes |  | 2021-12-07 |  | Unknown, Non-Lead | 1989 | Yes |  | 2021-12-07 |  | Non-lead
040296 | APT S205 3920 S ROOSEVELT BLVD |  | Unknown, Non-Lead | Yes |  | 2021-08-09 |  | Unknown, Non-Lead | 1989 | Yes |  | 2021-08-09 |  | Non-lead
040297 | APT S206 3920 S ROOSEVELT BLVD |  | Polytube | Yes |  | 2022-11-29 |  | PVC | 1989 | Yes |  | 2022-11-29 |  | Non-lead
040298 | APT S207 3920 S ROOSEVELT BLVD |  | Unknown, Non-Lead | Yes |  | 2018-11-20 |  | Polytube | 1989 | Yes |  | 2018-11-20 |  | Non-lead
040299 | APT S208 3920 S ROOSEVELT BLVD |  | Unknown, Non-Lead | Yes |  | 2021-05-13 |  | Polytube | 1989 | Yes |  | 2021-05-13 |  | Non-lead
040300 | APT S209 3920 S ROOSEVELT BLVD |  | Unknown, Non-Lead | Yes |  | 2019-03-08 |  | Unknown, Non-Lead | 1989 | Yes |  | 2019-03-08 |  | Non-lead
040301 | APT S210 3920 S ROOSEVELT BLVD |  | PVC | Yes |  | 2025-07-09 |  | Polytube | 1989 | Yes |  | 2019-05-17 |  | Non-lead
040302 | APT S211 3920 S ROOSEVELT BLVD |  | Unknown, Non-Lead | Yes |  | 2018-12-27 |  | Unknown, Non-Lead | 1989 | Yes |  | 2018-12-27 |  | Non-lead
040303 | APT S212 3920 S ROOSEVELT BLVD |  | Unknown, Non-Lead | Yes |  | 2020-07-31 |  | Polytube | 1989 | Yes |  | 2020-07-31 |  | Non-lead
040304 | APT S213 3920 S ROOSEVELT BLVD |  | Unknown, Non-Lead | Yes |  | 2017-04-20 |  | Unknown, Non-Lead | 1989 | Yes |  | 2017-04-20 |  | Non-lead
040305 | APT S301 3920 S ROOSEVELT BLVD |  | Unknown, Non-Lead | Yes |  | 2021-05-20 |  | Polytube | 1989 | Yes |  | 2021-05-20 |  | Non-lead
040306 | APT S302 3920 S ROOSEVELT BLVD |  | Unknown, Non-Lead | Yes |  | 2018-06-25 |  | Unknown, Non-Lead | 1989 | Yes |  | 2018-06-25 |  | Non-lead
040307 | APT S303 3920 S ROOSEVELT BLVD |  | Unknown, Non-Lead | Yes |  | 2017-10-30 |  | Polytube | 1989 | Yes |  | 2017-10-30 |  | Non-lead
040308 | APT S304 3920 S ROOSEVELT BLVD |  | Unknown, Non-Lead | Yes |  | 2018-10-02 |  | Polytube | 1989 | Yes |  | 2018-10-02 |  | Non-lead
040309 | APT S305 3920 S ROOSEVELT BLVD |  | Unknown, Non-Lead | Yes |  | 2021-03-10 |  | Polytube | 1989 | Yes |  | 2021-03-10 |  | Non-lead
040310 | APT S306 3920 S ROOSEVELT BLVD |  | Unknown, Non-Lead | Yes |  | 2023-10-18 |  | Polytube | 1989 | Yes |  | 2023-10-18 |  | Non-lead
040311 | APT S307 3920 S ROOSEVELT BLVD |  | Unknown, Non-Lead | No |  |  |  | Unknown, Non-Lead | 1989 | No |  |  |  | Non-lead
040312 | APT S308 3920 S ROOSEVELT BLVD |  | Unknown, Non-Lead | Yes |  | 2019-10-15 |  | PVC | 1989 | Yes |  | 2019-10-15 |  | Non-lead
040313 | APT S309 3920 S ROOSEVELT BLVD |  | Unknown, Non-Lead | No |  |  |  | Unknown, Non-Lead | 1989 | No |  |  |  | Non-lead
040314 | APT S310 3920 S ROOSEVELT BLVD |  | Unknown, Non-Lead | Yes |  | 2018-08-24 |  | Polytube | 1989 | Yes |  | 2018-08-24 |  | Non-lead
040315 | APT S311 3920 S ROOSEVELT BLVD |  | Unknown, Non-Lead | Yes |  | 2020-05-20 |  | Unknown, Non-Lead | 1989 | Yes |  | 2020-05-20 |  | Non-lead
040316 | APT S312 3920 S ROOSEVELT BLVD |  | Unknown, Non-Lead | Yes |  | 2018-09-13 |  | Polytube | 1989 | Yes |  | 2018-09-13 |  | Non-lead
040317 | APT S313 3920 S ROOSEVELT BLVD |  | Unknown, Non-Lead | Yes |  | 2021-05-17 |  | Unknown, Non-Lead | 1989 | Yes |  | 2021-05-17 |  | Non-lead
040318 | APT S401 3920 S ROOSEVELT BLVD |  | Unknown, Non-Lead | Yes |  | 2021-01-20 |  | Polytube | 1989 | Yes |  | 2021-01-20 |  | Non-lead
040319 | APT S402 3920 S ROOSEVELT BLVD |  | Unknown, Non-Lead | Yes |  | 2019-05-17 |  | Polytube | 1989 | Yes |  | 2019-05-17 |  | Non-lead
040320 | APT S403 3920 S ROOSEVELT BLVD |  | PVC | Yes |  | 2024-05-31 |  | Polytube | 1989 | Yes |  | 2024-05-31 |  | Non-lead
040321 | APT S404 3920 S ROOSEVELT BLVD |  | Unknown, Non-Lead | Yes |  | 2018-11-15 |  | Polytube | 1989 | Yes |  | 2018-11-15 |  | Non-lead
040322 | APT S405 3920 S ROOSEVELT BLVD |  | Unknown, Non-Lead | Yes |  | 2018-03-26 |  | Polytube | 1989 | Yes |  | 2018-03-26 |  | Non-lead
040323 | APT S406 3920 S ROOSEVELT BLVD |  | Unknown, Non-Lead | Yes |  | 2017-12-20 |  | Polytube | 1989 | Yes |  | 2017-12-20 |  | Non-lead
040324 | APT S407 3920 S ROOSEVELT BLVD |  | Unknown, Non-Lead | Yes |  | 2019-07-22 |  | Polytube | 1989 | Yes |  | 2019-07-22 |  | Non-lead
040325 | APT S408 3920 S ROOSEVELT BLVD |  | PVC | Yes |  | 2019-12-23 |  | Polytube | 1989 | Yes |  | 2019-12-23 |  | Non-lead
040326 | APT S409 3920 S ROOSEVELT BLVD |  | Unknown, Non-Lead | Yes |  | 2021-05-26 |  | Unknown, Non-Lead | 1989 | Yes |  | 2021-05-26 |  | Non-lead
040327 | APT S410 3920 S ROOSEVELT BLVD |  | PVC | Yes |  | 2022-09-30 |  | Polytube | 1989 | Yes |  | 2022-09-30 |  | Non-lead
040328 | APT S411 3920 S ROOSEVELT BLVD |  | Unknown, Non-Lead | Yes |  | 2018-11-29 |  | Unknown, Non-Lead | 1989 | Yes |  | 2018-11-29 |  | Non-lead
040329 | APT S412 3920 S ROOSEVELT BLVD |  | Unknown, Non-Lead | Yes |  | 2019-11-06 |  | Polytube | 1989 | Yes |  | 2019-11-06 |  | Non-lead
040330 | APT S413 3920 S ROOSEVELT BLVD |  | Unknown, Non-Lead | Yes |  | 2018-07-16 |  | PVC | 1989 | Yes |  | 2018-07-16 |  | Non-lead
040331 | ELEC SUBSTATION MM 106 OVERSEAS HWY |  | Polytube | Yes |  | 2022-09-26 |  | PVC |  | Yes |  | 2022-09-26 |  | Non-lead
040332 | 9852 LEEWARD AVE |  | Copper | Yes |  | 2023-05-04 |  | Copper | 1981 | Yes |  | 2023-05-04 |  | Non-lead
040333 | AVE 100 PALMETTO |  | Polytube | Yes |  | 2022-05-13 |  | PVC | 1974 | Yes |  | 2022-05-13 |  | Non-lead
040334 | 104 BUTTONWOOD LN |  | Unknown, Non-Lead | Yes |  | 2021-06-29 |  | Unknown, Non-Lead | 2005 | Yes |  | 2021-06-29 |  | Non-lead
040335 | MM81 9 OLD HWY P |  | Polytube | Yes |  | 2022-06-27 |  | PVC | 1967 | Yes |  | 2022-06-27 |  | Non-lead
040336 | 30817 ORTEGA LANE |  | Unknown, Non-Lead | Yes |  | 2023-08-22 |  | Unknown, Non-Lead | 2013 | Yes |  | 2023-08-22 |  | Non-lead
040337 | 29855 SPRINGTIME RD |  | Unknown, Non-Lead | No |  |  |  | Unknown, Non-Lead | 1991 | No |  |  |  | Non-lead
040338 | 305 799 W OCEAN Dr |  | Unknown, Non-Lead | Yes |  | 2019-10-04 |  | Unknown, Non-Lead | 1990 | Yes |  | 2019-10-04 |  | Non-lead
040341 | LOT 119 1571 OVERSEAS HWY |  | PVC | Yes |  | 2022-11-18 |  | PVC | 1952 | Yes |  | 2022-11-18 |  | Non-lead
040343 | 2159 SAN REMO DR |  | Polytube | Yes |  | 2019-01-15 |  | PVC | 1990 | Yes |  | 2019-01-15 |  | Non-lead
040344 | 22970 PRIVATEER DR |  | Unknown, Non-Lead | No |  |  |  | Unknown, Non-Lead | 1990 | No |  |  |  | Non-lead
040345 | COMMON AREA 3255 FLAGLER AVE |  | Unknown, Non-Lead | Yes |  | 2022-04-21 |  | Unknown, Non-Lead | 1997 | Yes |  | 2022-04-21 |  | Non-lead
040346 | L3 B8 81911 OVERSEAS HWY |  | Polytube | Yes |  | 2022-06-27 |  | PVC | 1967 | Yes |  | 2022-06-27 |  | Non-lead
040347 | 81913 OVERSEAS HWY |  | Polytube | Yes |  | 2022-06-27 |  | PVC | 1967 | Yes |  | 2022-06-27 |  | Non-lead
040348 | 81909 OVERSEAS HWY |  | Polytube | Yes |  | 2022-06-27 |  | PVC | 1967 | Yes |  | 2022-06-27 |  | Non-lead
040349 | 131 STROMBOLI DR |  | Polytube | Yes |  | 2022-08-05 |  | PVC | 1990 | Yes |  | 2022-08-05 |  | Non-lead
040350 | 109 FOURTH LN |  | Unknown, Non-Lead | No |  |  |  | Unknown, Non-Lead | 1990 | No |  |  |  | Non-lead
040351 | 100 SAN MARCO DR |  | Polytube | Yes |  | 2022-06-13 |  | PVC | 1985 | Yes |  | 2022-06-13 |  | Non-lead
040352 | 140 AZALEA ST |  | Polytube | Yes |  | 2024-01-08 |  | PVC | 1990 | Yes |  | 2024-01-08 |  | Non-lead
040353 | 64 MUTINY PL |  | Unknown, Non-Lead | Yes |  | 2019-06-03 |  | PVC | 1990 | Yes |  | 2019-06-03 |  | Non-lead
040354 | 29037 VIOLET DR |  | Unknown, Non-Lead | Yes |  | 2018-05-29 |  | PVC | 1990 | Yes |  | 2018-05-29 |  | Non-lead
040355 | 508 S AIRPORT DR |  | Polytube | Yes |  | 2023-09-06 |  | PVC | 1981 | Yes |  | 2023-09-06 |  | Non-lead
040356 | 30933 ORTEGA LN |  | Unknown, Non-Lead | Yes |  | 2023-09-07 |  | Unknown, Non-Lead | 1991 | Yes |  | 2023-09-07 |  | Non-lead
040357 | 22961 CALICO JACK CIR |  | Unknown, Non-Lead | Yes |  | 2022-11-08 |  | Unknown, Non-Lead | 1990 | Yes |  | 2022-11-08 |  | Non-lead
040358 | 29170 HIBISCUS LANE |  | Unknown, Non-Lead | Yes |  | 2021-02-22 |  | Unknown, Non-Lead | 1990 | Yes |  | 2021-02-22 |  | Non-lead
040359 | 22959 PRIVATEER DR |  | Unknown, Non-Lead | Yes |  | 2022-04-06 |  | Unknown, Non-Lead | 1990 | Yes |  | 2022-04-06 |  | Non-lead
040360 | 27322 ANGUILA LN |  | Unknown, Non-Lead | Yes |  | 2024-06-26 |  | Unknown, Non-Lead | 1990 | Yes |  | 2024-06-26 |  | Non-lead
040361 | 137 LISBON CT |  | Polytube | Yes |  | 2023-07-26 |  | PVC | 1991 | Yes |  | 2023-07-26 |  | Non-lead
040362 | 422 LAGUNA AVE |  | Polytube | Yes |  | 2023-03-30 |  | PVC | 1998 | Yes |  | 2023-03-30 |  | Non-lead
040363 | 14 S EXUMA RD |  | Unknown, Non-Lead | Yes |  | 2022-01-27 |  | PVC | 1990 | Yes |  | 2022-01-27 |  | Non-lead
040364 | ANIMAL CARE 105951 OVERSEAS HWY |  | Polytube | Yes |  | 2022-09-26 |  | PVC | 1976 | Yes |  | 2022-09-26 |  | Non-lead
040365 | 117 GALLEON RD |  | Unknown, Non-Lead | Yes |  | 2021-05-17 |  | Unknown, Non-Lead | 1992 | Yes |  | 2021-05-17 |  | Non-lead
040366 | 1063 LAGOON DR |  | Unknown, Non-Lead | Yes |  | 2018-11-30 |  | Unknown, Non-Lead | 1995 | Yes |  | 2018-11-30 |  | Non-lead
040367 | 149 LE GRAND LN |  | Unknown, Non-Lead | No |  |  |  | Unknown, Non-Lead | 1990 | No |  |  |  | Non-lead
040368 | 159 LE GRAND LN |  | Unknown, Non-Lead | Yes |  | 2023-10-25 |  | Unknown, Non-Lead | 2020 | Yes |  | 2023-10-25 |  | Non-lead
040369 | 29080 IRIS DR |  | Unknown, Non-Lead | No |  |  |  | Unknown, Non-Lead | 1990 | No |  |  |  | Non-lead
040370 | 29023 PALMETTO DR |  | Polytube | Yes |  | 2022-10-28 |  | PVC | 1990 | Yes |  | 2022-10-28 |  | Non-lead
040371 | 31247 AVENUE J |  | Unknown | Yes |  | 2023-04-20 |  | Unknown | 1990 | Yes |  | 2023-04-20 |  | Lead Status Unknown
040372 | 27456 CAYMAN LANE |  | Polytube | Yes |  | 2022-10-20 |  | PVC | 1991 | Yes |  | 2022-10-20 |  | Non-lead
040373 | LOT 48 2950 OVERSEAS HWY |  | Polytube | Yes |  | 2022-07-07 |  | PVC |  | Yes |  | 2022-07-07 |  | Non-lead
040374 | 302 799 W OCEAN Dr |  | Unknown, Non-Lead | Yes |  | 2023-09-25 |  | Unknown, Non-Lead | 1990 | Yes |  | 2023-09-25 |  | Non-lead
040375 | OCEAN 540 80TH ST |  | Unknown, Non-Lead | Yes |  | 2017-07-11 |  | Unknown, Non-Lead | 1989 | Yes |  | 2017-07-11 |  | Non-lead
040376 | 333 SOMBRERO RD |  | Unknown, Non-Lead | No |  |  |  | Unknown, Non-Lead | 1990 | No |  |  |  | Non-lead
040377 | 160 S INDIES DR |  | Polytube | Yes |  | 2023-06-16 |  | PVC | 1982 | Yes |  | 2023-06-16 |  | Non-lead
040378 | 306 COCO PLUM ST |  | Unknown, Non-Lead | Yes |  | 2021-11-10 |  | Unknown, Non-Lead | 1991 | Yes |  | 2021-11-10 |  | Non-lead
040379 | 295 S HARBOR DR |  | PVC | Yes |  | 2023-09-21 |  | PVC | 1991 | Yes |  | 2023-09-21 |  | Non-lead
040380 | 1 OAKWOOD AVE |  | Unknown, Non-Lead | Yes |  | 2019-08-08 |  | PVC | 1990 | Yes |  | 2019-08-08 |  | Non-lead
040381 | 994 SHAW DR |  | Unknown, Non-Lead | Yes |  | 2021-03-24 |  | Unknown, Non-Lead | 1990 | Yes |  | 2021-03-24 |  | Non-lead
040382 | 155 IROQUOIS ST |  | Polytube | Yes |  | 2022-05-31 |  | PVC | 1980 | Yes |  | 2022-05-31 |  | Non-lead
040383 | 9844 LEEWARD BLDG C AVE |  | Copper | Yes |  | 2023-05-04 |  | Copper | 1981 | Yes |  | 2023-05-04 |  | Non-lead
040384 | 22923 BUCCANEER LN |  | Unknown, Non-Lead | Yes |  | 2021-08-02 |  | Unknown, Non-Lead | 1990 | Yes |  | 2021-08-02 |  | Non-lead
040385 | 1624 SIRUGO AVE |  | Polytube | Yes |  | 2022-08-30 |  | PVC | 1975 | Yes |  | 2022-08-30 |  | Non-lead
040386 | 31353 H AVE |  | Polytube | Yes |  | 2023-04-27 |  | PVC | 1963 | Yes |  | 2023-04-27 |  | Non-lead
040387 | 19563 CANAL DR |  | Unknown, Non-Lead | Yes |  | 2017-06-05 |  | Unknown, Non-Lead | 1990 | Yes |  | 2017-06-05 |  | Non-lead
040388 | 30120 LINDA ST |  | Polytube | Yes |  | 2022-12-06 |  | PVC | 1980 | Yes |  | 2022-12-06 |  | Non-lead
040389 | APT 101 1106 ANGELA ST |  | Polytube | Yes |  | 2023-02-22 |  | PVC | 1928 | Yes |  | 2023-02-22 |  | Non-lead
040390 | APT 202 1106 ANGELA ST |  | Polytube | Yes |  | 2024-03-04 |  | PVC | 1928 | Yes |  | 2024-03-04 |  | Non-lead
040391 | 29655 FORRESTAL AVE |  | Unknown, Non-Lead | Yes |  | 2023-08-25 |  | PVC | 1990 | Yes |  | 2023-08-25 |  | Non-lead
040392 | IRRIGATION 107 FRONT ST |  | Unknown, Non-Lead | Yes |  | 2018-07-19 |  | PVC | 1991 | Yes |  | 2018-07-19 |  | Non-lead
040393 | 105 MARINA AVE |  | Polytube | Yes |  | 2022-11-29 |  | PVC | 1963 | Yes |  | 2022-11-29 |  | Non-lead
040394 | 119 SPOONBILL RD |  | Unknown, Non-Lead | Yes |  | 2019-12-31 |  | PVC | 1991 | Yes |  | 2019-12-31 |  | Non-lead
040395 | 153 N OCEAN SHRS DR |  | Polytube | Yes |  | 2023-02-01 |  | PVC | 1962 | Yes |  | 2023-02-01 |  | Non-lead
040396 | 109 GIARDINO DR |  | Polytube | Yes |  | 2022-06-13 |  | PVC | 1986 | Yes |  | 2022-06-13 |  | Non-lead
040397 | 116 SAN REMO DR |  | Polytube | Yes |  | 2022-06-09 |  | PVC | 1959 | Yes |  | 2022-06-09 |  | Non-lead
040398 | MASTER TRUMAN ANNEX |  | Unknown, Non-Lead | No |  |  |  | Unknown, Non-Lead | 1991 | No |  |  |  | Non-lead
040399 | 1520 AQUEDUCT LN |  | Polytube | Yes |  | 2023-05-04 |  | Copper | 1972 | Yes |  | 2023-05-04 |  | Non-lead
040400 | 159 TEQUESTA ST |  | Unknown, Non-Lead | Yes |  | 2024-01-08 |  | Unknown, Non-Lead | 1991 | Yes |  | 2024-01-08 |  | Non-lead
040401 | 278 SPANISH MAIN DR |  | Polytube | Yes |  | 2022-12-28 |  | PVC | 1979 | Yes |  | 2022-12-28 |  | Non-lead
040402 | 623 SOUTHARD DWN ST |  | Unknown | Yes |  | 2023-03-06 |  | PVC | 1933 | Yes |  | 2023-03-06 |  | Lead Status Unknown
040403 | 114 CUTTHROAT DR |  | Unknown, Non-Lead | Yes |  | 2019-09-23 |  | Unknown, Non-Lead | 1991 | Yes |  | 2019-09-23 |  | Non-lead
040404 | LOT 106 1571 OVERSEAS HWY |  | PVC | Yes |  | 2024-06-13 |  | PVC | 1952 | Yes |  | 2024-06-13 |  | Non-lead
040405 | 63 COCO PLUM DR |  | Polytube | Yes |  | 2024-09-27 |  | Polytube |  | Yes |  | 2024-09-27 |  | Non-lead
040406 | #4A 4 IBIS LN |  | Unknown, Non-Lead | Yes |  | 2021-11-01 |  | Unknown, Non-Lead | 1990 | Yes |  | 2021-11-01 |  | Non-lead
040407 | 58262 HOWE ST |  | Unknown, Non-Lead | No |  |  |  | Unknown, Non-Lead | 1991 | No |  |  |  | Non-lead
040408 | 205 DAVID LANE |  | Polytube | Yes |  | 2024-10-03 |  | PVC | 1990 | Yes |  | 2024-10-03 |  | Non-lead
040409 | 1618 DENNIS ST |  | Unknown, Non-Lead | No |  |  |  | Unknown, Non-Lead | 1989 | No |  |  |  | Non-lead
040410 | 10 CACTUS DR |  | Polytube | Yes |  | 2024-02-29 |  | PVC | 1990 | Yes |  | 2024-02-29 |  | Non-lead
040411 | 722 EMMA ST |  | Polytube | Yes |  | 2023-12-08 |  | PVC | 1938 | Yes |  | 2023-12-08 |  | Non-lead
040412 | 29054 VIOLET DR |  | Unknown, Non-Lead | No |  |  |  | Unknown, Non-Lead | 1990 | No |  |  |  | Non-lead
040413 | 1500 ALBERTA ST |  | Unknown | Yes |  | 2023-04-24 |  | Unknown |  | Yes |  | 2023-04-24 |  | Lead Status Unknown
040414 | 1717 GEORGE ST |  | Unknown, Non-Lead | Yes |  | 2024-01-10 |  | Unknown, Non-Lead | 1990 | Yes |  | 2024-01-10 |  | Non-lead
040415 | 17086 ALLAMANDA DR W |  | Polytube | Yes |  | 2022-07-12 |  | PVC | 1975 | Yes |  | 2022-07-12 |  | Non-lead
040416 | 16821 DRIFTWOOD LN |  | Unknown, Non-Lead | No |  |  |  | Unknown, Non-Lead | 1990 | No |  |  |  | Non-lead
040417 | 117 KEY HAVEN RD |  | Unknown, Non-Lead | Yes |  | 2020-02-03 |  | Unknown, Non-Lead | 1991 | Yes |  | 2020-02-03 |  | Non-lead
040418 | 29 SEA LORE LN |  | Unknown, Non-Lead | Yes |  | 2019-03-31 |  | Unknown, Non-Lead | 1988 | Yes |  | 2019-03-31 |  | Non-lead
040419 | 253 NORMANDY DR |  | Polytube | Yes |  | 2023-10-04 |  | PVC | 2011 | Yes |  | 2023-10-04 |  | Non-lead
040420 | 605 SAILFISH TRAIL L |  | Unknown, Non-Lead | No |  |  |  | PVC | 1990 | No |  |  |  | Non-lead
040421 | 88101 OLD HWY |  | Unknown, Non-Lead | Yes |  | 2024-05-20 |  | PVC | 1973 | Yes |  | 2024-05-20 |  | Non-lead
040422 | 8 COUNTRY CLUB RD |  | Polytube | Yes |  | 2024-03-05 |  | PVC | 1990 | Yes |  | 2024-03-05 |  | Non-lead
040423 | 147 BLUE HARBOR DR |  | Unknown, Non-Lead | Yes |  | 2021-04-19 |  | Unknown, Non-Lead | 1993 | Yes |  | 2021-04-19 |  | Non-lead
040424 | 687 PINE LANE |  | Unknown, Non-Lead | Yes |  | 2021-09-08 |  | Unknown, Non-Lead | 1990 | Yes |  | 2021-09-08 |  | Non-lead
040425 | 1521 CORAL CT |  | Unknown, Non-Lead | No |  |  |  | Unknown, Non-Lead | 1990 | No |  |  |  | Non-lead
040426 | 707 GRENADA LANE |  | Unknown | No |  |  |  | Unknown |  | No |  |  |  | Lead Status Unknown
040427 | FIRE 107 FRONT ST HARBOR PLACE |  | Unknown, Non-Lead | Yes |  | 2023-01-25 |  | Cast Iron | 1991 | Yes |  | 2023-01-25 |  | Unknown
040428 | 1099 GULF DR |  | Unknown, Non-Lead | Yes |  | 2018-06-18 |  | Polytube | 2009 | Yes |  | 2018-06-18 |  | Non-lead
040429 | 3930 S ROOSEVELT BLVD |  | Ductile Iron | Yes |  | 2022-10-19 |  | Ductile Iron | 1991 | Yes |  | 2022-10-19 |  | Non-lead
040430 | 29720 JOURNEYS END RD |  | Polytube | Yes |  | 2024-07-19 |  | PVC | 1987 | Yes |  | 2024-07-19 |  | Non-lead
040431 | TR37 82758 OVERSEAS Hwy |  | Unknown, Non-Lead | Yes |  | 2021-09-28 |  | Unknown, Non-Lead | 1988 | Yes |  | 2021-09-28 |  | Non-lead
040432 | 124 VENETIAN DR |  | Polytube | Yes |  | 2023-07-27 |  | PVC | 1996 | Yes |  | 2023-07-27 |  | Non-lead
040433 | 125 OCEAN DR |  | Polytube | Yes |  | 2022-06-15 |  | PVC | 1980 | Yes |  | 2022-06-15 |  | Non-lead
040434 | 107 SEVERINO DR |  | Unknown, Non-Lead | Yes |  | 2019-11-19 |  | PVC | 1996 | Yes |  | 2019-11-19 |  | Non-lead
040435 | 74 SHORELAND DR |  | Unknown, Non-Lead | No |  |  |  | Unknown, Non-Lead | 1990 | No |  |  |  | Non-lead
040436 | LOT 41 2950 OVERSEAS HWY |  | Polytube | Yes |  | 2022-07-07 |  | PVC |  | Yes |  | 2022-07-07 |  | Non-lead
040437 | 29847 SPRINGTIME AKA 1 RD |  | Unknown, Non-Lead | Yes |  | 2017-05-01 |  | Unknown, Non-Lead | 1991 | Yes |  | 2017-05-01 |  | Non-lead
040438 | 683 PINE LANE |  | Unknown, Non-Lead | Yes |  | 2019-05-09 |  | Unknown, Non-Lead | 1990 | Yes |  | 2019-05-09 |  | Non-lead
040439 | 17182 STARFISH LN W |  | Unknown, Non-Lead | No |  |  |  | Unknown, Non-Lead | 1991 | No |  |  |  | Non-lead
040440 | APT N101 3920 S ROOSEVELT BLVD |  | Unknown, Non-Lead | Yes |  | 2019-02-28 |  | Polytube | 1989 | Yes |  | 2019-02-28 |  | Non-lead
040441 | APT N102 3920 S ROOSEVELT BLVD |  | Unknown, Non-Lead | Yes |  | 2023-07-06 |  | Polytube | 1989 | Yes |  | 2023-07-06 |  | Non-lead
040442 | APT N103 3920 S ROOSEVELT BLVD |  | Unknown, Non-Lead | Yes |  | 2018-10-18 |  | Polytube | 1989 | Yes |  | 2018-10-18 |  | Non-lead
040443 | APT N104 3920 S ROOSEVELT BLVD |  | Unknown, Non-Lead | Yes |  | 2024-08-12 |  | Polytube | 1989 | Yes |  | 2024-08-12 |  | Non-lead
040444 | APT N105 3920 S ROOSEVELT BLVD |  | Unknown, Non-Lead | Yes |  | 2020-12-11 |  | Unknown, Non-Lead | 1989 | Yes |  | 2020-12-11 |  | Non-lead
040445 | APT N106 3920 S ROOSEVELT BLVD |  | Unknown, Non-Lead | Yes |  | 2023-07-13 |  | Polytube | 1989 | Yes |  | 2023-07-13 |  | Non-lead
040446 | APT N107 3920 S ROOSEVELT BLVD |  | Unknown, Non-Lead | Yes |  | 2023-10-17 |  | PVC | 1989 | Yes |  | 2023-10-17 |  | Non-lead
040447 | APT N108 3920 S ROOSEVELT BLVD |  | Unknown, Non-Lead | Yes |  | 2024-01-31 |  | Unknown, Non-Lead | 1989 | Yes |  | 2024-01-31 |  | Non-lead
040448 | APT N109 3920 S ROOSEVELT BLVD |  | Unknown, Non-Lead | Yes |  | 2019-05-31 |  | Unknown, Non-Lead | 1989 | Yes |  | 2019-05-31 |  | Non-lead
040449 | APT N110 3920 S ROOSEVELT BLVD |  | Unknown, Non-Lead | Yes |  | 2021-09-16 |  | Unknown, Non-Lead | 1989 | Yes |  | 2021-09-16 |  | Non-lead
040450 | APT N111 3920 S ROOSEVELT BLVD |  | Unknown, Non-Lead | Yes |  | 2019-04-26 |  | PVC | 1989 | Yes |  | 2019-04-26 |  | Non-lead
040451 | APT N112 3920 S ROOSEVELT BLVD |  | Unknown, Non-Lead | Yes |  | 2020-03-18 |  | Unknown, Non-Lead | 1989 | Yes |  | 2020-03-18 |  | Non-lead
040452 | APT N113 3920 S ROOSEVELT BLVD |  | Unknown, Non-Lead | Yes |  | 2021-09-10 |  | Polytube | 1989 | Yes |  | 2021-09-10 |  | Non-lead
040453 | APT N201 3920 S ROOSEVELT BLVD |  | PVC | Yes |  | 2022-05-31 |  | Polytube | 1989 | Yes |  | 2022-05-31 |  | Non-lead
040454 | APT N202 3920 S ROOSEVELT BLVD |  | Unknown, Non-Lead | Yes |  | 2020-01-22 |  | Polytube | 1989 | Yes |  | 2020-01-22 |  | Non-lead
040455 | APT N203 3920 S ROOSEVELT BLVD |  | Unknown, Non-Lead | Yes |  | 2023-07-14 |  | Polytube | 1989 | Yes |  | 2023-07-14 |  | Non-lead
040456 | APT N204 3920 S ROOSEVELT BLVD |  | Unknown, Non-Lead | Yes |  | 2023-06-30 |  | Polytube | 1989 | Yes |  | 2023-06-30 |  | Non-lead
040457 | APT N205 3920 S ROOSEVELT BLVD |  | PVC | Yes |  | 2019-05-31 |  | Polytube | 1989 | Yes |  | 2019-05-31 |  | Non-lead
040458 | APT N206 3920 S ROOSEVELT BLVD |  | Unknown, Non-Lead | Yes |  | 2020-05-28 |  | Polytube | 1989 | Yes |  | 2020-05-28 |  | Non-lead
040459 | APT N207 3920 S ROOSEVELT BLVD |  | Unknown, Non-Lead | Yes |  | 2017-05-26 |  | Unknown, Non-Lead | 1989 | Yes |  | 2017-05-26 |  | Non-lead
040460 | APT N208 3920 S ROOSEVELT BLVD |  | Unknown, Non-Lead | Yes |  | 2019-01-28 |  | PVC | 1989 | Yes |  | 2019-01-28 |  | Non-lead
040461 | APT N209 3920 S ROOSEVELT BLVD |  | Unknown, Non-Lead | Yes |  | 2023-03-02 |  | Polytube | 1989 | Yes |  | 2023-03-02 |  | Non-lead
040462 | APT N210 3920 S ROOSEVELT BLVD |  | Unknown, Non-Lead | Yes |  | 2023-06-30 |  | Polytube | 1989 | Yes |  | 2023-06-30 |  | Non-lead
040463 | APT N211 3920 S ROOSEVELT BLVD |  | Unknown, Non-Lead | Yes |  | 2019-01-14 |  | Polytube | 1989 | Yes |  | 2019-01-14 |  | Non-lead
040464 | APT N212 3920 S ROOSEVELT BLVD |  | Unknown, Non-Lead | No |  |  |  | Unknown, Non-Lead | 1989 | No |  |  |  | Non-lead
040465 | APT N213 3920 S ROOSEVELT BLVD |  | Unknown, Non-Lead | Yes |  | 2020-04-03 |  | Polytube | 1989 | Yes |  | 2020-04-03 |  | Non-lead
040466 | APT N301 3920 S ROOSEVELT BLVD |  | Unknown, Non-Lead | Yes |  | 2018-09-30 |  | Unknown, Non-Lead | 1989 | Yes |  | 2018-09-30 |  | Non-lead
040467 | APT N302 3920 S ROOSEVELT BLVD |  | Unknown, Non-Lead | Yes |  | 2021-11-04 |  | Polytube | 1989 | Yes |  | 2021-11-04 |  | Non-lead
040468 | APT N303 3920 S ROOSEVELT BLVD |  | Unknown, Non-Lead | Yes |  | 2021-11-16 |  | Polytube | 1989 | Yes |  | 2021-11-16 |  | Non-lead
040469 | APT N304 3920 S ROOSEVELT BLVD |  | Unknown, Non-Lead | Yes |  | 2024-06-04 |  | Polytube | 1989 | Yes |  | 2024-06-04 |  | Non-lead
040470 | APT N305 3920 S ROOSEVELT BLVD |  | Unknown, Non-Lead | Yes |  | 2019-10-02 |  | Polytube | 1989 | Yes |  | 2019-10-02 |  | Non-lead
040471 | APT N306 3920 S ROOSEVELT BLVD |  | Unknown, Non-Lead | Yes |  | 2019-11-27 |  | Polytube | 1989 | Yes |  | 2019-11-27 |  | Non-lead
040472 | APT N307 3920 S ROOSEVELT BLVD |  | Unknown, Non-Lead | Yes |  | 2019-10-15 |  | PVC | 1989 | Yes |  | 2019-10-15 |  | Non-lead
040473 | APT N308 3920 S ROOSEVELT BLVD |  | Unknown, Non-Lead | Yes |  | 2018-07-19 |  | Unknown, Non-Lead | 1989 | Yes |  | 2018-07-19 |  | Non-lead
040474 | APT N309 3920 S ROOSEVELT BLVD |  | Unknown, Non-Lead | Yes |  | 2019-06-10 |  | Polytube | 1989 | Yes |  | 2019-06-10 |  | Non-lead
040475 | APT N310 3920 S ROOSEVELT BLVD |  | Unknown, Non-Lead | Yes |  | 2019-07-22 |  | PVC | 1989 | Yes |  | 2019-07-22 |  | Non-lead
040476 | APT N311 3920 S ROOSEVELT BLVD |  | Unknown, Non-Lead | Yes |  | 2020-09-03 |  | Polytube | 1989 | Yes |  | 2020-09-03 |  | Non-lead
040477 | APT N312 3920 S ROOSEVELT BLVD |  | PVC | Yes |  | 2022-11-03 |  | PVC | 1989 | Yes |  | 2022-11-03 |  | Non-lead
040478 | APT N313 3920 S ROOSEVELT BLVD |  | Unknown, Non-Lead | Yes |  | 2018-06-19 |  | Unknown, Non-Lead | 1989 | Yes |  | 2018-06-19 |  | Non-lead
040479 | APT N401 3920 S ROOSEVELT BLVD |  | Unknown, Non-Lead | Yes |  | 2018-10-18 |  | Unknown, Non-Lead | 1989 | Yes |  | 2018-10-18 |  | Non-lead
040480 | APT N402 3920 S ROOSEVELT BLVD |  | PVC | Yes |  | 2021-11-16 |  | Polytube | 1989 | Yes |  | 2021-11-16 |  | Non-lead
040481 | APT N403 3920 S ROOSEVELT BLVD |  | Unknown, Non-Lead | Yes |  | 2024-02-29 |  | Unknown, Non-Lead | 1989 | Yes |  | 2024-02-29 |  | Non-lead
040482 | APT N404 3920 S ROOSEVELT BLVD |  | Unknown, Non-Lead | Yes |  | 2023-11-16 |  | PVC | 1989 | Yes |  | 2023-11-16 |  | Non-lead
040483 | APT N405 3920 S ROOSEVELT BLVD |  | Unknown, Non-Lead | Yes |  | 2022-01-14 |  | Polytube | 1989 | Yes |  | 2022-01-14 |  | Non-lead
040484 | APT N406 3920 S ROOSEVELT BLVD |  | Unknown, Non-Lead | Yes |  | 2019-08-22 |  | Unknown, Non-Lead | 1989 | Yes |  | 2019-08-22 |  | Non-lead
040485 | APT N407 3920 S ROOSEVELT BLVD |  | Unknown, Non-Lead | Yes |  | 2019-03-22 |  | PVC | 1989 | Yes |  | 2019-03-22 |  | Non-lead
040486 | APT N408 3920 S ROOSEVELT BLVD |  | Unknown, Non-Lead | Yes |  | 2019-07-25 |  | Polytube | 1989 | Yes |  | 2019-07-25 |  | Non-lead
040487 | APT N409 3920 S ROOSEVELT BLVD |  | Unknown, Non-Lead | Yes |  | 2018-09-25 |  | Polytube | 1989 | Yes |  | 2018-09-25 |  | Non-lead
040488 | APT N410 3920 S ROOSEVELT BLVD |  | Unknown, Non-Lead | Yes |  | 2019-07-22 |  | Polytube | 1989 | Yes |  | 2019-07-22 |  | Non-lead
040489 | APT N411 3920 S ROOSEVELT BLVD |  | Unknown, Non-Lead | Yes |  | 2022-09-20 |  | Unknown, Non-Lead | 1989 | Yes |  | 2022-09-20 |  | Non-lead
040490 | APT N412 3920 S ROOSEVELT BLVD |  | Unknown, Non-Lead | Yes |  | 2018-11-30 |  | Polytube | 1989 | Yes |  | 2018-11-30 |  | Non-lead
040491 | APT N413 3920 S ROOSEVELT BLVD |  | Unknown, Non-Lead | Yes |  | 2024-07-22 |  | Polytube | 1989 | Yes |  | 2024-07-22 |  | Non-lead
040492 | APT W101 3920 S ROOSEVELT BLVD |  | Unknown, Non-Lead | Yes |  | 2023-02-24 |  | Unknown, Non-Lead | 1989 | Yes |  | 2023-02-24 |  | Non-lead
040493 | APT W102 3920 S ROOSEVELT BLVD |  | Unknown, Non-Lead | No |  |  |  | Unknown, Non-Lead | 1989 | No |  |  |  | Non-lead
040494 | APT W103 3920 S ROOSEVELT BLVD |  | Unknown, Non-Lead | No |  |  |  | Unknown, Non-Lead | 1989 | No |  |  |  | Non-lead
040495 | APT W104 3920 S ROOSEVELT BLVD |  | Unknown, Non-Lead | Yes |  | 2018-08-24 |  | Unknown, Non-Lead | 1989 | Yes |  | 2018-08-24 |  | Non-lead
040496 | APT W105 3920 S ROOSEVELT BLVD |  | Unknown, Non-Lead | Yes |  | 2018-08-21 |  | Polytube | 1989 | Yes |  | 2018-08-21 |  | Non-lead
040497 | APT W106 3920 S ROOSEVELT BLVD |  | Unknown, Non-Lead | Yes |  | 2019-09-30 |  | Polytube | 1989 | Yes |  | 2019-09-30 |  | Non-lead
040498 | APT W107 3920 S ROOSEVELT BLVD |  | Unknown, Non-Lead | Yes |  | 2022-06-30 |  | Polytube | 1989 | Yes |  | 2022-06-30 |  | Non-lead
040499 | APT W108 3920 S ROOSEVELT BLVD |  | Unknown, Non-Lead | Yes |  | 2021-02-22 |  | Polytube | 1989 | Yes |  | 2021-02-22 |  | Non-lead
040500 | APT W109 3920 S ROOSEVELT BLVD |  | PVC | Yes |  | 2023-01-31 |  | Polytube | 1989 | Yes |  | 2023-01-31 |  | Non-lead
040501 | APT W110 3920 S ROOSEVELT BLVD |  | Unknown, Non-Lead | Yes |  | 2023-12-20 |  | Polytube | 1989 | Yes |  | 2023-12-20 |  | Non-lead
040502 | APT W111 3920 S ROOSEVELT BLVD |  | Unknown, Non-Lead | Yes |  | 2018-07-18 |  | Polytube | 1989 | Yes |  | 2018-07-18 |  | Non-lead
040503 | APT W112 3920 S ROOSEVELT BLVD |  | Unknown, Non-Lead | Yes |  | 2021-07-08 |  | Unknown, Non-Lead | 1989 | Yes |  | 2021-07-08 |  | Non-lead
040504 | APT W113 3920 S ROOSEVELT BLVD |  | Unknown, Non-Lead | Yes |  | 2017-08-31 |  | Polytube | 1989 | Yes |  | 2017-08-31 |  | Non-lead
040505 | APT W201 3920 S ROOSEVELT BLVD |  | Unknown, Non-Lead | Yes |  | 2023-02-22 |  | Unknown, Non-Lead | 1989 | Yes |  | 2023-02-22 |  | Non-lead
040506 | APT W202 3920 S ROOSEVELT BLVD |  | Unknown, Non-Lead | Yes |  | 2019-09-09 |  | Unknown, Non-Lead | 1989 | Yes |  | 2019-09-09 |  | Non-lead
040507 | APT W203 3920 S ROOSEVELT BLVD |  | PVC | Yes |  | 2023-06-23 |  | Polytube | 1989 | Yes |  | 2023-06-23 |  | Non-lead
040508 | APT W204 3920 S ROOSEVELT BLVD |  | Unknown, Non-Lead | No |  |  |  | Unknown, Non-Lead | 1989 | No |  |  |  | Non-lead
040509 | APT W205 3920 S ROOSEVELT BLVD |  | Unknown, Non-Lead | Yes |  | 2020-10-23 |  | PVC | 1989 | Yes |  | 2020-10-23 |  | Non-lead
040510 | APT W206 3920 S ROOSEVELT BLVD |  | PVC | Yes |  | 2022-08-16 |  | Polytube | 1989 | Yes |  | 2022-08-16 |  | Non-lead
040511 | APT W207 3920 S ROOSEVELT BLVD |  | Unknown, Non-Lead | Yes |  | 2019-10-31 |  | Polytube | 1989 | Yes |  | 2019-10-31 |  | Non-lead
040512 | APT W208 3920 S ROOSEVELT BLVD |  | Unknown, Non-Lead | Yes |  | 2018-07-18 |  | Polytube | 1989 | Yes |  | 2018-07-18 |  | Non-lead
040513 | APT W209 3920 S ROOSEVELT BLVD |  | Unknown, Non-Lead | No |  |  |  | Unknown, Non-Lead | 1989 | No |  |  |  | Non-lead
040514 | APT W210 3920 S ROOSEVELT BLVD |  | PVC | Yes |  | 2023-08-04 |  | Polytube | 1989 | Yes |  | 2023-08-04 |  | Non-lead
040515 | APT W211 3920 S ROOSEVELT BLVD |  | Unknown, Non-Lead | Yes |  | 2019-10-04 |  | Polytube | 1989 | Yes |  | 2019-10-04 |  | Non-lead
040516 | APT W212 3920 S ROOSEVELT BLVD |  | Unknown, Non-Lead | Yes |  | 2022-01-07 |  | Polytube | 1989 | Yes |  | 2022-01-07 |  | Non-lead
040517 | APT W213 3920 S ROOSEVELT BLVD |  | Unknown, Non-Lead | Yes |  | 2019-05-10 |  | Unknown, Non-Lead | 1989 | Yes |  | 2019-05-10 |  | Non-lead
040518 | APT W301 3920 S ROOSEVELT BLVD |  | Unknown, Non-Lead | Yes |  | 2023-02-23 |  | Unknown, Non-Lead | 1989 | Yes |  | 2023-02-23 |  | Non-lead
040519 | APT W302 3920 S ROOSEVELT BLVD |  | Unknown, Non-Lead | Yes |  | 2019-01-14 |  | Unknown, Non-Lead | 1989 | Yes |  | 2019-01-14 |  | Non-lead
040520 | APT W303 3920 S ROOSEVELT BLVD |  | Unknown, Non-Lead | No |  |  |  | Unknown, Non-Lead | 1989 | No |  |  |  | Non-lead
040521 | APT W304 3920 S ROOSEVELT BLVD |  | Unknown, Non-Lead | Yes |  | 2020-10-02 |  | Unknown, Non-Lead | 1989 | Yes |  | 2020-10-02 |  | Non-lead
040522 | APT W305 3920 S ROOSEVELT BLVD |  | Unknown, Non-Lead | Yes |  | 2018-05-30 |  | Polytube | 1989 | Yes |  | 2018-05-30 |  | Non-lead
040523 | APT W306 3920 S ROOSEVELT BLVD |  | Unknown, Non-Lead | Yes |  | 2019-09-09 |  | Polytube | 1989 | Yes |  | 2019-09-09 |  | Non-lead
040524 | APT W307 3920 S ROOSEVELT BLVD |  | Unknown, Non-Lead | No |  |  |  | Unknown, Non-Lead | 1989 | No |  |  |  | Non-lead
040525 | APT W308 3920 S ROOSEVELT BLVD |  | Unknown, Non-Lead | Yes |  | 2018-06-25 |  | Polytube | 1989 | Yes |  | 2018-06-25 |  | Non-lead
040526 | APT W309 3920 S ROOSEVELT BLVD |  | Unknown, Non-Lead | No |  |  |  | Unknown, Non-Lead | 1989 | No |  |  |  | Non-lead
040527 | APT W310 3920 S ROOSEVELT BLVD |  | Unknown, Non-Lead | Yes |  | 2023-11-02 |  | Polytube | 1989 | Yes |  | 2023-11-02 |  | Non-lead
040528 | APT W311 3920 S ROOSEVELT BLVD |  | Unknown, Non-Lead | Yes |  | 2024-01-23 |  | Unknown, Non-Lead | 1989 | Yes |  | 2024-01-23 |  | Non-lead
040529 | APT W312 3920 S ROOSEVELT BLVD |  | Unknown, Non-Lead | Yes |  | 2020-12-16 |  | Polytube | 1989 | Yes |  | 2020-12-16 |  | Non-lead
040530 | APT W313 3920 S ROOSEVELT BLVD |  | Unknown, Non-Lead | Yes |  | 2019-03-15 |  | Polytube | 1989 | Yes |  | 2019-03-15 |  | Non-lead
040531 | APT W401 3920 S ROOSEVELT BLVD |  | Unknown, Non-Lead | Yes |  | 2024-07-12 |  | Unknown, Non-Lead | 1989 | Yes |  | 2024-07-12 |  | Non-lead
040532 | APT W402 3920 S ROOSEVELT BLVD |  | Unknown, Non-Lead | Yes |  | 2019-03-22 |  | Polytube | 1989 | Yes |  | 2019-03-22 |  | Non-lead
040533 | APT W403 3920 S ROOSEVELT BLVD |  | Unknown, Non-Lead | Yes |  | 2019-12-12 |  | Polytube | 1989 | Yes |  | 2019-12-12 |  | Non-lead
040534 | APT W404 3920 S ROOSEVELT BLVD |  | Unknown, Non-Lead | Yes |  | 2020-03-12 |  | Polytube | 1989 | Yes |  | 2020-03-12 |  | Non-lead
040535 | APT W405 3920 S ROOSEVELT BLVD |  | Unknown, Non-Lead | Yes |  | 2020-06-17 |  | Polytube | 1989 | Yes |  | 2020-06-17 |  | Non-lead
040536 | APT W406 3920 S ROOSEVELT BLVD |  | Unknown, Non-Lead | Yes |  | 2018-07-30 |  | Polytube | 1989 | Yes |  | 2018-07-30 |  | Non-lead
040537 | APT W407 3920 S ROOSEVELT BLVD |  | Unknown, Non-Lead | Yes |  | 2020-12-22 |  | Polytube | 1989 | Yes |  | 2020-12-22 |  | Non-lead
040538 | APT W408 3920 S ROOSEVELT BLVD |  | Unknown, Non-Lead | Yes |  | 2019-07-16 |  | Unknown, Non-Lead | 1989 | Yes |  | 2019-07-16 |  | Non-lead
040539 | APT W409 3920 S ROOSEVELT BLVD |  | Unknown, Non-Lead | Yes |  | 2021-05-27 |  | Unknown, Non-Lead | 1989 | Yes |  | 2021-05-27 |  | Non-lead
040540 | APT W410 3920 S ROOSEVELT BLVD |  | Unknown, Non-Lead | Yes |  | 2020-06-15 |  | Polytube | 1989 | Yes |  | 2020-06-15 |  | Non-lead
040541 | APT W411 3920 S ROOSEVELT BLVD |  | Unknown, Non-Lead | Yes |  | 2020-09-18 |  | Polytube | 1989 | Yes |  | 2020-09-18 |  | Non-lead
040542 | APT W412 3920 S ROOSEVELT BLVD |  | Unknown, Non-Lead | Yes |  | 2020-03-06 |  | Polytube | 1989 | Yes |  | 2020-03-06 |  | Non-lead
040543 | APT W413 3920 S ROOSEVELT BLVD |  | Unknown, Non-Lead | Yes |  | 2018-11-05 |  | Polytube | 1989 | Yes |  | 2018-11-05 |  | Non-lead
040544 | 29162 CAMELLIA LANE |  | Unknown, Non-Lead | Yes |  | 2023-04-21 |  | Unknown, Non-Lead | 1990 | Yes |  | 2023-04-21 |  | Non-lead
040545 | 29571 SARATOGA AVE |  | Unknown, Non-Lead | Yes |  | 2018-03-26 |  | PVC | 1990 | Yes |  | 2018-03-26 |  | Non-lead
040546 | 410 CAROLINE ST |  | Unknown, Non-Lead | Yes |  | 2019-05-13 |  | Unknown, Non-Lead | 1990 | Yes |  | 2019-05-13 |  | Non-lead
040547 | 385 ORANGE AVE |  | Unknown, Non-Lead | Yes |  | 2022-06-09 |  | Unknown, Non-Lead | 1991 | Yes |  | 2022-06-09 |  | Non-lead
040548 | 315 CALZADA DE BOUGA |  | Unknown, Non-Lead | Yes |  | 2024-07-30 |  | Unknown, Non-Lead | 1990 | Yes |  | 2024-07-30 |  | Non-lead
040549 | 500 70TH GULF ST |  | Unknown, Non-Lead | No |  |  |  | Unknown, Non-Lead | 1991 | No |  |  |  | Non-lead
040550 | 700 43RD GULF ST |  | Polytube | Yes |  | 2020-01-17 |  | PVC | 1990 | Yes |  | 2020-01-17 |  | Non-lead
040551 | 339 AVOCADO AVE |  | Unknown, Non-Lead | No |  |  |  | PVC | 1990 | No |  |  |  | Non-lead
040552 | 286 LOBSTERTAIL RD |  | Unknown, Non-Lead | Yes |  | 2021-09-29 |  | Unknown, Non-Lead | 1991 | Yes |  | 2021-09-29 |  | Non-lead
040553 | 765 BIG PINE AVE |  | Unknown, Non-Lead | Yes |  | 2017-12-20 |  | Unknown, Non-Lead | 1990 | Yes |  | 2017-12-20 |  | Non-lead
040554 | 163 PALMETTO AVE |  | Unknown, Non-Lead | No |  |  |  | Unknown, Non-Lead | 1990 | No |  |  |  | Non-lead
040556 | 6 CALOOSA RD |  | Unknown, Non-Lead | Yes |  | 2019-04-03 |  | Unknown, Non-Lead | 1990 | Yes |  | 2019-04-03 |  | Non-lead
040557 | 478 BAHIA |  | Unknown, Non-Lead | No |  |  |  | Unknown, Non-Lead | 1991 | No |  |  |  | Non-lead
040558 | 168 VENETIAN DR |  | Unknown, Non-Lead | Yes |  | 2022-04-25 |  | Unknown, Non-Lead | 2016 | Yes |  | 2022-04-25 |  | Non-lead
040559 | 121 OCEAN LN |  | Unknown, Non-Lead | Yes |  | 2019-10-23 |  | Unknown, Non-Lead | 1990 | Yes |  | 2019-10-23 |  | Non-lead
040560 | 110 LISBON CT |  | Unknown, Non-Lead | Yes |  | 2018-10-16 |  | Unknown, Non-Lead | 1991 | Yes |  | 2018-10-16 |  | Non-lead
040561 | 150 PALOMINO HORSE TRAL |  | Polytube | Yes |  | 2024-05-23 |  | Polytube | 1983 | Yes |  | 2024-05-23 |  | Non-lead
040562 | 3870 JOYCE RD |  | Unknown, Non-Lead | Yes |  | 2018-12-17 |  | Unknown, Non-Lead | 1990 | Yes |  | 2018-12-17 |  | Non-lead
040563 | 30331 OVERSEAS HWY |  | Unknown, Non-Lead | Yes |  | 2017-07-17 |  | PVC | 1992 | Yes |  | 2017-07-17 |  | Non-lead
040564 | 370 COCOANUT AVE |  | Unknown, Non-Lead | Yes |  | 2022-04-08 |  | Unknown, Non-Lead | 1990 | Yes |  | 2022-04-08 |  | Non-lead
040565 | 35 COCO PLUM DR |  | Polytube | Yes |  | 2022-07-01 |  | PVC |  | Yes |  | 2022-07-01 |  | Non-lead
040566 | 260 14TH ST |  | Unknown, Non-Lead | Yes |  | 2018-06-11 |  | Unknown, Non-Lead | 1991 | Yes |  | 2018-06-11 |  | Non-lead
040567 | LOT 002 1571 OVERSEAS HWY |  | PVC | Yes |  | 2022-11-16 |  | PVC | 1952 | Yes |  | 2022-11-16 |  | Non-lead
040568 | LOT 015 1571 OVERSEAS HWY |  | PVC | Yes |  | 2022-05-18 |  | PVC | 1952 | Yes |  | 2022-05-18 |  | Non-lead
040569 | SLIP D12 1801 N ROOSEVELT BLVD |  | PVC | Yes |  | 2022-07-12 |  | PVC | 1983 | Yes |  | 2022-07-12 |  | Non-lead
040570 | 1115 CASA MARINA CT |  | Polytube | Yes |  | 2022-08-17 |  | PVC | 1963 | Yes |  | 2022-08-17 |  | Non-lead
040571 | 24246 W CARRIBEAN DR |  | Polytube | Yes |  | 2023-04-24 |  | PVC | 1981 | Yes |  | 2023-04-24 |  | Non-lead
040572 | 165 BAYVIEW Dr |  | Unknown, Non-Lead | Yes |  | 2021-11-04 |  | Unknown, Non-Lead | 1991 | Yes |  | 2021-11-04 |  | Non-lead
040573 | 317 WOODS AVE |  | Unknown, Non-Lead | Yes |  | 2022-02-10 |  | Unknown, Non-Lead | 1991 | Yes |  | 2022-02-10 |  | Non-lead
040574 | L16 B3 31 MUTINY PL |  | Unknown, Non-Lead | Yes |  | 2022-01-28 |  | Unknown, Non-Lead | 1990 | Yes |  | 2022-01-28 |  | Non-lead
040575 | 73 FIRST CT |  | Unknown, Non-Lead | No |  |  |  | Unknown, Non-Lead | 1990 | No |  |  |  | Non-lead
040576 | 219 CANAL ST |  | Polytube | Yes |  | 2024-01-08 |  | PVC | 1974 | Yes |  | 2024-01-08 |  | Non-lead
040577 | 424 CROTON LANE |  | Unknown, Non-Lead | No |  |  |  | Unknown, Non-Lead | 1992 | No |  |  |  | Non-lead
040578 | 218 PLANTATION BLVD |  | Unknown, Non-Lead | Yes |  | 2022-05-17 |  | Unknown, Non-Lead | 1993 | Yes |  | 2022-05-17 |  | Non-lead
040579 | 25 PALM DR |  | Unknown, Non-Lead | Yes |  | 2021-05-05 |  | PVC | 1990 | Yes |  | 2021-05-05 |  | Non-lead
040580 | 12 CINNAMON BARK LN |  | Unknown, Non-Lead | Yes |  | 2020-07-08 |  | Unknown, Non-Lead | 1999 | Yes |  | 2020-07-08 |  | Non-lead
040581 | 54 AVE C |  | Polytube | Yes |  | 2023-01-05 |  | PVC | 1972 | Yes |  | 2023-01-05 |  | Non-lead
040582 | 81 MARINA AVE |  | Unknown, Non-Lead | Yes |  | 2018-12-17 |  | Unknown, Non-Lead | 1990 | Yes |  | 2018-12-17 |  | Non-lead
040584 | 69 BAY DR |  | Polytube | Yes |  | 2023-08-29 |  | PVC | 1990 | Yes |  | 2023-08-29 |  | Non-lead
040585 | LOT 056 1571 OVERSEAS HWY |  | PVC | Yes |  | 2023-06-16 |  | PVC | 1952 | Yes |  | 2023-06-16 |  | Non-lead
040586 | LOT 037 1571 OVERSEAS HWY |  | Polytube | Yes |  | 2022-07-15 |  | PVC | 1952 | Yes |  | 2022-07-15 |  | Non-lead
040587 | LOT 064 1571 OVERSEAS HWY |  | PVC | Yes |  | 2022-05-17 |  | PVC | 1952 | Yes |  | 2022-05-17 |  | Non-lead
040588 | LOT 138 1571 OVERSEAS HWY |  | PVC | Yes |  | 2022-11-18 |  | PVC | 1952 | Yes |  | 2022-11-18 |  | Non-lead
040589 | 1400 W 63RD OCEAN ST |  | Unknown, Non-Lead | Yes |  | 2023-10-13 |  | PVC | 1990 | Yes |  | 2023-10-13 |  | Non-lead
040590 | 57453 GOODLEY ST |  | Unknown, Non-Lead | Yes |  | 2020-07-22 |  | Unknown, Non-Lead | 1990 | Yes |  | 2020-07-22 |  | Non-lead
040591 | 202 SCHOONER LANE |  | Unknown, Non-Lead | Yes |  | 2023-12-08 |  | PVC | 1991 | Yes |  | 2023-12-08 |  | Non-lead
040592 | 3633 BLUE LAGOON ST |  | Unknown, Non-Lead | No |  |  |  | Unknown, Non-Lead | 1990 | No |  |  |  | Non-lead
040593 | 165 CUTLASS LANE |  | Unknown, Non-Lead | Yes |  | 2021-03-04 |  | Unknown, Non-Lead | 1991 | Yes |  | 2021-03-04 |  | Non-lead
040594 | 3806 DYER RD |  | Unknown, Non-Lead | No |  |  |  | Unknown, Non-Lead | 1990 | No |  |  |  | Non-lead
040595 | 1220 SUGARLOAF BLVD |  | Polytube | Yes |  | 2024-06-11 |  | PVC | 1971 | Yes |  | 2024-06-11 |  | Non-lead
040596 | L14 29 6TH AVE |  | Polytube | Yes |  | 2023-03-08 |  | PVC | 1965 | Yes |  | 2023-03-08 |  | Non-lead
040597 | 111 80TH ST |  | Unknown, Non-Lead | Yes |  | 2017-12-19 |  | Unknown, Non-Lead | 1993 | Yes |  | 2017-12-19 |  | Non-lead
040598 | W OCEAN -L26 DR |  | Polytube | Yes |  | 2022-09-02 |  | PVC | 1973 | Yes |  | 2022-09-02 |  | Non-lead
040599 | 207 ANGLERS SOUTH DR |  | Unknown, Non-Lead | Yes |  | 2021-10-01 |  | Unknown, Non-Lead | 1992 | Yes |  | 2021-10-01 |  | Non-lead
040600 | 3 OCEAN EAST |  | Polytube | Yes |  | 2023-01-18 |  | PVC | 1990 | Yes |  | 2023-01-18 |  | Non-lead
040601 | 241 12TH ST |  | Unknown, Non-Lead | Yes |  | 2019-10-15 |  | Unknown, Non-Lead | 1991 | Yes |  | 2019-10-15 |  | Non-lead
040602 | 38 6TH ST |  | Polytube | Yes |  | 2022-10-22 |  | PVC | 1960 | Yes |  | 2022-10-22 |  | Non-lead
040603 | 908 FLEMING ST |  | Unknown, Non-Lead | Yes |  | 2019-07-08 |  | Unknown, Non-Lead | 2008 | Yes |  | 2019-07-08 |  | Non-lead
040604 | APT 5 313 CATHERINE ST |  | Polytube | Yes |  | 2022-06-21 |  | PVC | 1983 | Yes |  | 2022-06-21 |  | Non-lead
040605 | APT E 806 THOMAS ST |  | Polytube | Yes |  | 2023-12-08 |  | PVC | 1954 | Yes |  | 2023-12-08 |  | Non-lead
040606 | APT 327 800 EMMA ST |  | Unknown, Non-Lead | Yes |  | 2019-02-11 |  | Unknown, Non-Lead | 1991 | Yes |  | 2019-02-11 |  | Non-lead
040607 | APT 411 800 EMMA ST |  | Unknown, Non-Lead | Yes |  | 2019-04-30 |  | Unknown, Non-Lead | 1991 | Yes |  | 2019-04-30 |  | Non-lead
040608 | APT 412 800 EMMA ST |  | Unknown, Non-Lead | Yes |  | 2024-03-13 |  | Unknown, Non-Lead | 1991 | Yes |  | 2024-03-13 |  | Non-lead
040609 | APT 413 800 EMMA ST |  | PVC | Yes |  | 2022-08-03 |  | PVC | 1991 | Yes |  | 2022-08-03 |  | Non-lead
040610 | APT F 806 THOMAS ST |  | Polytube | Yes |  | 2023-05-04 |  | PVC | 1954 | Yes |  | 2023-05-04 |  | Non-lead
040611 | UNIT G 806 THOMAS ST |  | Polytube | Yes |  | 2023-05-04 |  | PVC | 1954 | Yes |  | 2023-05-04 |  | Non-lead
040612 | APT H 806 THOMAS ST |  | Unknown | Yes |  | 2024-09-04 |  | PVC | 1954 | Yes |  | 2024-09-04 |  | Lead Status Unknown
040613 | APT I 806 THOMAS ST |  | Polytube | Yes |  | 2023-05-04 |  | PVC | 1954 | Yes |  | 2023-05-04 |  | Non-lead
040614 | APT J 806 THOMAS ST |  | Polytube | Yes |  | 2023-05-04 |  | PVC | 1954 | Yes |  | 2023-05-04 |  | Non-lead
040615 | STOP LAUNDRY 806 THOMAS ST |  | Polytube | Yes |  | 2023-05-04 |  | PVC | 1954 | Yes |  | 2023-05-04 |  | Non-lead
040616 | 142 PUEBLO ST |  | Unknown, Non-Lead | Yes |  | 2022-02-15 |  | Unknown, Non-Lead | 1991 | Yes |  | 2022-02-15 |  | Non-lead
040617 | 146 TEQUESTA ST |  | Unknown, Non-Lead | Yes |  | 2023-07-12 |  | Unknown, Non-Lead | 1990 | Yes |  | 2023-07-12 |  | Non-lead
040618 | 195 N COCONUT PALM BLVD |  | Polytube | Yes |  | 2022-06-14 |  | PVC | 1970 | Yes |  | 2022-06-14 |  | Non-lead
040619 | 151 PACIFIC AVE |  | Unknown, Non-Lead | Yes |  | 2022-03-18 |  | Unknown, Non-Lead | 1990 | Yes |  | 2022-03-18 |  | Non-lead
040620 | 71 W PLAZA DEL SOL |  | Polytube | Yes |  | 2022-06-30 |  | PVC | 1985 | Yes |  | 2022-06-30 |  | Non-lead
040621 | 21085 HAMILTON AVE |  | Unknown, Non-Lead | No |  |  |  | Unknown, Non-Lead | 1989 | No |  |  |  | Non-lead
040622 | 17077 BONITA WEST LN |  | Unknown, Non-Lead | No |  |  |  | Unknown, Non-Lead | 1990 | No |  |  |  | Non-lead
040623 | SLIP M01 1801 N ROOSEVELT BLVD |  | PVC | Yes |  | 2022-07-12 |  | PVC | 1983 | Yes |  | 2022-07-12 |  | Non-lead
040624 | 811 3RD ST |  | Unknown, Non-Lead | Yes |  | 2022-06-01 |  | Unknown, Non-Lead | 1988 | Yes |  | 2022-06-01 |  | Non-lead
040625 | 809 3RD ST |  | Unknown, Non-Lead | Yes |  | 2018-08-31 |  | Unknown, Non-Lead | 1990 | Yes |  | 2018-08-31 |  | Non-lead
040626 | 437 LAGUNA AVE |  | Unknown, Non-Lead | Yes |  | 2021-11-18 |  | Unknown, Non-Lead | 1990 | Yes |  | 2021-11-18 |  | Non-lead
040627 | 77255 OVERSEAS HWY |  | Polytube | Yes |  | 2022-07-07 |  | PVC | 1969 | Yes |  | 2022-07-07 |  | Non-lead
040628 | 141 SAPODILLA DR |  | Polytube | Yes |  | 2022-11-18 |  | PVC | 2000 | Yes |  | 2022-11-18 |  | Non-lead
040629 | 148 KEY HEIGHTS DR |  | Polytube | Yes |  | 2022-08-22 |  | PVC | 1991 | Yes |  | 2022-08-22 |  | Non-lead
040630 | 176 INDIAN MOUND TR |  | Polytube | Yes |  | 2023-10-19 |  | PVC | 1990 | Yes |  | 2023-10-19 |  | Non-lead
040631 | 29156 TULIP LANE |  | Unknown, Non-Lead | No |  |  |  | Unknown, Non-Lead | 1989 | No |  |  |  | Non-lead
040632 | SLIP S01 1801 N ROOSEVELT BLVD |  | PVC | Yes |  | 2022-07-12 |  | PVC | 1983 | Yes |  | 2022-07-12 |  | Non-lead
040633 | 343 LES ROHDE RD |  | Unknown, Non-Lead | No |  |  |  | Unknown, Non-Lead | 1990 | No |  |  |  | Non-lead
040634 | 22362 LA FITTE DR |  | Polytube | Yes |  | 2022-11-09 |  | PVC | 1986 | Yes |  | 2022-11-09 |  | Non-lead
040635 | 19 DRIFTWOOD DR |  | Polytube | Yes |  | 2022-05-09 |  | PVC | 1991 | Yes |  | 2022-05-09 |  | Non-lead
040636 | 17197 BONITA LN W |  | Unknown, Non-Lead | No |  |  |  | Unknown, Non-Lead | 1990 | No |  |  |  | Non-lead
040637 | 1656 PINE CHANNEL DRI |  | Polytube | Yes |  | 2022-02-22 |  | PVC | 1990 | Yes |  | 2022-02-22 |  | Non-lead
040638 | APT UP 2007 FLAGLER AVE |  | PVC | Yes |  | 2022-08-26 |  | Copper | 1938 | Yes |  | 2022-08-26 |  | Non-lead
040639 | 54 PELICAN LANE |  | Unknown, Non-Lead | Yes |  | 2022-02-24 |  | Unknown, Non-Lead | 1990 | Yes |  | 2022-02-24 |  | Non-lead
040640 | 31169 G AVE |  | Unknown, Non-Lead | Yes |  | 2020-01-31 |  | Unknown, Non-Lead | 2021 | Yes |  | 2020-01-31 |  | Non-lead
040641 | 624 UNITED ST |  | Polytube | Yes |  | 2020-11-16 |  | Polytube | 1908 | Yes |  | 2020-11-16 |  | Non-Lead
040642 | 122 LORELANE PL |  | Unknown, Non-Lead | Yes |  | 2021-01-05 |  | Unknown, Non-Lead | 1991 | Yes |  | 2021-01-05 |  | Non-lead
040643 | 9 TORCHWOOD LN |  | Unknown, Non-Lead | Yes |  | 2024-10-02 |  | Unknown, Non-Lead | 1990 | Yes |  | 2024-10-02 |  | Non-lead
040644 | 9 TORCHWOOD LN (SPRINKLERS) |  | Unknown, Non-Lead | Yes |  | 2020-03-12 |  | Unknown, Non-Lead | 1990 | Yes |  | 2020-03-12 |  | Non-lead
040645 | 822 EGRET LN |  | Polytube | Yes |  | 2023-12-13 |  | PVC | 2015 | Yes |  | 2023-12-13 |  | Non-lead
040646 | 878 ELLEN DR |  | Polytube | Yes |  | 2023-02-09 |  | PVC | 1984 | Yes |  | 2023-02-09 |  | Non-lead
040647 | UNIT 101 115 FRONT ST |  | Unknown, Non-Lead | Yes |  | 2023-08-10 |  | Unknown, Non-Lead | 1991 | Yes |  | 2023-08-10 |  | Non-lead
040648 | UNIT 102 115 FRONT ST |  | PVC | Yes |  | 2023-02-10 |  | Copper | 1991 | Yes |  | 2023-02-10 |  | Non-lead
040649 | UNIT 103 115 FRONT ST |  | Unknown, Non-Lead | Yes |  | 2021-03-19 |  | Copper | 1991 | Yes |  | 2021-03-19 |  | Non-lead
040650 | UNIT 104 115 FRONT ST |  | Unknown, Non-Lead | Yes |  | 2021-09-07 |  | Unknown, Non-Lead | 1991 | Yes |  | 2021-09-07 |  | Non-lead
040651 | UNIT 105 113 FRONT ST |  | PVC | Yes |  | 2023-02-10 |  | Copper | 1991 | Yes |  | 2023-02-10 |  | Non-lead
040652 | UNIT 106 113 FRONT ST |  | Unknown, Non-Lead | No |  |  |  | Unknown, Non-Lead | 1991 | No |  |  |  | Non-lead
040653 | UNIT 107 113 FRONT ST |  | Unknown, Non-Lead | No |  |  |  | Unknown, Non-Lead | 1991 | No |  |  |  | Non-lead
040654 | UNIT 108 113 FRONT ST |  | PVC | Yes |  | 2023-02-10 |  | Copper | 1991 | Yes |  | 2023-02-10 |  | Non-lead
040655 | UNIT 201 115 FRONT ST |  | Unknown, Non-Lead | Yes |  | 2023-02-10 |  | Copper | 1991 | Yes |  | 2023-02-10 |  | Non-lead
040656 | #202 115 FRONT ST |  | Unknown, Non-Lead | Yes |  | 2023-02-16 |  | Copper | 1991 | Yes |  | 2023-02-16 |  | Non-lead
040657 | #203 115 FRONT ST |  | Unknown, Non-Lead | Yes |  | 2023-02-10 |  | Copper | 1991 | Yes |  | 2023-02-10 |  | Non-lead
040658 | UNIT 204 115 FRONT ST |  | Unknown, Non-Lead | No |  |  |  | Unknown, Non-Lead | 1991 | No |  |  |  | Non-lead
040659 | UNIT 205 113 FRONT ST |  | PVC | Yes |  | 2023-02-10 |  | Copper | 1991 | Yes |  | 2023-02-10 |  | Non-lead
040661 | UNIT 206 113 FRONT ST |  | Unknown, Non-Lead | Yes |  | 2021-02-03 |  | Unknown, Non-Lead | 1991 | Yes |  | 2021-02-03 |  | Non-lead
040662 | UNIT 208 113 FRONT ST |  | PVC | Yes |  | 2023-02-10 |  | Copper | 1991 | Yes |  | 2023-02-10 |  | Non-lead
040663 | UNIT 301 115 FRONT ST |  | Unknown, Non-Lead | Yes |  | 2019-06-10 |  | Unknown, Non-Lead | 1991 | Yes |  | 2019-06-10 |  | Non-lead
040664 | UNIT 302 115 FRONT ST |  | PVC | Yes |  | 2022-10-25 |  | Copper | 1991 | Yes |  | 2022-10-25 |  | Non-lead
040665 | UNIT 303 115 FRONT ST |  | Unknown, Non-Lead | Yes |  | 2020-02-06 |  | Unknown, Non-Lead | 1991 | Yes |  | 2020-02-06 |  | Non-lead
040666 | #304 115 FRONT ST |  | Unknown, Non-Lead | Yes |  | 2022-02-07 |  | Unknown, Non-Lead | 1991 | Yes |  | 2022-02-07 |  | Non-lead
040667 | UNIT 305 113 FRONT ST |  | Unknown, Non-Lead | Yes |  | 2022-02-04 |  | Unknown, Non-Lead | 1991 | Yes |  | 2022-02-04 |  | Non-lead
040668 | #306 113 FRONT ST |  | Unknown, Non-Lead | Yes |  | 2022-03-10 |  | Unknown, Non-Lead | 1991 | Yes |  | 2022-03-10 |  | Non-lead
040669 | #307 113 FRONT ST |  | Unknown, Non-Lead | Yes |  | 2022-02-07 |  | Unknown, Non-Lead | 1991 | Yes |  | 2022-02-07 |  | Non-lead
040670 | UNIT 308 113 FRONT ST |  | Unknown, Non-Lead | Yes |  | 2019-05-13 |  | Unknown, Non-Lead | 1991 | Yes |  | 2019-05-13 |  | Non-lead
040671 | UNIT 109 109 FRONT ST |  | Copper | Yes |  | 2023-01-27 |  | Copper | 1991 | Yes |  | 2023-01-27 |  | Non-lead
040672 | UNIT 110 109 FRONT ST |  | Unknown, Non-Lead | Yes |  | 2023-01-27 |  | Unknown, Non-Lead | 1991 | Yes |  | 2023-01-27 |  | Non-lead
040673 | UNIT 111 109 FRONT ST |  | Copper | Yes |  | 2023-01-30 |  | Copper | 1991 | Yes |  | 2023-01-30 |  | Non-lead
040674 | UNIT 112 109 FRONT ST |  | Copper | Yes |  | 2023-01-30 |  | Copper | 1991 | Yes |  | 2023-01-30 |  | Non-lead
040675 | UNIT 113 109 FRONT ST |  | Unknown, Non-Lead | Yes |  | 2024-04-19 |  | Unknown, Non-Lead | 1991 | Yes |  | 2024-04-19 |  | Non-lead
040676 | UNIT 114 109 FRONT ST |  | Copper | Yes |  | 2023-01-27 |  | Copper | 1991 | Yes |  | 2023-01-27 |  | Non-lead
040677 | UNIT 115 107 FRONT ST |  | PVC | Yes |  | 2023-01-27 |  | Copper | 1991 | Yes |  | 2023-01-27 |  | Non-lead
040678 | UNIT 116 107 FRONT ST |  | PVC | Yes |  | 2023-01-27 |  | Copper | 1991 | Yes |  | 2023-01-27 |  | Non-lead
040679 | UNIT 117 107 FRONT ST |  | Copper | Yes |  | 2024-08-26 |  | PVC | 1991 | Yes |  | 2024-08-26 |  | Non-lead
040680 | UNIT 118 107 FRONT ST |  | PVC | Yes |  | 2023-01-30 |  | Copper | 1991 | Yes |  | 2023-01-30 |  | Non-lead
040681 | UNIT 119 105 FRONT ST |  | Unknown, Non-Lead | Yes |  | 2019-11-04 |  | PVC | 1991 | Yes |  | 2019-11-04 |  | Non-lead
040682 | UNIT 120 105 FRONT ST |  | Unknown, Non-Lead | No |  |  |  | Unknown, Non-Lead | 1991 | No |  |  |  | Non-lead
040683 | UNIT 121 105 FRONT ST |  | Unknown, Non-Lead | No |  |  |  | Unknown, Non-Lead | 1991 | No |  |  |  | Non-lead
040684 | UNIT 122 105 FRONT ST |  | Polytube | No |  |  |  | Copper | 1991 | No |  |  |  | Non-lead
040685 | UNIT 209 109 FRONT ST |  | PVC | Yes |  | 2023-01-30 |  | Copper | 1991 | Yes |  | 2023-01-30 |  | Non-lead
040686 | UNIT 210 109 FRONT ST |  | PVC | Yes |  | 2022-06-15 |  | Copper | 1991 | Yes |  | 2022-06-15 |  | Non-lead
040687 | UNIT 211 109 FRONT ST |  | PVC | Yes |  | 2023-01-27 |  | Copper | 1991 | Yes |  | 2023-01-27 |  | Non-lead
040688 | UNIT 212 109 FRONT ST |  | PVC | Yes |  | 2023-01-27 |  | Copper | 1991 | Yes |  | 2023-01-27 |  | Non-lead
040689 | UNIT 213 107 FRONT ST |  | PVC | Yes |  | 2023-01-25 |  | Copper | 1991 | Yes |  | 2023-01-25 |  | Non-lead
040690 | UNIT 214 109 FRONT ST |  | PVC | Yes |  | 2024-03-26 |  | Copper | 1991 | Yes |  | 2024-03-26 |  | Non-lead
040691 | UNIT 215 107 FRONT ST |  | Unknown, Non-Lead | Yes |  | 2023-01-27 |  | Copper | 1991 | Yes |  | 2023-01-27 |  | Non-lead
040692 | UNIT 216 107 FRONT ST |  | Unknown, Non-Lead | Yes |  | 2024-07-15 |  | Unknown, Non-Lead | 1991 | Yes |  | 2024-07-15 |  | Non-lead
040693 | UNIT 217 107 FRONT ST |  | PVC | Yes |  | 2023-10-12 |  | Copper | 1991 | Yes |  | 2023-10-12 |  | Non-lead
040694 | UNIT 218 105 FRONT ST |  | Unknown, Non-Lead | No |  |  |  | Unknown, Non-Lead | 1991 | No |  |  |  | Non-lead
040695 | UNIT 219 105 FRONT ST |  | Unknown, Non-Lead | No |  |  |  | Unknown, Non-Lead | 1991 | No |  |  |  | Non-lead
040696 | UNIT 220 105 FRONT ST |  | Unknown, Non-Lead | Yes |  | 2022-09-09 |  | Unknown, Non-Lead | 1991 | Yes |  | 2022-09-09 |  | Non-lead
040697 | #309 109 FRONT ST |  | Unknown, Non-Lead | Yes |  | 2023-01-27 |  | Unknown, Non-Lead | 1991 | Yes |  | 2023-01-27 |  | Non-lead
040698 | UNIT 310 109 FRONT ST |  | Unknown, Non-Lead | Yes |  | 2021-08-04 |  | Unknown, Non-Lead | 1991 | Yes |  | 2021-08-04 |  | Non-lead
040699 | #311 109 FRONT ST |  | Copper | Yes |  | 2023-01-27 |  | PVC | 1991 | Yes |  | 2023-01-27 |  | Non-lead
040700 | UNIT 312 109 FRONT ST |  | PVC | Yes |  | 2024-02-07 |  | Copper | 1991 | Yes |  | 2024-02-07 |  | Non-lead
040701 | UNIT 313 109 FRONT ST |  | PVC | Yes |  | 2023-01-27 |  | Copper | 1991 | Yes |  | 2023-01-27 |  | Non-lead
040702 | #314 109 FRONT ST |  | Unknown, Non-Lead | No |  |  |  | Unknown, Non-Lead | 1991 | No |  |  |  | Non-lead
040703 | UNIT 315 107 FRONT ST |  | PVC | Yes |  | 2023-01-25 |  | Copper | 1991 | Yes |  | 2023-01-25 |  | Non-lead
040704 | UNIT 316 107 FRONT ST |  | PVC | Yes |  | 2023-01-27 |  | Copper | 1991 | Yes |  | 2023-01-27 |  | Non-lead
040705 | UNIT 317 107 FRONT ST |  | Unknown, Non-Lead | Yes |  | 2019-02-22 |  | Unknown, Non-Lead | 1991 | Yes |  | 2019-02-22 |  | Non-lead
040706 | UNIT 319 105 FRONT ST |  | Unknown, Non-Lead | No |  |  |  | Copper | 1991 | No |  |  |  | Non-lead
040707 | #320 105 FRONT ST |  | Unknown, Non-Lead | No |  |  |  | Unknown, Non-Lead | 1991 | No |  |  |  | Non-lead
040708 | 15 BLUEWATER DR |  | Polytube | Yes |  | 2022-08-05 |  | Copper | 1990 | Yes |  | 2022-08-05 |  | Non-lead
040709 | 153 IROQUOIS DR |  | Unknown, Non-Lead | Yes |  | 2018-08-17 |  | Polytube | 1990 | Yes |  | 2018-08-17 |  | Non-lead
040710 | 104 SUNSET LN |  | Polytube | Yes |  | 2022-07-19 |  | PVC | 1975 | Yes |  | 2022-07-19 |  | Non-lead
040711 | 475 BAHIA AVE |  | Unknown, Non-Lead | No |  |  |  | Unknown, Non-Lead | 1990 | No |  |  |  | Non-lead
040712 | 232 2ND RD |  | Unknown, Non-Lead | Yes |  | 2018-11-19 |  | Unknown, Non-Lead | 1991 | Yes |  | 2018-11-19 |  | Non-lead
040713 | 65 MUTINY PL |  | Unknown, Non-Lead | Yes |  | 2022-04-04 |  | PVC | 1996 | Yes |  | 2022-04-04 |  | Non-lead
040714 | 716 CHAPMAN LN |  | Polytube | Yes |  | 2022-07-12 |  | PVC | 1929 | Yes |  | 2022-07-12 |  | Non-lead
040715 | 17018 WAHOO LN |  | Unknown, Non-Lead | Yes |  | 2024-01-11 |  | PVC | 1991 | Yes |  | 2024-01-11 |  | Non-lead
040716 | 2800 N ROOSEVELT OVERSEAS MARKET BLVD |  | Cast Iron | Yes |  | 2023-05-04 |  | Cast Iron | 1974 | Yes |  | 2023-05-04 |  | Non-lead
040717 | 22931 HAWKINS LANE |  | Polytube | Yes |  | 2023-03-02 |  | PVC | 1991 | Yes |  | 2023-03-02 |  | Non-lead
040718 | 127 GRASSY RD |  | Unknown, Non-Lead | Yes |  | 2022-09-09 |  | Unknown, Non-Lead | 1990 | Yes |  | 2022-09-09 |  | Non-lead
040719 | 134 PALM LN |  | Unknown, Non-Lead | Yes |  | 2021-06-21 |  | Unknown, Non-Lead | 1990 | Yes |  | 2021-06-21 |  | Non-lead
040720 | 254 JASMINE ST |  | Unknown, Non-Lead | No |  |  |  | Unknown, Non-Lead | 1990 | No |  |  |  | Non-lead
040721 | 432 BAHIA HONDA RD |  | Polytube | Yes |  | 2024-05-20 |  | PVC | 1967 | Yes |  | 2024-05-20 |  | Non-lead
040722 | 9838 LEEWARD BLDG C AVE |  | Copper | Yes |  | 2023-05-04 |  | Copper | 1981 | Yes |  | 2023-05-04 |  | Non-lead
040723 | X 6TH ADDTION 20870 W 6TH AVE |  | Unknown, Non-Lead | No |  |  |  | Unknown, Non-Lead | 1990 | No |  |  |  | Non-lead
040724 | 20849 7TH WEST AVE |  | Unknown, Non-Lead | No |  |  |  | Unknown, Non-Lead | 1990 | No |  |  |  | Non-lead
040725 | 530 SAWYER DR |  | Polytube | Yes |  | 2022-08-11 |  | PVC | 1990 | Yes |  | 2022-08-11 |  | Non-lead
040726 | 738 PRADO CIR |  | Unknown, Non-Lead | Yes |  | 2020-10-28 |  | Unknown, Non-Lead | 1990 | Yes |  | 2020-10-28 |  | Non-lead
040727 | 19547 CALOOSA ST |  | Unknown, Non-Lead | Yes |  | 2024-08-30 |  | Unknown, Non-Lead | 1989 | Yes |  | 2024-08-30 |  | Non-lead
040728 | 124 STROMBOLI DR |  | Unknown, Non-Lead | Yes |  | 2021-04-19 |  | Unknown, Non-Lead | 1991 | Yes |  | 2021-04-19 |  | Non-lead
040729 | 160 INDIAN MOUND TR |  | Unknown, Non-Lead | Yes |  | 2021-04-30 |  | Unknown, Non-Lead | 1991 | Yes |  | 2021-04-30 |  | Non-lead
040730 | 813 BONITO LN |  | Unknown, Non-Lead | Yes |  | 2021-08-09 |  | Unknown, Non-Lead | 1988 | Yes |  | 2021-08-09 |  | Non-lead
040731 | 119 BLUE HARBOR DR |  | Unknown, Non-Lead | Yes |  | 2021-02-18 |  | PVC | 2019 | Yes |  | 2021-02-18 |  | Non-lead
040733 | 150 SHORE LN |  | Polytube | Yes |  | 2022-07-08 |  | PVC | 1981 | Yes |  | 2022-07-08 |  | Non-lead
040734 | 6850 OVERSEAS Hwy |  | Polytube | Yes |  | 2024-04-25 |  | PVC |  | Yes |  | 2024-04-25 |  | Non-lead
040735 | 3635 TRADEWINDS ST |  | Unknown, Non-Lead | Yes |  | 2021-07-26 |  | Unknown, Non-Lead | 1990 | Yes |  | 2021-07-26 |  | Non-lead
040736 | 12703 OVERSEAS HWY |  | Unknown, Non-Lead | Yes |  | 2023-11-29 |  | Unknown, Non-Lead | 1990 | Yes |  | 2023-11-29 |  | Non-lead
040737 | 12701 OVERSEAS HWY |  | Unknown, Non-Lead | Yes |  | 2017-10-19 |  | Unknown, Non-Lead | 1990 | Yes |  | 2017-10-19 |  | Non-lead
040738 | 12699 OVERSEAS HWY |  | Unknown, Non-Lead | No |  |  |  | Unknown, Non-Lead | 1990 | No |  |  |  | Non-lead
040739 | 382 E CARRIBEAN DR |  | Polytube | Yes |  | 2023-04-24 |  | PVC | 1986 | Yes |  | 2023-04-24 |  | Non-lead
040740 | 213 INDIES RD |  | Unknown, Non-Lead | No |  |  |  | Unknown, Non-Lead | 1993 | No |  |  |  | Non-lead
040743 | SLIP D02 1801 N ROOSEVELT BLVD |  | PVC | Yes |  | 2022-07-12 |  | PVC | 1983 | Yes |  | 2022-07-12 |  | Non-lead
040746 | SLIP D16 1801 N ROOSEVELT BLVD |  | Polytube | Yes |  | 2022-07-12 |  | Unknown | 1983 | Yes |  | 2022-07-12 |  | Lead Status Unknown
040749 | SLIP D07 1801 N ROOSEVELT BLVD |  | Polytube | Yes |  | 2022-07-12 |  | Unknown | 1983 | Yes |  | 2022-07-12 |  | Lead Status Unknown
040750 | SLIP D14 1801 N ROOSEVELT BLVD |  | Polytube | Yes |  | 2022-07-12 |  | Unknown | 1983 | Yes |  | 2022-07-12 |  | Lead Status Unknown
040751 | 2236 SAN REMO DR |  | Unknown, Non-Lead | No |  |  |  | Unknown, Non-Lead | 1990 | No |  |  |  | Non-lead
040752 | APT UP 2416 PATTERSON AVE |  | Polytube | Yes |  | 2023-05-04 |  | Polytube | 1943 | Yes |  | 2023-05-04 |  | Non-lead
040753 | 27994 WINSOM AVE |  | Unknown, Non-Lead | Yes |  | 2018-06-06 |  | Unknown, Non-Lead | 1990 | Yes |  | 2018-06-06 |  | Non-lead
040754 | 18 EMERALD DR |  | Polytube | Yes |  | 2024-02-28 |  | PVC | 1990 | Yes |  | 2024-02-28 |  | Non-lead
040755 | GUARD 500 BURTON DR |  | Polytube | Yes |  | 2022-05-19 |  | PVC | 1990 | Yes |  | 2022-05-19 |  | Non-lead
040756 | 233 BUTTONWOOD SHORES DR |  | Unknown, Non-Lead | Yes |  | 2021-06-03 |  | Unknown, Non-Lead | 1990 | Yes |  | 2021-06-03 |  | Non-lead
040757 | 162 INDIAN MOUND TR |  | Unknown, Non-Lead | No |  |  |  | Unknown, Non-Lead | 1992 | No |  |  |  | Non-lead
040758 | 214 APACHE ST |  | Unknown, Non-Lead | No |  |  |  | Unknown, Non-Lead | 1990 | No |  |  |  | Non-lead
040759 | 21 TAMARIND LN |  | Unknown, Non-Lead | Yes |  | 2020-03-10 |  | Unknown, Non-Lead | 1990 | Yes |  | 2020-03-10 |  | Non-lead
040760 | 29 SOUTH DR |  | Polytube | Yes |  | 2024-03-19 |  | PVC | 1972 | Yes |  | 2024-03-19 |  | Non-lead
040761 | 17255 KEYSTONE LN E |  | Unknown, Non-Lead | Yes |  | 2021-06-29 |  | PVC | 1990 | Yes |  | 2021-06-29 |  | Non-lead
040762 | 11098 1ST GULF AVE |  | Polytube | Yes |  | 2023-04-17 |  | PVC | 1991 | Yes |  | 2023-04-17 |  | Non-lead
040763 | 600 CAMINO REAL ST |  | Unknown, Non-Lead | Yes |  | 2021-03-17 |  | PVC | 1991 | Yes |  | 2021-03-17 |  | Non-lead
040764 | 102 799 W OCEAN Dr |  | Unknown, Non-Lead | No |  |  |  | Unknown, Non-Lead | 1990 | No |  |  |  | Non-lead
040765 | 1058 W OCEAN DR |  | Polytube | Yes |  | 2023-11-16 |  | PVC | 1990 | Yes |  | 2023-11-16 |  | Non-lead
040766 | RSIDE 1048 W OCEAN DR |  | Polytube | Yes |  | 2024-04-18 |  | PVC | 1990 | Yes |  | 2024-04-18 |  | Non-lead
040767 | 30820 GRANADA AVE |  | Polytube | Yes |  | 2017-03-27 |  | PVC | 1990 | Yes |  | 2017-03-27 |  | Non-lead
040768 | 679 PINE LANE |  | Unknown, Non-Lead | Yes |  | 2019-06-19 |  | Unknown, Non-Lead | 1990 | Yes |  | 2019-06-19 |  | Non-lead
040769 | 1010 DOVE RD |  | Unknown, Non-Lead | Yes |  | 2018-10-17 |  | Unknown, Non-Lead | 1990 | Yes |  | 2018-10-17 |  | Non-lead
040770 | 172 SEMINOLE BLVD |  | Unknown, Non-Lead | No |  |  |  | Unknown, Non-Lead | 1990 | No |  |  |  | Non-lead
040771 | UNIT M24 87851 OLD HWY |  | Unknown, Non-Lead | Yes |  | 2022-04-18 |  | Unknown, Non-Lead | 1989 | Yes |  | 2022-04-18 |  | Non-lead
040772 | 144 KAHIKI DR |  | Unknown, Non-Lead | Yes |  | 2022-05-10 |  | Unknown, Non-Lead | 1989 | Yes |  | 2022-05-10 |  | Non-lead
040773 | 136 SEASHORE DR |  | Unknown, Non-Lead | Yes |  | 2021-01-25 |  | Unknown, Non-Lead | 1998 | Yes |  | 2021-01-25 |  | Non-lead
040774 | 231 W INDIES DR |  | Unknown, Non-Lead | Yes |  | 2017-11-30 |  | Unknown, Non-Lead | 1990 | Yes |  | 2017-11-30 |  | Non-lead
040775 | 520 BARRY AVE |  | Unknown, Non-Lead | Yes |  | 2018-06-26 |  | PVC | 1990 | Yes |  | 2018-06-26 |  | Non-lead
040776 | 1405 UNITED ST |  | Polytube | Yes |  | 2024-07-12 |  | PVC | 1970 | Yes |  | 2024-07-12 |  | Non-lead
040777 | 21045 HAMILTON ST AVE |  | Unknown, Non-Lead | No |  |  |  | Unknown, Non-Lead | 1990 | No |  |  |  | Non-lead
040778 | 144 S AIRPORT RD |  | Polytube | Yes |  | 2022-05-12 |  | PVC | 1991 | Yes |  | 2022-05-12 |  | Non-lead
040779 | 64 SUNSET CAY RD |  | Unknown, Non-Lead | Yes |  | 2022-08-09 |  | PVC | 1991 | Yes |  | 2022-08-09 |  | Non-lead
040780 | 108 PALO DE ORO DR |  | Unknown, Non-Lead | No |  |  |  | Unknown, Non-Lead | 1990 | No |  |  |  | Non-lead
040781 | 437 S COCONUT PALM BLVD |  | Polytube | Yes |  | 2022-06-13 |  | PVC | 1984 | Yes |  | 2022-06-13 |  | Non-lead
040782 | LAKESIDE FL45A LN |  | Copper | Yes |  | 2022-09-30 |  | PVC | 1970 | Yes |  | 2022-09-30 |  | Non-lead
040783 | 2323 HARRIS AVE |  | Unknown, Non-Lead | No |  |  |  | Unknown, Non-Lead | 2002 | No |  |  |  | Non-lead
040784 | 802 BLUE HERON LN |  | Unknown, Non-Lead | Yes |  | 2023-01-23 |  | Unknown, Non-Lead | 1988 | Yes |  | 2023-01-23 |  | Non-lead
040785 | 40 PALM BEACH P/L10 DR |  | Unknown, Non-Lead | No |  |  |  | Unknown, Non-Lead | 1990 | No |  |  |  | Non-lead
040786 | 108 SEASHORE DR |  | Unknown, Non-Lead | Yes |  | 2022-11-16 |  | Unknown, Non-Lead | 1990 | Yes |  | 2022-11-16 |  | Non-lead
040787 | 33 S HARBOR DR |  | Polytube | Yes |  | 2019-02-21 |  | PVC | 1983 | Yes |  | 2019-02-21 |  | Non-lead
040788 | 26 MANGROVE LN |  | Unknown, Non-Lead | Yes |  | 2020-11-10 |  | PVC | 1990 | Yes |  | 2020-11-10 |  | Non-lead
040789 | 508 SHORE DR |  | Polytube | Yes |  | 2022-07-06 |  | PVC | 1960 | Yes |  | 2022-07-06 |  | Non-lead
040790 | 165 SUGARLOAF DR |  | Polytube | Yes |  | 2023-08-02 |  | PVC | 1990 | Yes |  | 2023-08-02 |  | Non-lead
040791 | 195 N AIRPORT DR |  | Polytube | Yes |  | 2023-04-24 |  | PVC | 1985 | Yes |  | 2023-04-24 |  | Non-lead
040792 | 451 LIME DR |  | Unknown, Non-Lead | No |  |  |  | Unknown, Non-Lead | 1991 | No |  |  |  | Non-lead
040793 | 680 N LAKE DR |  | Unknown, Non-Lead | Yes |  | 2020-01-17 |  | PVC | 1991 | Yes |  | 2020-01-17 |  | Non-lead
040794 | 238 NAVAJO ST |  | Polytube | Yes |  | 2022-06-03 |  | PVC | 1960 | Yes |  | 2022-06-03 |  | Non-lead
040795 | 386 LAGUNA AVE |  | Polytube | Yes |  | 2022-07-07 |  | PVC | 1983 | Yes |  | 2022-07-07 |  | Non-lead
040796 | 131 TEQUESTA ST |  | Polytube | Yes |  | 2024-06-13 |  | PVC | 1972 | Yes |  | 2024-06-13 |  | Non-lead
040797 | 2712 HARRIS AVE |  | Polytube | Yes |  | 2022-08-19 |  | PVC | 1990 | Yes |  | 2022-08-19 |  | Non-lead
040799 | 785 BLACKBEARD RD |  | Unknown, Non-Lead | Yes |  | 2018-10-18 |  | Unknown, Non-Lead | 1990 | Yes |  | 2018-10-18 |  | Non-lead
040800 | 3866 DYER RD |  | Unknown, Non-Lead | Yes |  | 2024-06-17 |  | Unknown, Non-Lead | 1990 | Yes |  | 2024-06-17 |  | Non-lead
040801 | 221 CORSAIR RD |  | Unknown, Non-Lead | Yes |  | 2023-12-08 |  | Unknown, Non-Lead | 1990 | Yes |  | 2023-12-08 |  | Non-lead
040802 | 2550 MANOR LN |  | Unknown, Non-Lead | Yes |  | 2020-12-21 |  | Unknown, Non-Lead | 1991 | Yes |  | 2020-12-21 |  | Non-lead
040803 | LOT 018 1571 OVERSEAS HWY |  | PVC | Yes |  | 2022-05-17 |  | PVC | 1952 | Yes |  | 2022-05-17 |  | Non-lead
040804 | 120 CAMINO REAL |  | Polytube | Yes |  | 2023-03-23 |  | PVC | 1976 | Yes |  | 2023-03-23 |  | Non-lead
040805 | 136 MOCKINGBIRD LANE |  | Unknown, Non-Lead | Yes |  | 2022-03-30 |  | PVC | 2021 | Yes |  | 2022-03-30 |  | Non-lead
040806 | 130 BESSIE RD |  | Polytube | Yes |  | 2022-05-17 |  | PVC | 1975 | Yes |  | 2022-05-17 |  | Non-lead
040807 | 718 BARCELONA RD |  | Polytube | Yes |  | 2023-02-08 |  | PVC | 1981 | Yes |  | 2023-02-08 |  | Non-lead
040808 | 902 S EMERALD DR |  | Unknown, Non-Lead | Yes |  | 2023-09-13 |  | Unknown, Non-Lead | 1990 | Yes |  | 2023-09-13 |  | Non-lead
040809 | 24 NORTH DR |  | Unknown, Non-Lead | Yes |  | 2022-01-07 |  | Unknown, Non-Lead | 1990 | Yes |  | 2022-01-07 |  | Non-lead
040810 | 92003 OVERSEAS HWY |  | Polytube | Yes |  | 2023-02-13 |  | PVC | 1962 | Yes |  | 2023-02-13 |  | Non-lead
040811 | LOCATION FIRE METER 3930 S ROOSEVELT BLVD |  | Unknown, Non-Lead | No |  |  |  | Unknown, Non-Lead | 1991 | No |  |  |  | Non-lead
040812 | 15430 OLD STATE 4-A RD |  | Unknown, Non-Lead | Yes |  | 2018-01-04 |  | Unknown, Non-Lead | 1990 | Yes |  | 2018-01-04 |  | Non-lead
040813 | 163 GALLEON RD |  | Polytube | Yes |  | 2022-06-13 |  | PVC | 1967 | Yes |  | 2022-06-13 |  | Non-lead
040814 | 118 MILANO DR |  | Polytube | Yes |  | 2022-06-13 |  | PVC | 1987 | Yes |  | 2022-06-13 |  | Non-lead
040815 | UNIT M36 87851 OLD HWY |  | Unknown, Non-Lead | Yes |  | 2024-03-20 |  | Unknown, Non-Lead | 1989 | Yes |  | 2024-03-20 |  | Non-lead
040816 | M 46 87851 OLD Hwy |  | Unknown, Non-Lead | Yes |  | 2019-04-16 |  | Unknown, Non-Lead | 1989 | Yes |  | 2019-04-16 |  | Non-lead
040817 | M45 87851 OLD HWY |  | Unknown, Non-Lead | No |  |  |  | Unknown, Non-Lead | 1989 | No |  |  |  | Non-lead
040818 | 28571 MARACAIBO ROAD |  | Unknown, Non-Lead | No |  |  |  | Unknown, Non-Lead | 1990 | No |  |  |  | Non-lead
040819 | 784 CANDICE AVE |  | Unknown, Non-Lead | Yes |  | 2018-10-22 |  | Unknown, Non-Lead | 1990 | Yes |  | 2018-10-22 |  | Non-lead
040820 | 430 52ND GULF ST |  | Unknown, Non-Lead | Yes |  | 2024-09-23 |  | Unknown, Non-Lead | 1990 | Yes |  | 2024-09-23 |  | Non-lead
040821 | 349 AVOCADO AVE |  | Unknown, Non-Lead | Yes |  | 2021-10-08 |  | Unknown, Non-Lead | 1990 | Yes |  | 2021-10-08 |  | Non-lead
040822 | 140 PALMETTO AVE |  | Polytube | Yes |  | 2024-06-24 |  | PVC | 1978 | Yes |  | 2024-06-24 |  | Non-lead
040823 | 9008 AVIATION BLVD |  | Polytube | Yes |  | 2023-03-28 |  | PVC |  | Yes |  | 2023-03-28 |  | Non-lead
040824 | 831 12TH ST |  | Polytube | Yes |  | 2022-09-15 |  | PVC | 1991 | Yes |  | 2022-09-15 |  | Non-lead
040825 | 3711 PEARLMAN CT |  | Unknown, Non-Lead | No |  |  |  | Unknown, Non-Lead | 1990 | No |  |  |  | Non-lead
040826 | UNIT 5201 500 BURTON DR |  | Unknown, Non-Lead | No |  |  |  | Unknown, Non-Lead | 1991 | No |  |  |  | Non-lead
040827 | UNIT 5202 500 BURTON DR |  | Unknown, Non-Lead | Yes |  | 2017-12-18 |  | PVC | 1991 | Yes |  | 2017-12-18 |  | Non-lead
040828 | UNIT 5203 500 BURTON DR |  | Unknown, Non-Lead | No |  |  |  | Unknown, Non-Lead | 1991 | No |  |  |  | Non-lead
040829 | UNIT 5204 500 BURTON DR |  | Unknown, Non-Lead | Yes |  | 2017-10-25 |  | PVC | 1991 | Yes |  | 2017-10-25 |  | Non-lead
040830 | UNIT 5205 500 BURTON DR |  | Unknown, Non-Lead | Yes |  | 2020-08-26 |  | Unknown, Non-Lead | 1991 | Yes |  | 2020-08-26 |  | Non-lead
040831 | UNIT 5206 500 BURTON DR |  | Unknown, Non-Lead | Yes |  | 2021-04-12 |  | Unknown, Non-Lead | 1991 | Yes |  | 2021-04-12 |  | Non-lead
040832 | UNIT 5207 500 BURTON DR |  | Unknown, Non-Lead | No |  |  |  | Unknown, Non-Lead | 1991 | No |  |  |  | Non-lead
040833 | UNIT 5208 500 BURTON DR |  | Unknown, Non-Lead | Yes |  | 2024-07-17 |  | Unknown, Non-Lead | 1991 | Yes |  | 2024-07-17 |  | Non-lead
040834 | UNIT 5209 500 BURTON DR |  | Unknown, Non-Lead | Yes |  | 2019-03-22 |  | Unknown, Non-Lead | 1991 | Yes |  | 2019-03-22 |  | Non-lead
040835 | UNIT 5210 500 BURTON DR |  | Unknown, Non-Lead | Yes |  | 2021-08-09 |  | Unknown, Non-Lead | 1991 | Yes |  | 2021-08-09 |  | Non-lead
040836 | UNIT 5211 500 BURTON DR |  | Unknown, Non-Lead | No |  |  |  | Unknown, Non-Lead | 1991 | No |  |  |  | Non-lead
040837 | UNIT 5212 500 BURTON DR |  | Unknown, Non-Lead | Yes |  | 2024-06-12 |  | Unknown, Non-Lead | 1991 | Yes |  | 2024-06-12 |  | Non-lead
040838 | UNIT 5213 500 BURTON Dr |  | Unknown, Non-Lead | Yes |  | 2021-12-20 |  | PVC | 1991 | Yes |  | 2021-12-20 |  | Non-lead
040839 | UNIT 5214 500 BURTON DR |  | Unknown, Non-Lead | Yes |  | 2022-02-11 |  | Unknown, Non-Lead | 1991 | Yes |  | 2022-02-11 |  | Non-lead
040840 | UNIT 5215 500 BURTON DR |  | Unknown, Non-Lead | Yes |  | 2021-04-23 |  | PVC | 1991 | Yes |  | 2021-04-23 |  | Non-lead
040841 | UNIT 5216 500 BURTON DR |  | Unknown, Non-Lead | No |  |  |  | Unknown, Non-Lead | 1991 | No |  |  |  | Non-lead
040842 | UNIT 5301 500 BURTON DR |  | Unknown, Non-Lead | Yes |  | 2021-03-23 |  | Unknown, Non-Lead | 1991 | Yes |  | 2021-03-23 |  | Non-lead
040843 | UNIT 5302 500 BURTON DR |  | Unknown, Non-Lead | Yes |  | 2021-03-12 |  | Unknown, Non-Lead | 1991 | Yes |  | 2021-03-12 |  | Non-lead
040844 | UNIT 5303 500 BURTON DR |  | Unknown, Non-Lead | Yes |  | 2023-10-11 |  | Unknown, Non-Lead | 1991 | Yes |  | 2023-10-11 |  | Non-lead
040845 | UNIT 5304 500 BURTON DR |  | Unknown, Non-Lead | Yes |  | 2018-02-12 |  | PVC | 1991 | Yes |  | 2018-02-12 |  | Non-lead
040846 | UNIT 5305 500 BURTON DR |  | Unknown, Non-Lead | No |  |  |  | Unknown, Non-Lead | 1991 | No |  |  |  | Non-lead
040847 | UNIT 5306 500 BURTON DR |  | Unknown, Non-Lead | Yes |  | 2024-05-08 |  | Unknown, Non-Lead | 1991 | Yes |  | 2024-05-08 |  | Non-lead
040848 | UNIT 5307 500 BURTON DR |  | Unknown, Non-Lead | Yes |  | 2021-04-08 |  | Unknown, Non-Lead | 1991 | Yes |  | 2021-04-08 |  | Non-lead
040849 | UNIT 5308 500 BURTON DR |  | Unknown, Non-Lead | Yes |  | 2019-11-19 |  | PVC | 1991 | Yes |  | 2019-11-19 |  | Non-lead
040850 | UNIT 5309 500 BURTON DR |  | Unknown, Non-Lead | Yes |  | 2021-06-04 |  | Unknown, Non-Lead | 1991 | Yes |  | 2021-06-04 |  | Non-lead
040851 | UNIT 5310 500 BURTON DR |  | Unknown, Non-Lead | No |  |  |  | Unknown, Non-Lead | 1991 | No |  |  |  | Non-lead
040852 | UNIT 5311 500 BURTON DR |  | Unknown, Non-Lead | Yes |  | 2021-01-11 |  | Unknown, Non-Lead | 1991 | Yes |  | 2021-01-11 |  | Non-lead
040853 | UNIT 5312 500 BURTON DR |  | Polytube | Yes |  | 2022-06-13 |  | PVC | 1991 | Yes |  | 2022-06-13 |  | Non-lead
040854 | UNIT 5313 500 BURTON DR |  | Unknown, Non-Lead | Yes |  | 2018-04-13 |  | Unknown, Non-Lead | 1991 | Yes |  | 2018-04-13 |  | Non-lead
040855 | UNIT 5314 500 BURTON DR |  | Unknown, Non-Lead | Yes |  | 2020-01-06 |  | PVC | 1991 | Yes |  | 2020-01-06 |  | Non-lead
040856 | UNIT 5315 500 BURTON DR |  | Unknown, Non-Lead | Yes |  | 2019-06-10 |  | PVC | 1991 | Yes |  | 2019-06-10 |  | Non-lead
040857 | UNIT 5316 500 BURTON DR |  | Unknown, Non-Lead | Yes |  | 2021-12-22 |  | PVC | 1991 | Yes |  | 2021-12-22 |  | Non-lead
040858 | UNIT 5401 500 BURTON DR |  | Unknown, Non-Lead | Yes |  | 2020-01-14 |  | PVC | 1991 | Yes |  | 2020-01-14 |  | Non-lead
040859 | UNIT 5402 500 BURTON DR |  | Unknown, Non-Lead | Yes |  | 2021-02-09 |  | Unknown, Non-Lead | 1991 | Yes |  | 2021-02-09 |  | Non-lead
040860 | UNIT 5403 500 BURTON DR |  | Unknown, Non-Lead | Yes |  | 2021-02-23 |  | Unknown, Non-Lead | 1991 | Yes |  | 2021-02-23 |  | Non-lead
040861 | UNIT 5404 500 BURTON DR |  | Unknown, Non-Lead | Yes |  | 2020-11-12 |  | Unknown, Non-Lead | 1991 | Yes |  | 2020-11-12 |  | Non-lead
040862 | UNIT 5405 500 BURTON DR |  | Polytube | Yes |  | 2022-07-13 |  | PVC | 1991 | Yes |  | 2022-07-13 |  | Non-lead
040863 | UNIT 5406 500 BURTON DR |  | Unknown, Non-Lead | No |  |  |  | Unknown, Non-Lead | 1991 | No |  |  |  | Non-lead
040864 | UNIT 5407 500 BURTON DR |  | Unknown, Non-Lead | Yes |  | 2020-08-17 |  | Unknown, Non-Lead | 1991 | Yes |  | 2020-08-17 |  | Non-lead
040865 | UNIT 5408 500 BURTON DR |  | Unknown, Non-Lead | Yes |  | 2019-09-10 |  | PVC | 1991 | Yes |  | 2019-09-10 |  | Non-lead
040866 | UNIT 5409 500 BURTON DR |  | Polytube | Yes |  | 2022-06-22 |  | PVC | 1991 | Yes |  | 2022-06-22 |  | Non-lead
040867 | UNIT 5410 500 BURTON DR |  | Unknown, Non-Lead | No |  |  |  | Unknown, Non-Lead | 1991 | No |  |  |  | Non-lead
040868 | UNIT 5411 500 BURTON DR |  | Unknown, Non-Lead | No |  |  |  | Unknown, Non-Lead | 1991 | No |  |  |  | Non-lead
040869 | UNIT 5412 500 BURTON DR |  | Unknown, Non-Lead | Yes |  | 2021-07-12 |  | Unknown, Non-Lead | 1991 | Yes |  | 2021-07-12 |  | Non-lead
040870 | UNIT 5413 500 BURTON DR |  | Unknown, Non-Lead | Yes |  | 2018-08-16 |  | Unknown, Non-Lead | 1991 | Yes |  | 2018-08-16 |  | Non-lead
040871 | UNIT 5414 500 BURTON DR |  | Polytube | Yes |  | 2022-11-09 |  | PVC | 1991 | Yes |  | 2022-11-09 |  | Non-lead
040872 | UNIT 5415 500 BURTON DR |  | Unknown, Non-Lead | Yes |  | 2021-04-08 |  | Unknown, Non-Lead | 1991 | Yes |  | 2021-04-08 |  | Non-lead
040873 | UNIT 5416 500 BURTON DR |  | Unknown, Non-Lead | Yes |  | 2020-11-20 |  | PVC | 1991 | Yes |  | 2020-11-20 |  | Non-lead
040874 | 19622 TEQUESTA ST |  | Unknown, Non-Lead | No |  |  |  | PVC | 1990 | No |  |  |  | Non-lead
040875 | 131 SIOUX ST |  | Unknown, Non-Lead | No |  |  |  | Unknown, Non-Lead | 1991 | No |  |  |  | Non-lead
040876 | 151 N AIRPORT RD |  | Polytube | Yes |  | 2022-05-12 |  | PVC | 1990 | Yes |  | 2022-05-12 |  | Non-lead
040877 | 122 SOUTH DR |  | Unknown, Non-Lead | Yes |  | 2022-03-23 |  | Unknown, Non-Lead | 1990 | Yes |  | 2022-03-23 |  | Non-lead
040878 | M21 87851 OLD HWY |  | Unknown, Non-Lead | Yes |  | 2021-07-21 |  | Unknown, Non-Lead | 1989 | Yes |  | 2021-07-21 |  | Non-lead
040879 | M1 87851 OLD HWY |  | Polytube | Yes |  | 2023-07-19 |  | PVC | 1989 | Yes |  | 2023-07-19 |  | Non-lead
040880 | 29782 TROPICAL TRADER RD |  | Unknown, Non-Lead | No |  |  |  | Unknown, Non-Lead | 1990 | No |  |  |  | Non-lead
040881 | 17367 DOLPHIN ST |  | Unknown, Non-Lead | No |  |  |  | Unknown, Non-Lead | 1991 | No |  |  |  | Non-lead
040882 | 1212 ANGELA ST |  | Polytube | Yes |  | 2022-09-19 |  | PVC | 1928 | Yes |  | 2022-09-19 |  | Non-lead
040883 | 2 TAMARIND DR |  | Polytube | Yes |  | 2025-07-16 |  | PVC | 1991 | Yes |  | 2025-07-16 |  | Non-lead
040884 | UNIT 3 925 SEMINARY ST |  | Polytube | Yes |  | 2022-10-31 |  | PVC | 1943 | Yes |  | 2022-10-31 |  | Non-lead
040885 | 28 MANGROVE LN |  | Unknown, Non-Lead | No |  |  |  | Unknown, Non-Lead | 2015 | No |  |  |  | Non-lead
040886 | 268 S COCONUT PALM BLVD |  | Unknown, Non-Lead | No |  |  |  | Unknown, Non-Lead | 1991 | No |  |  |  | Non-lead
040887 | 41 JUDY PL |  | Unknown, Non-Lead | Yes |  | 2023-07-31 |  | Unknown, Non-Lead | 2020 | Yes |  | 2023-07-31 |  | Non-lead
040888 | 145 SAN MARCO DR |  | Unknown, Non-Lead | Yes |  | 2022-03-28 |  | PVC | 1991 | Yes |  | 2022-03-28 |  | Non-lead
040889 | M41 87851 OLD HWY |  | Unknown, Non-Lead | Yes |  | 2023-08-23 |  | PVC | 1989 | Yes |  | 2023-08-23 |  | Non-lead
040890 | 3826 DYER RD |  | Polytube | Yes |  | 2023-03-29 |  | PVC | 1990 | Yes |  | 2023-03-29 |  | Non-lead
040891 | 351 AVENUE C |  | Unknown, Non-Lead | No |  |  |  | Unknown, Non-Lead | 1990 | No |  |  |  | Non-lead
040892 | 341 C AVE |  | Unknown, Non-Lead | No |  |  |  | Unknown, Non-Lead | 1990 | No |  |  |  | Non-lead
040893 | 30480 PALM DR |  | Polytube | Yes |  | 2022-11-15 |  | PVC | 1953 | Yes |  | 2022-11-15 |  | Non-lead
040894 | 75455 OVERSEAS HWY |  | Unknown, Non-Lead | Yes |  | 2023-10-30 |  | Unknown, Non-Lead | 1991 | Yes |  | 2023-10-30 |  | Non-lead
040895 | 206 DOVE LAKE DR |  | Unknown, Non-Lead | Yes |  | 2019-09-09 |  | Unknown, Non-Lead | 2001 | Yes |  | 2019-09-09 |  | Non-lead
040896 | 36 TINA PLACE |  | Polytube | Yes |  | 2023-02-08 |  | PVC | 1958 | Yes |  | 2023-02-08 |  | Non-lead
040897 | 24 BONITA AVE |  | Unknown, Non-Lead | Yes |  | 2019-10-10 |  | PVC | 1990 | Yes |  | 2019-10-10 |  | Non-lead
040898 | 116 SPANISH MAIN DR |  | Unknown, Non-Lead | Yes |  | 2018-09-04 |  | PVC | 1990 | Yes |  | 2018-09-04 |  | Non-lead
040899 | 203 SHORE AVE |  | Unknown, Non-Lead | Yes |  | 2023-10-30 |  | PVC | 1990 | Yes |  | 2023-10-30 |  | Non-lead
040900 | 311 3RD ST |  | Polytube | Yes |  | 2023-07-17 |  | PVC | 1958 | Yes |  | 2023-07-17 |  | Non-lead
040901 | 29858 HARBOR LIGHTS RD |  | Unknown, Non-Lead | Yes |  | 2020-09-21 |  | Unknown, Non-Lead | 1990 | Yes |  | 2020-09-21 |  | Non-lead
040902 | 27453 ST MARTIN LN |  | Polytube | Yes |  | 2023-05-04 |  | PVC | 1985 | Yes |  | 2023-05-04 |  | Non-lead
040903 | 3718 HIBISCUS ST |  | Unknown, Non-Lead | Yes |  | 2024-02-09 |  | Unknown, Non-Lead | 1989 | Yes |  | 2024-02-09 |  | Non-lead
040904 | LOT 54 2950 OVERSEAS HWY |  | Polytube | Yes |  | 2022-07-07 |  | PVC |  | Yes |  | 2022-07-07 |  | Non-lead
040905 | M22 87851 OLD HWY |  | Unknown, Non-Lead | Yes |  | 2020-01-22 |  | PVC | 1989 | Yes |  | 2020-01-22 |  | Non-lead
040906 | 161 VENETIAN DR |  | Unknown, Non-Lead | Yes |  | 2022-04-25 |  | Unknown, Non-Lead | 1991 | Yes |  | 2022-04-25 |  | Non-lead
040907 | 36 S BLACKWATER LN |  | Polytube | Yes |  | 2023-05-16 |  | PVC | 1990 | Yes |  | 2023-05-16 |  | Non-lead
040908 | 101 PALM LN |  | Unknown, Non-Lead | No |  |  |  | Unknown, Non-Lead | 1990 | No |  |  |  | Non-lead
040909 | M34 87851 OLD HWY |  | Unknown, Non-Lead | No |  |  |  | Unknown, Non-Lead | 1989 | No |  |  |  | Non-lead
040910 | COMMON AREA 620 THOMAS ST |  | Polytube | Yes |  | 2023-11-06 |  | PVC | 1991 | Yes |  | 2023-11-06 |  | Non-lead
040911 | 27188 DOLPHIN RD |  | Unknown, Non-Lead | Yes |  | 2017-11-28 |  | Unknown, Non-Lead | 1991 | Yes |  | 2017-11-28 |  | Non-lead
040912 | M44 87851 OLD HWY |  | Unknown, Non-Lead | Yes |  | 2019-04-15 |  | Unknown, Non-Lead | 1989 | Yes |  | 2019-04-15 |  | Non-lead
040913 | 111 SEVERINO DR |  | Polytube | Yes |  | 2022-01-21 |  | PVC | 1996 | Yes |  | 2022-01-21 |  | Non-lead
040914 | 179 LORELANE PL |  | Polytube | Yes |  | 2023-11-01 |  | PVC | 1986 | Yes |  | 2023-11-01 |  | Non-lead
040915 | 81 MUTINY PL |  | Unknown, Non-Lead | Yes |  | 2018-12-04 |  | Unknown, Non-Lead | 1992 | Yes |  | 2018-12-04 |  | Non-lead
040916 | 875 ELLEN DR |  | Polytube | Yes |  | 2023-02-09 |  | PVC | 1971 | Yes |  | 2023-02-09 |  | Non-lead
040917 | 3684 LANDERS STREET |  | Unknown, Non-Lead | Yes |  | 2022-06-16 |  | PVC | 1990 | Yes |  | 2022-06-16 |  | Non-lead
040918 | 33 BLUEWATER DR |  | Polytube | Yes |  | 2022-07-07 |  | PVC | 1963 | Yes |  | 2022-07-07 |  | Non-lead
040919 | 737 LAFITTE RD |  | Polytube | Yes |  | 2024-04-03 |  | PVC | 1981 | Yes |  | 2024-04-03 |  | Non-lead
040920 | 31160 AVE C |  | Unknown, Non-Lead | No |  |  |  | Unknown, Non-Lead | 1991 | No |  |  |  | Non-lead
040921 | 819 LAGOON DR |  | Unknown, Non-Lead | No |  |  |  | Unknown, Non-Lead | 1991 | No |  |  |  | Non-lead
040922 | L26 1110 N CRANE BLVD |  | Polytube | Yes |  | 2024-05-31 |  | PVC | 1971 | Yes |  | 2024-05-31 |  | Non-lead
040923 | 385 122ND OCEAN ST |  | Unknown, Non-Lead | Yes |  | 2020-08-13 |  | Unknown, Non-Lead | 1993 | Yes |  | 2020-08-13 |  | Non-lead
040924 | 56200 OVERSEAS HWY |  | Unknown, Non-Lead | Yes |  | 2024-10-03 |  | PVC | 1996 | Yes |  | 2024-10-03 |  | Non-lead
040925 | 57443 GOODLEY ST |  | Polytube | Yes |  | 2022-06-30 |  | PVC | 1990 | Yes |  | 2022-06-30 |  | Non-lead
040926 | 541 11TH ST |  | Unknown, Non-Lead | Yes |  | 2021-06-30 |  | Polytube | 1990 | Yes |  | 2021-06-30 |  | Non-lead
040927 | 37 JUDY PLACE |  | Unknown, Non-Lead | Yes |  | 2019-01-29 |  | Unknown, Non-Lead | 1991 | Yes |  | 2019-01-29 |  | Non-lead
040928 | 139 SHORE DR |  | Unknown, Non-Lead | Yes |  | 2018-12-04 |  | Unknown, Non-Lead | 1988 | Yes |  | 2018-12-04 |  | Non-lead
040929 | 127 OVERSEAS HWY |  | Unknown, Non-Lead | Yes |  | 2019-10-02 |  | Unknown, Non-Lead | 1990 | Yes |  | 2019-10-02 |  | Non-lead
040930 | 21005 3RD AVE |  | Unknown, Non-Lead | Yes |  | 2018-06-07 |  | Unknown, Non-Lead | 1991 | Yes |  | 2018-06-07 |  | Non-lead
040931 | 27423 ANTIGUA LN |  | Unknown, Non-Lead | Yes |  | 2020-01-31 |  | PVC | 1997 | Yes |  | 2020-01-31 |  | Non-lead
040932 | M35 87851 OLD HWY |  | Unknown, Non-Lead | Yes |  | 2021-05-20 |  | Unknown, Non-Lead | 1989 | Yes |  | 2021-05-20 |  | Non-lead
040933 | 111 BLUEBIRD RD |  | Unknown, Non-Lead | No |  |  |  | Unknown, Non-Lead | 1991 | No |  |  |  | Non-lead
040934 | 150 ATLANTIC CIRCLE DR |  | Unknown, Non-Lead | Yes |  | 2017-12-18 |  | PVC | 1991 | Yes |  | 2017-12-18 |  | Non-lead
040935 | 151 JOJEAN WAY |  | Polytube | Yes |  | 2023-01-30 |  | PVC | 1973 | Yes |  | 2023-01-30 |  | Non-lead
040936 | 149 JO JEAN WAY |  | Polytube | Yes |  | 2023-01-30 |  | PVC | 1973 | Yes |  | 2023-01-30 |  | Non-lead
040937 | 132 BRIAN RD |  | Polytube | Yes |  | 2022-10-19 |  | PVC | 1990 | Yes |  | 2022-10-19 |  | Non-lead
040939 | 330 COCONUT AVE |  | Unknown, Non-Lead | Yes |  | 2023-11-17 |  | Unknown, Non-Lead | 1990 | Yes |  | 2023-11-17 |  | Non-lead
040940 | 117 N BAHAMA DR |  | Unknown, Non-Lead | No |  |  |  | Unknown, Non-Lead | 1992 | No |  |  |  | Non-lead
040941 | 351 10TH ST |  | Unknown, Non-Lead | Yes |  | 2021-07-08 |  | Unknown, Non-Lead | 1992 | Yes |  | 2021-07-08 |  | Non-lead
040942 | UNIT N101 3930 S ROOSEVELT BLVD |  | Unknown, Non-Lead | Yes |  | 2018-10-09 |  | PVC | 1991 | Yes |  | 2018-10-09 |  | Non-lead
040943 | UNIT N102 3930 S ROOSEVELT BLVD |  | Unknown, Non-Lead | Yes |  | 2020-04-02 |  | Polytube | 1991 | Yes |  | 2020-04-02 |  | Non-lead
040944 | UNIT N103 3930 S ROOSEVELT BLVD |  | Unknown, Non-Lead | Yes |  | 2023-02-15 |  | Unknown, Non-Lead | 1991 | Yes |  | 2023-02-15 |  | Non-lead
040945 | UNIT N104 3930 S ROOSEVELT BLVD |  | Unknown, Non-Lead | Yes |  | 2018-06-25 |  | Unknown, Non-Lead | 1991 | Yes |  | 2018-06-25 |  | Non-lead
040946 | UNIT N105 3930 S ROOSEVELT BLVD |  | Unknown, Non-Lead | Yes |  | 2023-08-14 |  | Polytube | 1991 | Yes |  | 2023-08-14 |  | Non-lead
040947 | UNIT N106 3930 S ROOSEVELT BLVD |  | Unknown, Non-Lead | Yes |  | 2020-03-23 |  | Polytube | 1991 | Yes |  | 2020-03-23 |  | Non-lead
040948 | UNIT N107 3930 S ROOSEVELT BLVD |  | PVC | Yes |  | 2012-02-09 |  | Polytube | 1991 | Yes |  | 2018-09-07 |  | Non-lead
040949 | UNIT N108 3930 S ROOSEVELT BLVD |  | PVC | Yes |  | 2025-06-03 |  | Polytube | 1991 | Yes |  | 2020-08-26 |  | Non-lead
040950 | UNIT N109 3930 S ROOSEVELT BLVD |  | PVC | Yes |  | 2025-06-04 |  | Polytube | 1991 | Yes |  | 2025-06-04 |  | Non-lead
040951 | UNIT N110 3930 S ROOSEVELT BLVD |  | Unknown, Non-Lead | Yes |  | 2021-08-12 |  | Unknown, Non-Lead | 1991 | Yes |  | 2021-08-12 |  | Non-lead
040952 | UNIT N111 3930 S ROOSEVELT BLVD |  | Unknown, Non-Lead | Yes |  | 2018-11-29 |  | Unknown, Non-Lead | 1991 | Yes |  | 2018-11-29 |  | Non-lead
040953 | UNIT N112 3930 S ROOSEVELT BLVD |  | Polytube | Yes |  | 2019-05-28 |  | PVC | 1991 | Yes |  | 2019-05-28 |  | Non-lead
040954 | UNIT N113 3930 S ROOSEVELT BLVD |  | Unknown, Non-Lead | Yes |  | 2018-07-19 |  | Unknown, Non-Lead | 1991 | Yes |  | 2018-07-19 |  | Non-lead
040955 | UNIT N201 3930 S ROOSEVELT BLVD |  | Unknown, Non-Lead | Yes |  | 2018-02-26 |  | Polytube | 1991 | Yes |  | 2018-02-26 |  | Non-lead
040956 | UNIT N202 3930 S ROOSEVELT BLVD |  | Unknown, Non-Lead | Yes |  | 2019-12-03 |  | Polytube | 1991 | Yes |  | 2019-12-03 |  | Non-lead
040957 | UNIT N203 3930 S ROOSEVELT BLVD |  | Unknown, Non-Lead | Yes |  | 2021-02-26 |  | Unknown, Non-Lead | 1991 | Yes |  | 2021-02-26 |  | Non-lead
040958 | UNIT N204 3930 S ROOSEVELT BLVD |  | Unknown, Non-Lead | Yes |  | 2020-08-31 |  | Polytube | 1991 | Yes |  | 2020-08-31 |  | Non-lead
040959 | UNIT N205 3930 S ROOSEVELT BLVD |  | Unknown, Non-Lead | No |  |  |  | Unknown, Non-Lead | 1991 | No |  |  |  | Non-lead
040960 | UNIT N206 3930 S ROOSEVELT BLVD |  | PVC | Yes |  | 2025-06-04 |  | Polytube | 1991 | Yes |  | 2025-06-04 |  | Non-lead
040961 | UNIT N207 3930 S ROOSEVELT BLVD |  | PVC | Yes |  | 2025-06-03 |  | Polytube | 1991 | Yes |  | 2025-06-03 |  | Non-lead
040962 | UNIT N208 3930 S ROOSEVELT BLVD |  | PVC | Yes |  | 2024-04-18 |  | Polytube | 1991 | Yes |  | 2024-04-18 |  | Non-lead
040963 | UNIT N209 3930 S ROOSEVELT BLVD |  | PVC | Yes |  | 2025-06-04 |  | Polytube | 1991 | Yes |  | 2025-06-04 |  | Non-lead
040964 | UNIT N210 3930 S ROOSEVELT BLVD |  | Unknown, Non-Lead | Yes |  | 2024-10-01 |  | Unknown, Non-Lead | 1991 | Yes |  | 2024-10-01 |  | Non-lead
040965 | UNIT N211 3930 S ROOSEVELT BLVD |  | Unknown, Non-Lead | Yes |  | 2019-02-25 |  | Unknown, Non-Lead | 1991 | Yes |  | 2019-02-25 |  | Non-lead
040966 | UNIT N212 3930 S ROOSEVELT BLVD |  | Unknown, Non-Lead | No |  |  |  | Unknown, Non-Lead | 1991 | No |  |  |  | Non-lead
040967 | UNIT N213 3930 S ROOSEVELT BLVD |  | Unknown, Non-Lead | Yes |  | 2018-06-26 |  | Unknown, Non-Lead | 1991 | Yes |  | 2018-06-26 |  | Non-lead
040968 | UNIT N301 3930 S ROOSEVELT BLVD |  | Unknown, Non-Lead | Yes |  | 2019-05-28 |  | Unknown, Non-Lead | 1991 | Yes |  | 2019-05-28 |  | Non-lead
040969 | UNIT N302 3930 S ROOSEVELT BLVD |  | Unknown, Non-Lead | Yes |  | 2018-10-11 |  | PVC | 1991 | Yes |  | 2018-10-11 |  | Non-lead
040970 | UNIT N303 3930 S ROOSEVELT BLVD |  | PVC | Yes |  | 2025-07-01 |  | Polytube | 1991 | Yes |  | 2020-06-02 |  | Non-lead
040971 | UNIT N304 3930 S ROOSEVELT BLVD |  | Unknown, Non-Lead | Yes |  | 2019-02-25 |  | Unknown, Non-Lead | 1991 | Yes |  | 2019-02-25 |  | Non-lead
040972 | UNIT N305 3930 S ROOSEVELT BLVD |  | Unknown, Non-Lead | Yes |  | 2024-08-22 |  | Unknown, Non-Lead | 1991 | Yes |  | 2024-08-22 |  | Non-lead
040973 | UNIT N306 3930 S ROOSEVELT BLVD |  | PVC | Yes |  | 2025-06-04 |  | Polytube | 1991 | Yes |  | 2018-07-19 |  | Non-lead
040974 | UNIT N307 3930 S ROOSEVELT BLVD |  | PVC | Yes |  | 2025-06-03 |  | Polytube | 1991 | Yes |  | 2020-02-06 |  | Non-lead
040975 | UNIT N308 3930 S ROOSEVELT BLVD |  | PVC | Yes |  | 2025-06-03 |  | Polytube | 1991 | Yes |  | 2025-06-03 |  | Non-lead
040976 | UNIT N309 3930 S ROOSEVELT BLVD |  | Unknown, Non-Lead | Yes |  | 2024-09-18 |  | Polytube | 1991 | Yes |  | 2024-09-18 |  | Non-lead
040977 | UNIT N310 3930 S ROOSEVELT BLVD |  | Unknown, Non-Lead | Yes |  | 2021-07-26 |  | Polytube | 1991 | Yes |  | 2021-07-26 |  | Non-lead
040978 | UNIT N311 3930 S ROOSEVELT BLVD |  | Unknown, Non-Lead | Yes |  | 2020-05-12 |  | PVC | 1991 | Yes |  | 2020-05-12 |  | Non-lead
040979 | UNIT N312 3930 S ROOSEVELT BLVD |  | Unknown, Non-Lead | Yes |  | 2017-06-21 |  | Unknown, Non-Lead | 1991 | Yes |  | 2017-06-21 |  | Non-lead
040980 | UNIT N313 3930 S ROOSEVELT BLVD |  | Unknown, Non-Lead | Yes |  | 2018-12-11 |  | Polytube | 1991 | Yes |  | 2018-12-11 |  | Non-lead
040981 | UNIT N401 3930 S ROOSEVELT BLVD |  | PVC | Yes |  | 2022-10-31 |  | Polytube | 1991 | Yes |  | 2022-10-31 |  | Non-lead
040982 | UNIT N402 3930 S ROOSEVELT BLVD |  | Unknown, Non-Lead | Yes |  | 2020-06-26 |  | Polytube | 1991 | Yes |  | 2020-06-26 |  | Non-lead
040983 | UNIT N403 3930 S ROOSEVELT BLVD |  | PVC | Yes |  | 2025-07-01 |  | Polytube | 1991 | Yes |  | 2019-03-08 |  | Non-lead
040984 | UNIT N404 3930 S ROOSEVELT BLVD |  | Unknown, Non-Lead | Yes |  | 2017-04-21 |  | Unknown, Non-Lead | 1991 | Yes |  | 2017-04-21 |  | Non-lead
040985 | UNIT N405 3930 S ROOSEVELT BLVD |  | Unknown, Non-Lead | No |  |  |  | Unknown, Non-Lead | 1991 | No |  |  |  | Non-lead
040986 | UNIT N406 3930 S ROOSEVELT BLVD |  | Unknown, Non-Lead | Yes |  | 2021-01-21 |  | Unknown, Non-Lead | 1991 | Yes |  | 2021-01-21 |  | Non-lead
040987 | UNIT N407 3930 S ROOSEVELT BLVD |  | Polytube | Yes |  | 2025-06-03 |  | PVC | 1991 | Yes |  | 2025-06-03 |  | Non-lead
040988 | UNIT N408 3930 S ROOSEVELT BLVD |  | PVC | Yes |  | 2025-06-03 |  | Polytube | 1991 | Yes |  | 2025-06-03 |  | Non-lead
040989 | UNIT N409 3930 S ROOSEVELT BLVD |  | Unknown, Non-Lead | Yes |  | 2024-09-20 |  | Polytube | 1991 | Yes |  | 2024-09-20 |  | Non-lead
040990 | UNIT N410 3930 S ROOSEVELT BLVD |  | Unknown, Non-Lead | Yes |  | 2018-06-26 |  | Unknown, Non-Lead | 1991 | Yes |  | 2018-06-26 |  | Non-lead
040991 | UNIT N411 3930 S ROOSEVELT BLVD |  | Unknown, Non-Lead | Yes |  | 2023-11-02 |  | PVC | 1991 | Yes |  | 2023-11-02 |  | Non-lead
040992 | UNIT N412 3930 S ROOSEVELT BLVD |  | Unknown, Non-Lead | No |  |  |  | Unknown, Non-Lead | 1991 | No |  |  |  | Non-lead
040993 | UNIT N413 3930 S ROOSEVELT BLVD |  | Unknown, Non-Lead | Yes |  | 2024-09-18 |  | PVC | 1991 | Yes |  | 2024-09-18 |  | Non-lead
040994 | UNIT S101 3930 S ROOSEVELT BLVD |  | Unknown, Non-Lead | Yes |  | 2021-09-09 |  | Polytube | 1991 | Yes |  | 2021-09-09 |  | Non-lead
040995 | UNIT S102 3930 S ROOSEVELT BLVD |  | Unknown, Non-Lead | Yes |  | 2021-03-17 |  | Unknown, Non-Lead | 1991 | Yes |  | 2021-03-17 |  | Non-lead
040996 | UNIT S103 3930 S ROOSEVELT BLVD |  | Unknown, Non-Lead | Yes |  | 2019-01-28 |  | Polytube | 1991 | Yes |  | 2019-01-28 |  | Non-lead
040997 | UNIT S104 3930 S ROOSEVELT BLVD |  | Unknown, Non-Lead | Yes |  | 2024-09-18 |  | Polytube | 1991 | Yes |  | 2024-09-18 |  | Non-lead
040998 | UNIT S105 3930 S ROOSEVELT BLVD |  | Unknown | Yes |  | 2022-06-10 |  | Polytube | 1991 | Yes |  | 2022-06-10 |  | Lead Status Unknown
040999 | UNIT S106 3930 S ROOSEVELT BLVD |  | Unknown, Non-Lead | Yes |  | 2019-02-25 |  | Unknown, Non-Lead | 1991 | Yes |  | 2019-02-25 |  | Non-lead
041000 | UNIT S107 3930 S ROOSEVELT BLVD |  | Unknown, Non-Lead | No |  |  |  | Unknown, Non-Lead | 1991 | No |  |  |  | Non-lead
041001 | UNIT S108 3930 S ROOSEVELT BLVD |  | Unknown, Non-Lead | Yes |  | 2023-07-06 |  | Polytube | 1991 | Yes |  | 2023-07-06 |  | Non-lead
041002 | UNIT S109 3930 S ROOSEVELT BLVD |  | Unknown, Non-Lead | Yes |  | 2020-04-02 |  | Polytube | 1991 | Yes |  | 2020-04-02 |  | Non-lead
041003 | UNIT S110 3930 S ROOSEVELT BLVD |  | Unknown, Non-Lead | Yes |  | 2024-09-13 |  | Unknown, Non-Lead | 1991 | Yes |  | 2024-09-13 |  | Non-lead
041004 | UNIT S111 3930 S ROOSEVELT BLVD |  | Unknown, Non-Lead | Yes |  | 2022-07-20 |  | Unknown, Non-Lead | 1991 | Yes |  | 2022-07-20 |  | Non-lead
041005 | UNIT S112 3930 S ROOSEVELT BLVD |  | Unknown, Non-Lead | Yes |  | 2020-10-08 |  | Polytube | 1991 | Yes |  | 2020-10-08 |  | Non-lead
041006 | UNIT S113 3930 S ROOSEVELT BLVD |  | Unknown, Non-Lead | Yes |  | 2018-05-17 |  | Unknown, Non-Lead | 1991 | Yes |  | 2018-05-17 |  | Non-lead
041007 | UNIT S114 3930 S ROOSEVELT BLVD |  | Unknown, Non-Lead | Yes |  | 2020-12-22 |  | Unknown, Non-Lead | 1991 | Yes |  | 2020-12-22 |  | Non-lead
041008 | UNIT S201 3930 S ROOSEVELT BLVD |  | Unknown, Non-Lead | No |  |  |  | Unknown, Non-Lead | 1991 | No |  |  |  | Non-lead
041009 | UNIT S202 3930 S ROOSEVELT BLVD |  | Unknown, Non-Lead | Yes |  | 2019-09-26 |  | PVC | 1991 | Yes |  | 2019-09-26 |  | Non-lead
041010 | UNIT S203 3930 S ROOSEVELT BLVD |  | Unknown, Non-Lead | Yes |  | 2021-11-23 |  | Polytube | 1991 | Yes |  | 2021-11-23 |  | Non-lead
041011 | UNIT S204 3930 S ROOSEVELT BLVD |  | Unknown, Non-Lead | Yes |  | 2024-07-09 |  | Unknown, Non-Lead | 1991 | Yes |  | 2024-07-09 |  | Non-lead
041012 | UNIT S205 3930 S ROOSEVELT BLVD |  | Unknown, Non-Lead | Yes |  | 2018-03-26 |  | Polytube | 1991 | Yes |  | 2018-03-26 |  | Non-lead
041013 | UNIT S206 3930 S ROOSEVELT BLVD |  | Unknown, Non-Lead | Yes |  | 2019-09-16 |  | PVC | 1991 | Yes |  | 2019-09-16 |  | Non-lead
041014 | UNIT S207 3930 S ROOSEVELT BLVD |  | Unknown, Non-Lead | Yes |  | 2019-01-28 |  | Unknown, Non-Lead | 1991 | Yes |  | 2019-01-28 |  | Non-lead
041015 | UNIT S208 3930 S ROOSEVELT BLVD |  | Unknown, Non-Lead | Yes |  | 2024-07-19 |  | Polytube | 1991 | Yes |  | 2024-07-19 |  | Non-lead
041016 | UNIT S209 3930 S ROOSEVELT BLVD |  | Unknown, Non-Lead | Yes |  | 2018-04-19 |  | Polytube | 1991 | Yes |  | 2018-04-19 |  | Non-lead
041017 | UNIT S210 3930 S ROOSEVELT BLVD |  | Unknown, Non-Lead | Yes |  | 2018-05-16 |  | Unknown, Non-Lead | 1991 | Yes |  | 2018-05-16 |  | Non-lead
041018 | UNIT S211 3930 S ROOSEVELT BLVD |  | Unknown, Non-Lead | Yes |  | 2021-07-08 |  | PVC | 1991 | Yes |  | 2021-07-08 |  | Non-lead
041019 | UNIT S212 3930 S ROOSEVELT BLVD |  | PVC | Yes |  | 2018-06-30 |  | Polytube | 1991 | Yes |  | 2018-06-30 |  | Non-lead
041020 | UNIT S213 3930 S ROOSEVELT BLVD |  | Unknown, Non-Lead | Yes |  | 2020-09-17 |  | Polytube | 1991 | Yes |  | 2020-09-17 |  | Non-lead
041021 | UNIT S214 3930 S ROOSEVELT BLVD |  | Unknown, Non-Lead | Yes |  | 2021-03-30 |  | Polytube | 1991 | Yes |  | 2021-03-30 |  | Non-lead
041022 | UNIT S301 3930 S ROOSEVELT BLVD |  | Unknown, Non-Lead | No |  |  |  | Unknown, Non-Lead | 1991 | No |  |  |  | Non-lead
041023 | UNIT S302 3930 S ROOSEVELT BLVD |  | Unknown, Non-Lead | Yes |  | 2024-10-01 |  | Unknown, Non-Lead | 1991 | Yes |  | 2024-10-01 |  | Non-lead
041024 | UNIT S303 3930 S ROOSEVELT BLVD |  | Unknown, Non-Lead | Yes |  | 2023-01-09 |  | PVC | 1991 | Yes |  | 2023-01-09 |  | Non-lead
041025 | UNIT S304 3930 S ROOSEVELT BLVD |  | Unknown, Non-Lead | Yes |  | 2020-07-09 |  | Polytube | 1991 | Yes |  | 2020-07-09 |  | Non-lead
041026 | UNIT S305 3930 S ROOSEVELT BLVD |  | Unknown, Non-Lead | Yes |  | 2018-12-27 |  | Unknown, Non-Lead | 1991 | Yes |  | 2018-12-27 |  | Non-lead
041027 | UNIT S306 3930 S ROOSEVELT BLVD |  | PVC | Yes |  | 2019-02-25 |  | Polytube | 1991 | Yes |  | 2019-02-25 |  | Non-lead
041028 | UNIT S307 3930 S ROOSEVELT BLVD |  | Unknown, Non-Lead | No |  |  |  | Unknown, Non-Lead | 1991 | No |  |  |  | Non-lead
041029 | UNIT S308 3930 S ROOSEVELT BLVD |  | Unknown, Non-Lead | Yes |  | 2022-10-19 |  | Unknown, Non-Lead | 1991 | Yes |  | 2022-10-19 |  | Non-lead
041030 | UNIT S309 3930 S ROOSEVELT BLVD |  | Unknown, Non-Lead | Yes |  | 2024-05-21 |  | Unknown, Non-Lead | 1991 | Yes |  | 2024-05-21 |  | Non-lead
041031 | UNIT S310 3930 S ROOSEVELT BLVD |  | Unknown, Non-Lead | No |  |  |  | Unknown, Non-Lead | 1991 | No |  |  |  | Non-lead
041032 | UNIT S311 3930 S ROOSEVELT BLVD |  | Unknown, Non-Lead | Yes |  | 2020-04-02 |  | Polytube | 1991 | Yes |  | 2020-04-02 |  | Non-lead
041033 | UNIT S312 3930 S ROOSEVELT BLVD |  | Unknown, Non-Lead | Yes |  | 2019-02-22 |  | Polytube | 1991 | Yes |  | 2019-02-22 |  | Non-lead
041034 | UNIT S313 3930 S ROOSEVELT BLVD |  | PVC | Yes |  | 2023-11-16 |  | Polytube | 1991 | Yes |  | 2023-11-16 |  | Non-lead
041035 | UNIT S314 3930 S ROOSEVELT BLVD |  | Unknown, Non-Lead | Yes |  | 2020-12-23 |  | Polytube | 1991 | Yes |  | 2020-12-23 |  | Non-lead
041036 | UNIT S401 3930 S ROOSEVELT BLVD |  | PVC | Yes |  | 2023-09-11 |  | Polytube | 1991 | Yes |  | 2023-09-11 |  | Non-lead
041037 | UNIT S402 3930 S ROOSEVELT BLVD |  | PVC | Yes |  | 2022-11-02 |  | Polytube | 1991 | Yes |  | 2022-11-02 |  | Non-lead
041038 | UNIT S403 3930 S ROOSEVELT BLVD |  | Unknown, Non-Lead | No |  |  |  | Unknown, Non-Lead | 1991 | No |  |  |  | Non-lead
041039 | UNIT S404 3930 S ROOSEVELT BLVD |  | Unknown, Non-Lead | Yes |  | 2020-08-31 |  | PVC | 1991 | Yes |  | 2020-08-31 |  | Non-lead
041040 | UNIT S405 3930 S ROOSEVELT BLVD |  | Unknown, Non-Lead | Yes |  | 2020-09-15 |  | Polytube | 1991 | Yes |  | 2020-09-15 |  | Non-lead
041041 | UNIT S406 3930 S ROOSEVELT BLVD |  | Unknown, Non-Lead | Yes |  | 2018-10-19 |  | Unknown, Non-Lead | 1991 | Yes |  | 2018-10-19 |  | Non-lead
041042 | UNIT S407 3930 S ROOSEVELT BLVD |  | Unknown, Non-Lead | Yes |  | 2020-12-23 |  | Polytube | 1991 | Yes |  | 2020-12-23 |  | Non-lead
041043 | UNIT S408 3930 S ROOSEVELT BLVD |  | Unknown, Non-Lead | Yes |  | 2018-08-27 |  | Unknown, Non-Lead | 1991 | Yes |  | 2018-08-27 |  | Non-lead
041044 | UNIT S409 3930 S ROOSEVELT BLVD |  | Unknown, Non-Lead | No |  |  |  | Unknown, Non-Lead | 1991 | No |  |  |  | Non-lead
041045 | UNIT S410 3930 S ROOSEVELT BLVD |  | Unknown, Non-Lead | Yes |  | 2019-11-06 |  | Polytube | 1991 | Yes |  | 2019-11-06 |  | Non-lead
041046 | UNIT S411 3930 S ROOSEVELT BLVD |  | Unknown, Non-Lead | Yes |  | 2018-03-26 |  | Polytube | 1991 | Yes |  | 2018-03-26 |  | Non-lead
041047 | UNIT S412 3930 S ROOSEVELT BLVD |  | Unknown, Non-Lead | Yes |  | 2020-12-23 |  | Polytube | 1991 | Yes |  | 2020-12-23 |  | Non-lead
041048 | UNIT S413 3930 S ROOSEVELT BLVD |  | Unknown, Non-Lead | No |  |  |  | Unknown, Non-Lead | 1991 | No |  |  |  | Non-lead
041049 | UNIT S414 3930 S ROOSEVELT BLVD |  | Unknown, Non-Lead | No |  |  |  | Unknown, Non-Lead | 1991 | No |  |  |  | Non-lead
041050 | UNIT E101 3930 S ROOSEVELT BLVD |  | Unknown, Non-Lead | No |  |  |  | Unknown, Non-Lead | 1991 | No |  |  |  | Non-lead
041051 | UNIT E102 3930 S ROOSEVELT BLVD |  | Unknown, Non-Lead | Yes |  | 2019-01-29 |  | PVC | 1991 | Yes |  | 2019-01-29 |  | Non-lead
041052 | UNIT E103 3930 S ROOSEVELT BLVD |  | Unknown, Non-Lead | Yes |  | 2024-08-22 |  | Unknown, Non-Lead | 1991 | Yes |  | 2024-08-22 |  | Non-lead
041053 | UNIT E104 3930 S ROOSEVELT BLVD |  | Unknown, Non-Lead | Yes |  | 2024-08-23 |  | Unknown, Non-Lead | 1991 | Yes |  | 2024-08-23 |  | Non-lead
041054 | UNIT E105 3930 S ROOSEVELT BLVD |  | Unknown, Non-Lead | Yes |  | 2018-04-19 |  | Polytube | 1991 | Yes |  | 2018-04-19 |  | Non-lead
041055 | UNIT E106 3930 S ROOSEVELT BLVD |  | Unknown, Non-Lead | Yes |  | 2024-08-20 |  | Unknown, Non-Lead | 1991 | Yes |  | 2024-08-20 |  | Non-lead
041056 | UNIT E107 3930 S ROOSEVELT BLVD |  | Unknown, Non-Lead | No |  |  |  | Unknown, Non-Lead | 1991 | No |  |  |  | Non-lead
041057 | UNIT E108 3930 S ROOSEVELT BLVD |  | Unknown, Non-Lead | Yes |  | 2018-11-27 |  | Unknown, Non-Lead | 1991 | Yes |  | 2018-11-27 |  | Non-lead
041058 | UNIT E109 3930 S ROOSEVELT BLVD |  | Unknown, Non-Lead | Yes |  | 2018-07-19 |  | Unknown, Non-Lead | 1991 | Yes |  | 2018-07-19 |  | Non-lead
041059 | UNIT E110 3930 S ROOSEVELT BLVD |  | Unknown, Non-Lead | No |  |  |  | Unknown, Non-Lead | 1991 | No |  |  |  | Non-lead
041060 | UNIT E111 3930 S ROOSEVELT BLVD |  | Unknown, Non-Lead | Yes |  | 2018-05-30 |  | Polytube | 1991 | Yes |  | 2018-05-30 |  | Non-lead
041061 | UNIT E112 3930 S ROOSEVELT BLVD |  | Unknown, Non-Lead | Yes |  | 2019-03-15 |  | Polytube | 1991 | Yes |  | 2019-03-15 |  | Non-lead
041062 | UNIT E113 3930 S ROOSEVELT BLVD |  | Unknown, Non-Lead | Yes |  | 2021-02-25 |  | Unknown, Non-Lead | 1991 | Yes |  | 2021-02-25 |  | Non-lead
041063 | UNIT E201 3930 S ROOSEVELT BLVD |  | Unknown, Non-Lead | Yes |  | 2021-12-27 |  | Unknown, Non-Lead | 1991 | Yes |  | 2021-12-27 |  | Non-lead
041064 | UNIT E202 3930 S ROOSEVELT BLVD |  | Unknown, Non-Lead | Yes |  | 2018-10-19 |  | Polytube | 1991 | Yes |  | 2018-10-19 |  | Non-lead
041065 | UNIT E203 3930 S ROOSEVELT BLVD |  | Unknown, Non-Lead | Yes |  | 2018-08-27 |  | Unknown, Non-Lead | 1991 | Yes |  | 2018-08-27 |  | Non-lead
041066 | UNIT E204 3930 S ROOSEVELT BLVD |  | Unknown, Non-Lead | No |  |  |  | Unknown, Non-Lead | 1991 | No |  |  |  | Non-lead
041067 | UNIT E205 3930 S ROOSEVELT BLVD |  | Unknown, Non-Lead | No |  |  |  | Unknown, Non-Lead | 1991 | No |  |  |  | Non-lead
041068 | UNIT E206 3930 S ROOSEVELT BLVD |  | Unknown, Non-Lead | Yes |  | 2018-04-19 |  | Polytube | 1991 | Yes |  | 2018-04-19 |  | Non-lead
041069 | UNIT E207 3930 S ROOSEVELT BLVD |  | Unknown, Non-Lead | Yes |  | 2018-08-14 |  | Polytube | 1991 | Yes |  | 2018-08-14 |  | Non-lead
041070 | UNIT E208 3930 S ROOSEVELT BLVD |  | Unknown, Non-Lead | Yes |  | 2018-12-12 |  | Polytube | 1991 | Yes |  | 2018-12-12 |  | Non-lead
041071 | UNIT E209 3930 S ROOSEVELT BLVD |  | Unknown, Non-Lead | Yes |  | 2024-08-22 |  | Unknown, Non-Lead | 1991 | Yes |  | 2024-08-22 |  | Non-lead
041072 | UNIT E210 3930 S ROOSEVELT BLVD |  | Unknown, Non-Lead | Yes |  | 2020-08-18 |  | Polytube | 1991 | Yes |  | 2020-08-18 |  | Non-lead
041073 | UNIT E211 3930 S ROOSEVELT BLVD |  | Unknown, Non-Lead | Yes |  | 2021-03-17 |  | Unknown, Non-Lead | 1991 | Yes |  | 2021-03-17 |  | Non-lead
041074 | UNIT E212 3930 S ROOSEVELT BLVD |  | Unknown, Non-Lead | Yes |  | 2019-05-06 |  | Unknown, Non-Lead | 1991 | Yes |  | 2019-05-06 |  | Non-lead
041075 | UNIT E213 3930 S ROOSEVELT BLVD |  | Unknown, Non-Lead | Yes |  | 2020-12-23 |  | Unknown, Non-Lead | 1991 | Yes |  | 2020-12-23 |  | Non-lead
041076 | UNIT E301 3930 S ROOSEVELT BLVD |  | Unknown, Non-Lead | Yes |  | 2022-03-21 |  | Polytube | 1991 | Yes |  | 2022-03-21 |  | Non-lead
041077 | UNIT E302 3930 S ROOSEVELT BLVD |  | Unknown, Non-Lead | Yes |  | 2017-05-16 |  | Unknown, Non-Lead | 1991 | Yes |  | 2017-05-16 |  | Non-lead
041078 | UNIT E303 3930 S ROOSEVELT BLVD |  | Unknown, Non-Lead | Yes |  | 2019-01-28 |  | Unknown, Non-Lead | 1991 | Yes |  | 2019-01-28 |  | Non-lead
041079 | UNIT E304 3930 S ROOSEVELT BLVD |  | Unknown, Non-Lead | Yes |  | 2018-05-08 |  | Polytube | 1991 | Yes |  | 2018-05-08 |  | Non-lead
041080 | UNIT E305 3930 S ROOSEVELT BLVD |  | Unknown, Non-Lead | Yes |  | 2021-04-08 |  | Unknown, Non-Lead | 1991 | Yes |  | 2021-04-08 |  | Non-lead
041081 | UNIT E306 3930 S ROOSEVELT BLVD |  | Unknown, Non-Lead | Yes |  | 2022-03-17 |  | Polytube | 1991 | Yes |  | 2022-03-17 |  | Non-lead
041082 | UNIT E307 3930 S ROOSEVELT BLVD |  | Unknown, Non-Lead | Yes |  | 2019-01-28 |  | Unknown, Non-Lead | 1991 | Yes |  | 2019-01-28 |  | Non-lead
041083 | UNIT E308 3930 S ROOSEVELT BLVD |  | Unknown, Non-Lead | Yes |  | 2020-09-03 |  | Polytube | 1991 | Yes |  | 2020-09-03 |  | Non-lead
041084 | UNIT E309 3930 S ROOSEVELT BLVD |  | Unknown, Non-Lead | Yes |  | 2018-08-27 |  | Unknown, Non-Lead | 1991 | Yes |  | 2018-08-27 |  | Non-lead
041085 | UNIT E310 3930 S ROOSEVELT BLVD |  | Unknown, Non-Lead | Yes |  | 2019-09-26 |  | Polytube | 1991 | Yes |  | 2019-09-26 |  | Non-lead
041086 | UNIT E311 3930 S ROOSEVELT BLVD |  | Unknown, Non-Lead | Yes |  | 2020-05-27 |  | Unknown, Non-Lead | 1991 | Yes |  | 2020-05-27 |  | Non-lead
041087 | UNIT E312 3930 S ROOSEVELT BLVD |  | Unknown, Non-Lead | No |  |  |  | Unknown, Non-Lead | 1991 | No |  |  |  | Non-lead
041088 | UNIT E313 3930 S ROOSEVELT BLVD |  | Unknown, Non-Lead | Yes |  | 2020-12-23 |  | Polytube | 1991 | Yes |  | 2020-12-23 |  | Non-lead
041089 | UNIT E401 3930 S ROOSEVELT BLVD |  | Unknown, Non-Lead | Yes |  | 2020-09-15 |  | Polytube | 1991 | Yes |  | 2020-09-15 |  | Non-lead
041090 | UNIT E402 3930 S ROOSEVELT BLVD |  | Polytube | Yes |  | 2023-05-04 |  | Polytube | 1991 | Yes |  | 2023-05-04 |  | Non-lead
041091 | UNIT E403 3930 S ROOSEVELT BLVD |  | Unknown, Non-Lead | Yes |  | 2021-02-10 |  | PVC | 1991 | Yes |  | 2021-02-10 |  | Non-lead
041092 | UNIT E404 3930 S ROOSEVELT BLVD |  | Unknown, Non-Lead | Yes |  | 2021-07-30 |  | Polytube | 1991 | Yes |  | 2021-07-30 |  | Non-lead
041093 | UNIT E405 3930 S ROOSEVELT BLVD |  | Unknown, Non-Lead | Yes |  | 2018-08-27 |  | Polytube | 1991 | Yes |  | 2018-08-27 |  | Non-lead
041094 | UNIT E406 3930 S ROOSEVELT BLVD |  | Unknown, Non-Lead | No |  |  |  | Unknown, Non-Lead | 1991 | No |  |  |  | Non-lead
041095 | UNIT E407 3930 S ROOSEVELT BLVD |  | Unknown, Non-Lead | Yes |  | 2019-10-03 |  | PVC | 1991 | Yes |  | 2019-10-03 |  | Non-lead
041096 | UNIT E408 3930 S ROOSEVELT BLVD |  | Unknown, Non-Lead | Yes |  | 2019-04-03 |  | Polytube | 1991 | Yes |  | 2019-04-03 |  | Non-lead
041097 | UNIT E409 3930 S ROOSEVELT BLVD |  | Unknown, Non-Lead | Yes |  | 2018-08-03 |  | Polytube | 1991 | Yes |  | 2018-08-03 |  | Non-lead
041098 | UNIT E410 3930 S ROOSEVELT BLVD |  | Unknown, Non-Lead | No |  |  |  | Unknown, Non-Lead | 1991 | No |  |  |  | Non-lead
041099 | UNIT E411 3930 S ROOSEVELT BLVD |  | Unknown, Non-Lead | Yes |  | 2024-07-02 |  | Polytube | 1991 | Yes |  | 2024-07-02 |  | Non-lead
041100 | UNIT E412 3930 S ROOSEVELT BLVD |  | Unknown, Non-Lead | No |  |  |  | Unknown, Non-Lead | 1991 | No |  |  |  | Non-lead
041101 | UNIT E413 3930 S ROOSEVELT BLVD |  | Unknown, Non-Lead | Yes |  | 2019-03-08 |  | Unknown, Non-Lead | 1991 | Yes |  | 2019-03-08 |  | Non-lead
041102 | UNIT W101 3930 S ROOSEVELT BLVD |  | Unknown, Non-Lead | No |  |  |  | Unknown, Non-Lead | 1991 | No |  |  |  | Non-lead
041103 | UNIT W102 3930 S ROOSEVELT BLVD |  | Unknown, Non-Lead | Yes |  | 2018-04-19 |  | Polytube | 1991 | Yes |  | 2018-04-19 |  | Non-lead
041104 | UNIT W103 3930 S ROOSEVELT BLVD |  | PVC | Yes |  | 2018-12-10 |  | Polytube | 1991 | Yes |  | 2018-12-10 |  | Non-lead
041105 | UNIT W104 3930 S ROOSEVELT BLVD |  | Unknown, Non-Lead | No |  |  |  | Unknown, Non-Lead | 1991 | No |  |  |  | Non-lead
041106 | UNIT W105 3930 S ROOSEVELT BLVD |  | Unknown, Non-Lead | Yes |  | 2019-06-05 |  | Unknown, Non-Lead | 1991 | Yes |  | 2019-06-05 |  | Non-lead
041107 | UNIT W106 3930 S ROOSEVELT BLVD |  | Unknown, Non-Lead | No |  |  |  | Unknown, Non-Lead | 1991 | No |  |  |  | Non-lead
041108 | UNIT W107 3930 S ROOSEVELT BLVD |  | Polytube | Yes |  | 2024-09-18 |  | PVC | 1991 | Yes |  | 2024-09-18 |  | Non-lead
041109 | UNIT W108 3930 S ROOSEVELT BLVD |  | Unknown, Non-Lead | Yes |  | 2024-08-22 |  | Polytube | 1991 | Yes |  | 2024-08-22 |  | Non-lead
041110 | UNIT W109 3930 S ROOSEVELT BLVD |  | Unknown, Non-Lead | Yes |  | 2023-04-27 |  | Unknown, Non-Lead | 1991 | Yes |  | 2023-04-27 |  | Non-lead
041111 | UNIT W110 3930 S ROOSEVELT BLVD |  | Unknown, Non-Lead | Yes |  | 2020-09-09 |  | Other | 1991 | Yes |  | 2020-09-09 |  | Unknown
041112 | UNIT W111 3930 S ROOSEVELT BLVD |  | Unknown, Non-Lead | Yes |  | 2020-12-28 |  | Unknown, Non-Lead | 1991 | Yes |  | 2020-12-28 |  | Non-lead
041113 | UNIT W112 3930 S ROOSEVELT BLVD |  | Unknown, Non-Lead | Yes |  | 2018-04-19 |  | Polytube | 1991 | Yes |  | 2018-04-19 |  | Non-lead
041114 | UNIT W113 3930 S ROOSEVELT BLVD |  | Unknown, Non-Lead | No |  |  |  | Unknown, Non-Lead | 1991 | No |  |  |  | Non-lead
041115 | UNIT W114 3930 S ROOSEVELT BLVD |  | Unknown, Non-Lead | Yes |  | 2021-04-15 |  | Unknown, Non-Lead | 1991 | Yes |  | 2021-04-15 |  | Non-lead
041116 | UNIT W201 3930 S ROOSEVELT BLVD |  | Unknown, Non-Lead | Yes |  | 2022-04-18 |  | PVC | 1991 | Yes |  | 2022-04-18 |  | Non-lead
041117 | UNIT W202 3930 S ROOSEVELT BLVD |  | Unknown, Non-Lead | Yes |  | 2018-07-31 |  | Polytube | 1991 | Yes |  | 2018-07-31 |  | Non-lead
041118 | UNIT W203 3930 S ROOSEVELT BLVD |  | Unknown, Non-Lead | No |  |  |  | Unknown, Non-Lead | 1991 | No |  |  |  | Non-lead
041119 | UNIT W204 3930 S ROOSEVELT BLVD |  | Unknown, Non-Lead | Yes |  | 2019-06-11 |  | PVC | 1991 | Yes |  | 2019-06-11 |  | Non-lead
041120 | UNIT W205 3930 S ROOSEVELT BLVD |  | Unknown, Non-Lead | Yes |  | 2017-06-21 |  | Unknown, Non-Lead | 1991 | Yes |  | 2017-06-21 |  | Non-lead
041121 | UNIT W206 3930 S ROOSEVELT BLVD |  | Unknown, Non-Lead | Yes |  | 2021-04-08 |  | Unknown, Non-Lead | 1991 | Yes |  | 2021-04-08 |  | Non-lead
041122 | UNIT W207 3930 S ROOSEVELT BLVD |  | Unknown, Non-Lead | No |  |  |  | Unknown, Non-Lead | 1991 | No |  |  |  | Non-lead
041123 | UNIT W208 3930 S ROOSEVELT BLVD |  | Unknown, Non-Lead | Yes |  | 2020-10-30 |  | Polytube | 1991 | Yes |  | 2020-10-30 |  | Non-lead
041124 | UNIT W209 3930 S ROOSEVELT BLVD |  | Unknown, Non-Lead | Yes |  | 2018-07-23 |  | Unknown, Non-Lead | 1991 | Yes |  | 2018-07-23 |  | Non-lead
041125 | UNIT W210 3930 S ROOSEVELT BLVD |  | Unknown, Non-Lead | Yes |  | 2018-04-19 |  | Polytube | 1991 | Yes |  | 2018-04-19 |  | Non-lead
041126 | UNIT W211 3930 S ROOSEVELT BLVD |  | Unknown, Non-Lead | Yes |  | 2019-04-15 |  | Polytube | 1991 | Yes |  | 2019-04-15 |  | Non-lead
041127 | UNIT W212 3930 S ROOSEVELT BLVD |  | Unknown, Non-Lead | Yes |  | 2024-06-06 |  | PVC | 1991 | Yes |  | 2024-06-06 |  | Non-lead
041128 | UNIT W213 3930 S ROOSEVELT BLVD |  | Polytube | No |  |  |  | Polytube | 1991 | No |  |  |  | Non-lead
041129 | UNIT W214 3930 S ROOSEVELT BLVD |  | Unknown, Non-Lead | No |  |  |  | Unknown, Non-Lead | 1991 | No |  |  |  | Non-lead
041130 | UNIT W301 3930 S ROOSEVELT BLVD |  | Unknown, Non-Lead | Yes |  | 2022-06-03 |  | Polytube | 1991 | Yes |  | 2022-06-03 |  | Non-lead
041131 | UNIT W302 3930 S ROOSEVELT BLVD |  | Unknown, Non-Lead | Yes |  | 2024-08-21 |  | Unknown, Non-Lead | 1991 | Yes |  | 2024-08-21 |  | Non-lead
041132 | UNIT W303 3930 S ROOSEVELT BLVD |  | Unknown, Non-Lead | Yes |  | 2020-06-29 |  | PVC | 1991 | Yes |  | 2020-06-29 |  | Non-lead
041133 | UNIT W304 3930 S ROOSEVELT BLVD |  | Unknown, Non-Lead | Yes |  | 2018-07-19 |  | Unknown, Non-Lead | 1991 | Yes |  | 2018-07-19 |  | Non-lead
041134 | UNIT W305 3930 S ROOSEVELT BLVD |  | Unknown, Non-Lead | Yes |  | 2019-09-16 |  | Polytube | 1991 | Yes |  | 2019-09-16 |  | Non-lead
041135 | UNIT W306 3930 S ROOSEVELT BLVD |  | Unknown, Non-Lead | Yes |  | 2020-08-31 |  | Unknown, Non-Lead | 1991 | Yes |  | 2020-08-31 |  | Non-lead
041136 | UNIT W307 3930 S ROOSEVELT BLVD |  | Unknown, Non-Lead | Yes |  | 2020-09-09 |  | Unknown, Non-Lead | 1991 | Yes |  | 2020-09-09 |  | Non-lead
041137 | UNIT W308 3930 S ROOSEVELT BLVD |  | Unknown, Non-Lead | Yes |  | 2018-05-16 |  | Unknown, Non-Lead | 1991 | Yes |  | 2018-05-16 |  | Non-lead
041138 | UNIT W309 3930 S ROOSEVELT BLVD |  | Unknown, Non-Lead | Yes |  | 2018-10-11 |  | Polytube | 1991 | Yes |  | 2018-10-11 |  | Non-lead
041139 | UNIT W310 3930 S ROOSEVELT BLVD |  | Unknown, Non-Lead | Yes |  | 2017-07-18 |  | Polytube | 1991 | Yes |  | 2017-07-18 |  | Non-lead
041140 | UNIT W311 3930 S ROOSEVELT BLVD |  | PVC | Yes |  | 2024-08-21 |  | Polytube | 1991 | Yes |  | 2024-08-21 |  | Non-lead
041141 | UNIT W312 3930 S ROOSEVELT BLVD |  | Unknown, Non-Lead | Yes |  | 2018-04-19 |  | Polytube | 1991 | Yes |  | 2018-04-19 |  | Non-lead
041142 | UNIT W313 3930 S ROOSEVELT BLVD |  | Unknown, Non-Lead | No |  |  |  | Unknown, Non-Lead | 1991 | No |  |  |  | Non-lead
041143 | UNIT W314 3930 S ROOSEVELT BLVD |  | Unknown, Non-Lead | No |  |  |  | Unknown, Non-Lead | 1991 | No |  |  |  | Non-lead
041144 | UNIT W401 3930 S ROOSEVELT BLVD |  | Unknown, Non-Lead | Yes |  | 2018-10-19 |  | Unknown, Non-Lead | 1991 | Yes |  | 2018-10-19 |  | Non-lead
041145 | UNIT W402 3930 S ROOSEVELT BLVD |  | Unknown, Non-Lead | Yes |  | 2019-03-19 |  | Unknown, Non-Lead | 1991 | Yes |  | 2019-03-19 |  | Non-lead
041146 | UNIT W403 3930 S ROOSEVELT BLVD |  | Unknown, Non-Lead | Yes |  | 2020-09-15 |  | Unknown, Non-Lead | 1991 | Yes |  | 2020-09-15 |  | Non-lead
041147 | UNIT W404 3930 S ROOSEVELT BLVD |  | Unknown, Non-Lead | Yes |  | 2020-07-27 |  | Polytube | 1991 | Yes |  | 2020-07-27 |  | Non-lead
041148 | UNIT W405 3930 S ROOSEVELT BLVD |  | Unknown, Non-Lead | No |  |  |  | Unknown, Non-Lead | 1991 | No |  |  |  | Non-lead
041149 | UNIT W406 3930 S ROOSEVELT BLVD |  | Unknown, Non-Lead | Yes |  | 2021-05-24 |  | Polytube | 1991 | Yes |  | 2021-05-24 |  | Non-lead
041150 | UNIT W407 3930 S ROOSEVELT BLVD |  | Polytube | Yes |  | 2024-08-22 |  | PVC | 1991 | Yes |  | 2024-08-22 |  | Non-lead
041151 | UNIT W408 3930 S ROOSEVELT BLVD |  | Unknown, Non-Lead | Yes |  | 2023-05-17 |  | Polytube | 1991 | Yes |  | 2023-05-17 |  | Non-lead
041152 | UNIT W409 3930 S ROOSEVELT BLVD |  | Unknown, Non-Lead | Yes |  | 2019-01-17 |  | Polytube | 1991 | Yes |  | 2019-01-17 |  | Non-lead
041153 | UNIT W410 3930 S ROOSEVELT BLVD |  | Unknown, Non-Lead | Yes |  | 2018-10-19 |  | Polytube | 1991 | Yes |  | 2018-10-19 |  | Non-lead
041154 | UNIT W411 3930 S ROOSEVELT BLVD |  | Unknown, Non-Lead | Yes |  | 2019-02-07 |  | Unknown, Non-Lead | 1991 | Yes |  | 2019-02-07 |  | Non-lead
041155 | UNIT W412 3930 S ROOSEVELT BLVD |  | Unknown, Non-Lead | Yes |  | 2019-03-08 |  | Polytube | 1991 | Yes |  | 2019-03-08 |  | Non-lead
041156 | UNIT W413 3930 S ROOSEVELT BLVD |  | PVC | Yes |  | 2022-08-17 |  | Polytube | 1991 | Yes |  | 2022-08-17 |  | Non-lead
041157 | UNIT W414 3930 S ROOSEVELT BLVD |  | Unknown, Non-Lead | Yes |  | 2019-10-02 |  | Unknown, Non-Lead | 1991 | Yes |  | 2019-10-02 |  | Non-lead
041158 | 16 SUSAN ST |  | Unknown, Non-Lead | Yes |  | 2021-11-17 |  | Unknown, Non-Lead | 1990 | Yes |  | 2021-11-17 |  | Non-lead
041159 | 48 TRANSYLVANIA AVE |  | Polytube | Yes |  | 2022-10-05 |  | PVC | 1990 | Yes |  | 2022-10-05 |  | Non-lead
041160 | 246 APACHE ST |  | Unknown, Non-Lead | Yes |  | 2020-07-21 |  | Unknown, Non-Lead | 1990 | Yes |  | 2020-07-21 |  | Non-lead
041161 | 112 LORELANE PL |  | Unknown, Non-Lead | Yes |  | 2017-08-28 |  | PVC | 1991 | Yes |  | 2017-08-28 |  | Non-lead
041162 | 117 LORELANE PL |  | Unknown, Non-Lead | Yes |  | 2021-02-01 |  | PVC | 1991 | Yes |  | 2021-02-01 |  | Non-lead
041163 | APT UP 904 TRUMAN AVE |  | PVC | Yes |  | 2023-04-13 |  | PVC | 1933 | Yes |  | 2023-04-13 |  | Non-lead
041164 | #REAR 904 TRUMAN AVE |  | PVC | Yes |  | 2023-03-28 |  | PVC | 1933 | Yes |  | 2023-03-28 |  | Non-lead
041165 | 30443 DATE ROW |  | Unknown, Non-Lead | Yes |  | 2022-05-20 |  | Polytube | 1990 | Yes |  | 2022-05-20 |  | Non-lead
041166 | 20 HIGH POINT RD |  | Unknown, Non-Lead | Yes |  | 2020-10-19 |  | PVC | 1991 | Yes |  | 2020-10-19 |  | Non-lead
041167 | 144 MADEIRA RD |  | Unknown, Non-Lead | Yes |  | 2020-01-21 |  | Unknown, Non-Lead | 2001 | Yes |  | 2020-01-21 |  | Non-lead
041168 | 800 OCEANA DR |  | Unknown, Non-Lead | Yes |  | 2022-04-20 |  | Unknown, Non-Lead | 1992 | Yes |  | 2022-04-20 |  | Non-lead
041169 | 385 CARIBBEAN DR |  | Unknown, Non-Lead | Yes |  | 2018-09-25 |  | Unknown, Non-Lead | 2002 | Yes |  | 2018-09-25 |  | Non-lead
041170 | 221 TARPON ST |  | Unknown, Non-Lead | Yes |  | 2021-11-08 |  | PVC | 1991 | Yes |  | 2021-11-08 |  | Non-lead
041171 | UP 600 DUVAL ST |  | Polytube | Yes |  | 2024-03-08 |  | PVC | 1954 | Yes |  | 2024-03-08 |  | Non-lead
041172 | LEFT 341 10TH ST |  | Unknown, Non-Lead | No |  |  |  | Unknown, Non-Lead | 1989 | No |  |  |  | Non-lead
041173 | 98 E AVE |  | Unknown, Non-Lead | Yes |  | 2021-09-22 |  | Unknown, Non-Lead | 1993 | Yes |  | 2021-09-22 |  | Non-lead
041174 | RIGHT 63 CORAL LANE |  | Polytube | Yes |  | 2024-03-05 |  | PVC | 1961 | Yes |  | 2024-03-05 |  | Non-lead
041175 | 1800 MANOR LANE |  | Polytube | Yes |  | 2023-03-23 |  | PVC | 1973 | Yes |  | 2023-03-23 |  | Non-lead
041176 | 9600 AVIATION BLVD |  | Unknown, Non-Lead | Yes |  | 2021-03-30 |  | Unknown, Non-Lead | 1990 | Yes |  | 2021-03-30 |  | Non-lead
041177 | 22500 PIECES OF EIGHTS |  | Unknown, Non-Lead | No |  |  |  | Unknown, Non-Lead | 1991 | No |  |  |  | Non-lead
041178 | STORE DOWN 715 DUVAL ST |  | Unknown, Non-Lead | No |  |  |  | Unknown, Non-Lead | 1991 | No |  |  |  | Non-lead
041179 | 201 GULFVIEW DR |  | Unknown, Non-Lead | Yes |  | 2018-07-19 |  | Unknown, Non-Lead | 1990 | Yes |  | 2018-07-19 |  | Non-lead
041180 | M43 87851 OLD HWY |  | Unknown, Non-Lead | Yes |  | 2022-08-16 |  | Unknown, Non-Lead | 1989 | Yes |  | 2022-08-16 |  | Non-lead
041181 | 332 MAHOGANY DR |  | Polytube | Yes |  | 2023-02-08 |  | PVC | 1976 | Yes |  | 2023-02-08 |  | Non-lead
041182 | 608 ISLAND DR |  | Polytube | Yes |  | 2023-06-30 |  | PVC | 1974 | Yes |  | 2023-06-30 |  | Non-lead
041183 | 34 S ANDROS RD |  | Unknown, Non-Lead | Yes |  | 2018-04-30 |  | Unknown, Non-Lead | 1994 | Yes |  | 2018-04-30 |  | Non-lead
041184 | 29657 FORRESTAL AVE |  | Unknown, Non-Lead | No |  |  |  | Unknown, Non-Lead | 1990 | No |  |  |  | Non-lead
041185 | LOT 40 2950 OVERSEAS HWY |  | Polytube | Yes |  | 2024-06-28 |  | PVC |  | Yes |  | 2024-06-28 |  | Non-lead
041186 | 16885 TAMARIND RD |  | Unknown, Non-Lead | Yes |  | 2018-06-12 |  | PVC | 1991 | Yes |  | 2018-06-12 |  | Non-lead
041187 | 27037 ANGELFISH |  | Unknown, Non-Lead | No |  |  |  | Unknown, Non-Lead | 1998 | No |  |  |  | Non-lead
041188 | 90 N BOUNTY LN |  | Polytube | Yes |  | 2023-01-31 |  | PVC | 1992 | Yes |  | 2023-01-31 |  | Non-lead
041189 | 112 WILLOW LN |  | Unknown, Non-Lead | Yes |  | 2022-12-22 |  | PVC | 1991 | Yes |  | 2022-12-22 |  | Non-lead
041190 | 112 SEASHORE DR |  | Polytube | Yes |  | 2022-06-17 |  | PVC | 1990 | Yes |  | 2022-06-17 |  | Non-lead
041191 | 133 SILVER PALM AVE |  | Polytube | Yes |  | 2023-10-20 |  | PVC | 1987 | Yes |  | 2023-10-20 |  | Non-lead
041192 | 9 OAKWOOD AVE |  | Polytube | Yes |  | 2022-01-26 |  | PVC | 1990 | Yes |  | 2022-01-26 |  | Non-lead
041193 | 302 ST THOMAS AVE |  | Unknown, Non-Lead | Yes |  | 2020-06-01 |  | Unknown, Non-Lead | 1991 | Yes |  | 2020-06-01 |  | Non-lead
041194 | 13 PALM DR |  | Unknown, Non-Lead | Yes |  | 2017-06-16 |  | Unknown, Non-Lead | 1990 | Yes |  | 2017-06-16 |  | Non-lead
041195 | BLDG H 98302 WINDWARD AVE |  | Copper | Yes |  | 2023-05-04 |  | Copper | 1981 | Yes |  | 2023-05-04 |  | Non-lead
041196 | 9856 LEEWARD BLDG C AVE |  | Copper | Yes |  | 2023-05-04 |  | Copper | 1981 | Yes |  | 2023-05-04 |  | Non-lead
041197 | 129 NAUTILUS DR |  | Unknown, Non-Lead | No |  |  |  | Unknown, Non-Lead | 2019 | No |  |  |  | Non-lead
041198 | 18 PARK AVE |  | Polytube | Yes |  | 2022-07-07 |  | PVC |  | Yes |  | 2022-07-07 |  | Non-lead
041199 | LOT 22 2950 OVERSEAS HWY |  | Polytube | Yes |  | 2022-07-07 |  | PVC |  | Yes |  | 2022-07-07 |  | Non-lead
041200 | LOT 27 2950 OVERSEAS HWY |  | Polytube | Yes |  | 2022-07-07 |  | PVC |  | Yes |  | 2022-07-07 |  | Non-lead
041201 | LOT 31 2950 OVERSEAS HWY |  | Polytube | Yes |  | 2022-07-07 |  | PVC |  | Yes |  | 2022-07-07 |  | Non-lead
041202 | LOT 35 2950 OVERSEAS HWY |  | Polytube | Yes |  | 2022-07-07 |  | PVC |  | Yes |  | 2022-07-07 |  | Non-lead
041203 | 30300 OVERSEAS HWY |  | Polytube | Yes |  | 2024-01-08 |  | PVC | 1977 | Yes |  | 2024-01-08 |  | Non-lead
041204 | 636 HECK AVE |  | Polytube | Yes |  | 2024-05-08 |  | PVC | 1974 | Yes |  | 2024-05-08 |  | Non-lead
041205 | 616 HECK AVE |  | Polytube | Yes |  | 2023-01-25 |  | PVC | 1974 | Yes |  | 2023-01-25 |  | Non-lead
041206 | APT D 1218 DUVAL ST |  | Polytube | Yes |  | 2022-09-26 |  | PVC | 1933 | Yes |  | 2022-09-26 |  | Non-lead
041207 | #C 1218 DUVAL ST |  | Polytube | Yes |  | 2022-12-08 |  | PVC | 1933 | Yes |  | 2022-12-08 |  | Non-lead
041208 | 22935 BLUEGILL LANE |  | Polytube | Yes |  | 2022-09-29 |  | PVC | 1987 | Yes |  | 2022-09-29 |  | Non-lead
041209 | 125 N BAHAMA DR |  | Unknown, Non-Lead | Yes |  | 2021-05-12 |  | Unknown, Non-Lead | 1991 | Yes |  | 2021-05-12 |  | Non-lead
041210 | 250 N ANGLERS DR |  | Polytube | Yes |  | 2023-11-30 |  | PVC | 1973 | Yes |  | 2023-11-30 |  | Non-lead
041211 | 305 CALZADA DE BOUGA |  | Unknown, Non-Lead | Yes |  | 2020-05-13 |  | Unknown, Non-Lead | 1991 | Yes |  | 2020-05-13 |  | Non-lead
041212 | #B 1301 GROUPER DR |  | Polytube | Yes |  | 2023-01-27 |  | PVC | 1958 | Yes |  | 2023-01-27 |  | Non-lead
041213 | 57463 GOODLEY ST |  | Unknown, Non-Lead | Yes |  | 2020-07-16 |  | PVC | 1990 | Yes |  | 2020-07-16 |  | Non-lead
041214 | 521 BLACKBEARD RD |  | Unknown, Non-Lead | No |  |  |  | Unknown, Non-Lead | 1990 | No |  |  |  | Non-lead
041215 | 19482 CANAL DR |  | Unknown, Non-Lead | Yes |  | 2019-04-03 |  | PVC | 1991 | Yes |  | 2019-04-03 |  | Non-lead
041216 | 258 JASMINE ST |  | Unknown, Non-Lead | Yes |  | 2021-02-16 |  | PVC | 1990 | Yes |  | 2021-02-16 |  | Non-lead
041217 | 151 COCONUT ROW |  | Polytube | Yes |  | 2023-01-30 |  | PVC | 1963 | Yes |  | 2023-01-30 |  | Non-lead
041218 | 154 PLANTATION AVE |  | Polytube | Yes |  | 2022-06-09 |  | PVC | 1984 | Yes |  | 2022-06-09 |  | Non-lead
041219 | LOT 17 & 18 81200 OVERSEAS HWY |  | Polytube | Yes |  | 2022-06-22 |  | PVC | 1963 | Yes |  | 2022-06-22 |  | Non-lead
041220 | 101925 OVERSEAS HWY |  | Unknown, Non-Lead | Yes |  | 2017-12-28 |  | PVC | 1992 | Yes |  | 2017-12-28 |  | Non-lead
041221 | 27059 OLD STATE 4-A RD |  | Unknown, Non-Lead | Yes |  | 2018-10-10 |  | Unknown, Non-Lead | 1990 | Yes |  | 2018-10-10 |  | Non-lead
041222 | 27049 OLD STATE 4-A RD |  | Unknown, Non-Lead | Yes |  | 2017-04-26 |  | PVC | 1990 | Yes |  | 2017-04-26 |  | Non-lead
041223 | 27270 BROWN LT 27 DR |  | Unknown, Non-Lead | Yes |  | 2017-07-26 |  | Unknown, Non-Lead | 1990 | Yes |  | 2017-07-26 |  | Non-lead
041224 | 27260 BROWN DR |  | Unknown, Non-Lead | Yes |  | 2017-08-23 |  | PVC | 1990 | Yes |  | 2017-08-23 |  | Non-lead
041225 | 30971 BAILEY LANE |  | Unknown, Non-Lead | Yes |  | 2024-01-26 |  | Unknown, Non-Lead | 1990 | Yes |  | 2024-01-26 |  | Non-lead
041226 | 1 SUNSET BLVD |  | Polytube | Yes |  | 2022-11-09 |  | PVC | 1964 | Yes |  | 2022-11-09 |  | Non-lead
041227 | 70 FLORIDA DR |  | Unknown, Non-Lead | Yes |  | 2020-10-07 |  | Unknown, Non-Lead | 1991 | Yes |  | 2020-10-07 |  | Non-lead
041228 | 210 SONNY RD |  | Polytube | Yes |  | 2022-05-17 |  | PVC | 1992 | Yes |  | 2022-05-17 |  | Non-lead
041229 | 110 ARCTIC AVE |  | Polytube | Yes |  | 2024-01-08 |  | PVC | 1990 | Yes |  | 2024-01-08 |  | Non-lead
041230 | 318 WOODS AVE |  | Unknown, Non-Lead | Yes |  | 2023-07-18 |  | Unknown, Non-Lead | 1991 | Yes |  | 2023-07-18 |  | Non-lead
041231 | 27330 BARBADOS LANE |  | Unknown, Non-Lead | No |  |  |  | Unknown, Non-Lead | 1991 | No |  |  |  | Non-lead
041232 | 206 AVE G |  | Unknown, Non-Lead | No |  |  |  | Unknown, Non-Lead | 1991 | No |  |  |  | Non-lead
041233 | #2 28388 COUNTY RD |  | Unknown, Non-Lead | Yes |  | 2018-06-21 |  | Unknown, Non-Lead | 1990 | Yes |  | 2018-06-21 |  | Non-lead
041234 | 79 CANNON ROYAL DR |  | Polytube | Yes |  | 2024-07-26 |  | Copper | 1991 | Yes |  | 2024-07-26 |  | Non-lead
041235 | LT 14 308 WOODS AVE |  | Polytube | Yes |  | 2023-02-23 |  | PVC | 1991 | Yes |  | 2023-02-23 |  | Non-lead
041236 | 109 PALM LN |  | Unknown, Non-Lead | Yes |  | 2020-03-17 |  | Unknown, Non-Lead | 1994 | Yes |  | 2020-03-17 |  | Non-lead
041237 | 26 CORAL DR |  | Unknown, Non-Lead | Yes |  | 2020-11-13 |  | PVC | 1991 | Yes |  | 2020-11-13 |  | Non-lead
041238 | #236 103400 OVERSEAS HWY |  | Polytube | Yes |  | 2023-05-04 |  | PVC | 1986 | Yes |  | 2023-05-04 |  | Non-lead
041239 | 135 SIOUX ST |  | Unknown, Non-Lead | Yes |  | 2021-04-19 |  | Unknown, Non-Lead | 1990 | Yes |  | 2021-04-19 |  | Non-lead
041240 | 29856 TROPICAL TRADER RD |  | Unknown, Non-Lead | Yes |  | 2022-11-14 |  | Unknown, Non-Lead | 1990 | Yes |  | 2022-11-14 |  | Non-lead
041241 | RS 30230 PARADISE LANE |  | Polytube | Yes |  | 2024-04-25 |  | Galvanized | 1989 | Yes |  | 2024-04-25 |  | Galvanized Requiring Replacement
041242 | 491 CORAL AVE |  | Unknown, Non-Lead | No |  |  |  | Unknown, Non-Lead | 2002 | No |  |  |  | Non-lead
041243 | 528 DUPONT LN |  | Unknown, Non-Lead | Yes |  | 2024-07-08 |  | Polytube | 1991 | Yes |  | 2024-07-08 |  | Non-lead
041244 | 94 MARINA AVE |  | Unknown, Non-Lead | Yes |  | 2022-04-01 |  | Unknown, Non-Lead | 1990 | Yes |  | 2022-04-01 |  | Non-lead
041245 | 113 SECOND LANE |  | Polytube | Yes |  | 2023-02-08 |  | PVC | 1981 | Yes |  | 2023-02-08 |  | Non-lead
041246 | 111 PEARL AVE |  | Polytube | Yes |  | 2023-09-05 |  | PVC | 1989 | Yes |  | 2023-09-05 |  | Non-lead
041247 | 152 HARBOR LN |  | Polytube | Yes |  | 2022-06-15 |  | PVC | 1977 | Yes |  | 2022-06-15 |  | Non-lead
041248 | 228 ATLANTIC BLVD |  | Polytube | Yes |  | 2021-06-16 |  | PVC | 1988 | Yes |  | 2021-06-16 |  | Non-lead
041249 | 3619 CARRIBEAN DR |  | Unknown, Non-Lead | No |  |  |  | Unknown, Non-Lead | 1990 | No |  |  |  | Non-lead
041250 | 22416 LA FITTE DR |  | Unknown, Non-Lead | Yes |  | 2021-11-30 |  | Unknown, Non-Lead | 1990 | Yes |  | 2021-11-30 |  | Non-lead
041251 | 27325 GUADALOUPE LN |  | Unknown, Non-Lead | No |  |  |  | Unknown, Non-Lead | 1990 | No |  |  |  | Non-lead
041252 | 3624 FOX ST |  | Polytube | Yes |  | 2024-08-26 |  | PVC | 1991 | Yes |  | 2024-08-26 |  | Non-lead
041253 | 172 SAWYER DR |  | Polytube | Yes |  | 2022-12-05 |  | PVC | 1994 | Yes |  | 2022-12-05 |  | Non-lead
041254 | 29184 POINSETTA LANE |  | Polytube | Yes |  | 2023-01-10 |  | PVC | 1975 | Yes |  | 2023-01-10 |  | Non-lead
041255 | 120 AVE G |  | Unknown, Non-Lead | Yes |  | 2024-08-20 |  | Polytube | 1991 | Yes |  | 2024-08-20 |  | Non-lead
041256 | 1121 COATES LN |  | Polytube | Yes |  | 2022-10-31 |  | PVC | 1986 | Yes |  | 2022-10-31 |  | Non-lead
041257 | 322 WHITEHEAD ST |  | Polytube | Yes |  | 2016-11-17 |  | Unknown, Non-Lead | 1991 | Yes |  | 2016-11-17 |  | Non-lead
041258 | 503 AMELIA ST |  | Polytube | Yes |  | 2022-09-02 |  | PVC | 1933 | Yes |  | 2022-09-02 |  | Non-lead
041259 | 785 GROUPER TR |  | Unknown, Non-Lead | No |  |  |  | Unknown, Non-Lead | 1990 | No |  |  |  | Non-lead
041260 | 3 MANGROVE LANE |  | Unknown, Non-Lead | Yes |  | 2019-09-05 |  | Unknown, Non-Lead | 1989 | Yes |  | 2019-09-05 |  | Non-lead
041261 | 9810 MAGELLAN DR |  | Copper | Yes |  | 2023-05-04 |  | Copper | 1981 | Yes |  | 2023-05-04 |  | Non-lead
041262 | 213 WILDWOOD CIRCLE |  | Unknown, Non-Lead | Yes |  | 2022-01-19 |  | Unknown, Non-Lead | 1991 | Yes |  | 2022-01-19 |  | Non-lead
041263 | 83 MARINA AVE |  | Unknown, Non-Lead | No |  |  |  | Unknown, Non-Lead | 2020 | No |  |  |  | Non-lead
041264 | APT 1 102 SOUTHARD ST |  | Unknown, Non-Lead | No |  |  |  | Unknown, Non-Lead | 1991 | No |  |  |  | Non-lead
041265 | 323 LES ROHDE DR |  | Unknown, Non-Lead | Yes |  | 2018-05-25 |  | PVC | 1990 | Yes |  | 2018-05-25 |  | Non-lead
041266 | 27123 MARIPOSA RD |  | Unknown, Non-Lead | No |  |  |  | Unknown, Non-Lead | 1990 | No |  |  |  | Non-lead
041267 | 28565 ANNE BONNIE RD |  | Polytube | Yes |  | 2023-08-24 |  | PVC | 1990 | Yes |  | 2023-08-24 |  | Non-lead
041268 | 1422 WASHINGTON ST |  | Unknown, Non-Lead | No |  |  |  | Unknown, Non-Lead | 1992 | No |  |  |  | Non-lead
041269 | 2800 N ROOSEVELT BLVD |  | Cast Iron | Yes |  | 2024-08-27 |  | Cast Iron | 1992 | Yes |  | 2024-08-27 |  | Non-lead
041270 | 9 TREASURE RD |  | Unknown, Non-Lead | Yes |  | 2022-01-18 |  | Unknown, Non-Lead | 1990 | Yes |  | 2022-01-18 |  | Non-lead
041271 | 2663 YELLOWTAIL DR |  | Polytube | Yes |  | 2023-08-17 |  | PVC | 1991 | Yes |  | 2023-08-17 |  | Non-lead
041272 | 504 CORTE CHICA |  | Unknown, Non-Lead | Yes |  | 2019-06-24 |  | PVC | 1991 | Yes |  | 2019-06-24 |  | Non-lead
041273 | 359 AVOCADO AVE |  | Unknown, Non-Lead | Yes |  | 2020-07-14 |  | Polytube | 1990 | Yes |  | 2020-07-14 |  | Non-lead
041274 | 208 S ANGLERS DR |  | Unknown, Non-Lead | Yes |  | 2024-05-21 |  | Unknown, Non-Lead | 1991 | Yes |  | 2024-05-21 |  | Non-lead
041275 | 85 CALLE ENSUENO |  | Unknown, Non-Lead | No |  |  |  | Unknown, Non-Lead | 1991 | No |  |  |  | Non-lead
041276 | APT 3 1128 PACKER ST |  | Unknown | Yes |  | 2023-03-22 |  | PVC | 1933 | Yes |  | 2023-03-22 |  | Lead Status Unknown
041277 | APT 2 1128 PACKER ST |  | Unknown | Yes |  | 2023-03-22 |  | PVC | 1933 | Yes |  | 2023-03-22 |  | Lead Status Unknown
041278 | APT 4 1128 PACKER ST |  | Unknown | Yes |  | 2023-03-22 |  | PVC | 1933 | Yes |  | 2023-03-22 |  | Lead Status Unknown
041279 | 66 BAHAMA AVE |  | Unknown, Non-Lead | Yes |  | 2019-08-14 |  | Unknown, Non-Lead | 1991 | Yes |  | 2019-08-14 |  | Non-lead
041280 | 80 MARINA AVE |  | Unknown, Non-Lead | Yes |  | 2020-08-27 |  | Unknown, Non-Lead | 1990 | Yes |  | 2020-08-27 |  | Non-lead
041281 | 44 MUTINY PL |  | Unknown, Non-Lead | Yes |  | 2022-02-18 |  | Unknown, Non-Lead | 1991 | Yes |  | 2022-02-18 |  | Non-lead
041282 | 101 N AIRPORT RD |  | Polytube | Yes |  | 2022-05-12 |  | PVC | 1992 | Yes |  | 2022-05-12 |  | Non-lead
041283 | 220 TIDE AVE |  | Unknown, Non-Lead | Yes |  | 2024-02-21 |  | Unknown, Non-Lead | 1991 | Yes |  | 2024-02-21 |  | Non-lead
041284 | 1122 COATES LN |  | Polytube | Yes |  | 2022-10-31 |  | PVC | 1982 | Yes |  | 2022-10-31 |  | Non-lead
041285 | 29119 VIOLET DR |  | Polytube | Yes |  | 2023-03-20 |  | PVC | 1984 | Yes |  | 2023-03-20 |  | Non-lead
041286 | #12 102 SOUTHARD ST |  | Unknown, Non-Lead | No |  |  |  | Unknown, Non-Lead | 1991 | No |  |  |  | Non-lead
041287 | 199 PLANTATION SHRS DR |  | Unknown, Non-Lead | Yes |  | 2021-12-03 |  | Unknown, Non-Lead | 1999 | Yes |  | 2021-12-03 |  | Non-lead
041288 | 9814 MAGELLAN DR |  | Copper | Yes |  | 2023-05-04 |  | Copper | 1981 | Yes |  | 2023-05-04 |  | Non-lead
041289 | 162 GIARDINO DR |  | Polytube | Yes |  | 2023-03-21 |  | PVC | 1991 | Yes |  | 2023-03-21 |  | Non-lead
041290 | 125 SECOND LANE |  | Polytube | Yes |  | 2023-02-08 |  | PVC | 1975 | Yes |  | 2023-02-08 |  | Non-lead
041291 | 202 PALM AVE |  | Unknown, Non-Lead | No |  |  |  | Unknown, Non-Lead | 1990 | No |  |  |  | Non-lead
041292 | UNIT 5 102 SOUTHARD ST |  | Unknown, Non-Lead | No |  |  |  | Unknown, Non-Lead | 1991 | No |  |  |  | Non-lead
041293 | #3 102 SOUTHARD ST |  | Unknown, Non-Lead | No |  |  |  | Unknown, Non-Lead | 1991 | No |  |  |  | Non-lead
041294 | #2 102 SOUTHARD ST |  | Unknown, Non-Lead | No |  |  |  | Unknown, Non-Lead | 1991 | No |  |  |  | Non-lead
041295 | UNIT 4 102 SOUTHARD ST |  | Polytube | Yes |  | 2023-03-07 |  | PVC | 1991 | Yes |  | 2023-03-07 |  | Non-lead
041296 | UNIT 6 102 SOUTHARD ST |  | Unknown, Non-Lead | No |  |  |  | Unknown, Non-Lead | 1991 | No |  |  |  | Non-lead
041297 | UNIT 7 102 SOUTHARD ST |  | Unknown, Non-Lead | Yes |  | 2017-04-12 |  | Unknown, Non-Lead | 1991 | Yes |  | 2017-04-12 |  | Non-lead
041298 | #8 102 SOUTHARD ST |  | Unknown, Non-Lead | Yes |  | 2021-05-13 |  | Unknown, Non-Lead | 1991 | Yes |  | 2021-05-13 |  | Non-lead
041299 | UNIT 09 102 SOUTHARD ST |  | Unknown, Non-Lead | Yes |  | 2024-04-19 |  | Unknown, Non-Lead | 1991 | Yes |  | 2024-04-19 |  | Non-lead
041300 | UNIT 10 102 SOUTHARD ST |  | Unknown, Non-Lead | No |  |  |  | Unknown, Non-Lead | 1991 | No |  |  |  | Non-lead
041301 | APT 11 102 SOUTHARD ST |  | Unknown, Non-Lead | Yes |  | 2024-07-08 |  | Unknown, Non-Lead | 1991 | Yes |  | 2024-07-08 |  | Non-lead
041302 | 104-1 SOUTHARD ST |  | Unknown, Non-Lead | Yes |  | 2024-07-08 |  | Unknown, Non-Lead | 1991 | Yes |  | 2024-07-08 |  | Non-lead
041303 | 104-2 SOUTHARD ST |  | Unknown, Non-Lead | Yes |  | 2022-09-07 |  | PVC | 1991 | Yes |  | 2022-09-07 |  | Non-lead
041304 | 104-3 SOUTHARD ST |  | Unknown, Non-Lead | No |  |  |  | Unknown, Non-Lead | 1991 | No |  |  |  | Non-lead
041305 | 104-4 SOUTHARD ST |  | Unknown, Non-Lead | Yes |  | 2019-09-09 |  | Unknown, Non-Lead | 1991 | Yes |  | 2019-09-09 |  | Non-lead
041306 | 104-5 SOUTHARD ST |  | Unknown, Non-Lead | No |  |  |  | Unknown, Non-Lead | 1991 | No |  |  |  | Non-lead
041307 | 104-6 SOUTHARD ST |  | Unknown, Non-Lead | No |  |  |  | Unknown, Non-Lead | 1991 | No |  |  |  | Non-lead
041308 | 104-7 SOUTHARD ST |  | Unknown, Non-Lead | No |  |  |  | Unknown, Non-Lead | 1991 | No |  |  |  | Non-lead
041309 | UNIT 1 106 SOUTHARD ST |  | Unknown, Non-Lead | Yes |  | 2023-12-06 |  | Unknown, Non-Lead | 1991 | Yes |  | 2023-12-06 |  | Non-lead
041310 | UNIT 2 106 SOUTHARD ST |  | Unknown, Non-Lead | No |  |  |  | Unknown, Non-Lead | 1991 | No |  |  |  | Non-lead
041311 | UNIT 3 106 SOUTHARD ST |  | Polytube | Yes |  | 2022-10-06 |  | PVC | 1991 | Yes |  | 2022-10-06 |  | Non-lead
041312 | UNIT 4 106 SOUTHARD ST |  | Unknown, Non-Lead | Yes |  | 2019-09-09 |  | Unknown, Non-Lead | 1991 | Yes |  | 2019-09-09 |  | Non-lead
041313 | UNIT 5 106 SOUTHARD ST |  | Polytube | Yes |  | 2022-09-07 |  | PVC | 1991 | Yes |  | 2022-09-07 |  | Non-lead
041314 | UNIT 6 106 SOUTHARD ST |  | Unknown, Non-Lead | No |  |  |  | Unknown, Non-Lead | 1991 | No |  |  |  | Non-lead
041315 | UNIT 7 106 SOUTHARD ST |  | Unknown, Non-Lead | Yes |  | 2023-09-14 |  | Unknown, Non-Lead | 1991 | Yes |  | 2023-09-14 |  | Non-lead
041316 | UNIT 8 106 SOUTHARD ST |  | Unknown, Non-Lead | Yes |  | 2018-07-27 |  | Unknown, Non-Lead | 1991 | Yes |  | 2018-07-27 |  | Non-lead
041317 | UNIT 9 106 SOUTHARD ST |  | Unknown, Non-Lead | No |  |  |  | Unknown, Non-Lead | 1991 | No |  |  |  | Non-lead
041318 | UNIT 1 204 SOUTHARD ST |  | Polytube | Yes |  | 2022-11-07 |  | Copper | 1991 | Yes |  | 2022-11-07 |  | Non-lead
041319 | APT 2 204 SOUTHARD ST |  | Unknown, Non-Lead | No |  |  |  | Unknown, Non-Lead | 1991 | No |  |  |  | Non-lead
041320 | APT 3 204 SOUTHARD ST |  | Unknown, Non-Lead | Yes |  | 2019-12-09 |  | PVC | 1991 | Yes |  | 2019-12-09 |  | Non-lead
041321 | APT 4 204 SOUTHARD ST |  | Unknown, Non-Lead | No |  |  |  | Unknown, Non-Lead | 1991 | No |  |  |  | Non-lead
041322 | UNIT 5 204 SOUTHARD ST |  | Unknown, Non-Lead | Yes |  | 2024-09-05 |  | Unknown, Non-Lead | 1991 | Yes |  | 2024-09-05 |  | Non-lead
041323 | UNIT 6 204 SOUTHARD ST |  | Unknown, Non-Lead | Yes |  | 2024-01-04 |  | Unknown, Non-Lead | 1991 | Yes |  | 2024-01-04 |  | Non-lead
041324 | #7 204 SOUTHARD ST |  | Unknown, Non-Lead | Yes |  | 2019-12-20 |  | PVC | 1991 | Yes |  | 2019-12-20 |  | Non-lead
041325 | APT 8 204 SOUTHARD ST |  | Unknown, Non-Lead | Yes |  | 2020-08-05 |  | Unknown, Non-Lead | 1991 | Yes |  | 2020-08-05 |  | Non-lead
041326 | #9 204 SOUTHARD |  | Unknown, Non-Lead | Yes |  | 2021-06-04 |  | Unknown, Non-Lead | 1991 | Yes |  | 2021-06-04 |  | Non-lead
041327 | #10 204 SOUTHARD ST |  | Polytube | Yes |  | 2023-09-06 |  | PVC | 1991 | Yes |  | 2023-09-06 |  | Non-lead
041328 | UNIT 11 204 SOUTHARD ST |  | Polytube | Yes |  | 2022-11-04 |  | Copper | 1991 | Yes |  | 2022-11-04 |  | Non-lead
041329 | UNIT 01 210 SOUTHARD ST |  | Unknown, Non-Lead | No |  |  |  | Unknown, Non-Lead | 1991 | No |  |  |  | Non-lead
041330 | UNIT 02 210 SOUTHARD ST |  | Unknown, Non-Lead | No |  |  |  | Unknown, Non-Lead | 1991 | No |  |  |  | Non-lead
041331 | UNIT 03 210 SOUTHARD ST |  | PVC | Yes |  | 2023-08-17 |  | PVC | 1991 | Yes |  | 2023-08-17 |  | Non-lead
041332 | UNIT 04 210 SOUTHARD ST |  | Unknown, Non-Lead | Yes |  | 2020-10-05 |  | Unknown, Non-Lead | 1991 | Yes |  | 2020-10-05 |  | Non-lead
041333 | UNIT 05 210 SOUTHARD ST |  | Unknown, Non-Lead | No |  |  |  | Unknown, Non-Lead | 1991 | No |  |  |  | Non-lead
041334 | UNIT 06 210 SOUTHARD ST |  | Unknown, Non-Lead | Yes |  | 2021-12-13 |  | Unknown, Non-Lead | 1991 | Yes |  | 2021-12-13 |  | Non-lead
041335 | UNIT 07 210 SOUTHARD ST |  | Unknown, Non-Lead | Yes |  | 2021-01-11 |  | Unknown, Non-Lead | 1991 | Yes |  | 2021-01-11 |  | Non-lead
041336 | UNIT 08 210 SOUTHARD ST |  | Polytube | Yes |  | 2022-06-06 |  | PVC | 1991 | Yes |  | 2022-06-06 |  | Non-lead
041337 | UNIT 09 210 SOUTHARD ST |  | Unknown, Non-Lead | Yes |  | 2021-07-12 |  | Unknown, Non-Lead | 1991 | Yes |  | 2021-07-12 |  | Non-lead
041338 | UNIT 10 210 SOUTHARD ST |  | Unknown, Non-Lead | Yes |  | 2020-11-04 |  | Unknown, Non-Lead | 1991 | Yes |  | 2020-11-04 |  | Non-lead
041339 | UNIT 11 210 SOUTHARD ST |  | Unknown, Non-Lead | Yes |  | 2020-10-13 |  | Unknown, Non-Lead | 1991 | Yes |  | 2020-10-13 |  | Non-lead
041340 | UNIT 12 210 SOUTHARD ST |  | Unknown, Non-Lead | No |  |  |  | Unknown, Non-Lead | 1991 | No |  |  |  | Non-lead
041341 | UNIT 13 210 SOUTHARD ST |  | Unknown, Non-Lead | Yes |  | 2022-03-02 |  | Unknown, Non-Lead | 1991 | Yes |  | 2022-03-02 |  | Non-lead
041342 | UNIT 14 210 SOUTHARD ST |  | Unknown, Non-Lead | No |  |  |  | Unknown, Non-Lead | 1991 | No |  |  |  | Non-lead
041343 | UNIT 15 210 SOUTHARD ST |  | Unknown, Non-Lead | Yes |  | 2019-08-12 |  | Unknown, Non-Lead | 1991 | Yes |  | 2019-08-12 |  | Non-lead
041344 | UNIT 1 206 SOUTHARD ST |  | Polytube | Yes |  | 2023-04-27 |  | PVC | 1991 | Yes |  | 2023-04-27 |  | Non-lead
041345 | #2 206 SOUTHARD ST |  | Polytube | Yes |  | 2023-09-06 |  | PVC | 1991 | Yes |  | 2023-09-06 |  | Non-lead
041346 | UNIT 3 206 SOUTHARD ST |  | Unknown, Non-Lead | Yes |  | 2024-04-01 |  | Unknown, Non-Lead | 1991 | Yes |  | 2024-04-01 |  | Non-lead
041347 | #4 206 SOUTHARD ST |  | Unknown, Non-Lead | No |  |  |  | Unknown, Non-Lead | 1991 | No |  |  |  | Non-lead
041348 | #5 206 SOUTHARD ST |  | Polytube | Yes |  | 2022-06-10 |  | PVC | 1991 | Yes |  | 2022-06-10 |  | Non-lead
041349 | UNIT 6 206 SOUTHARD ST |  | Unknown, Non-Lead | Yes |  | 2017-05-04 |  | Unknown, Non-Lead | 1991 | Yes |  | 2017-05-04 |  | Non-lead
041350 | #7 206 SOUTHARD ST |  | Polytube | Yes |  | 2022-12-29 |  | PVC | 1991 | Yes |  | 2022-12-29 |  | Non-lead
041351 | #8 206 SOUTHARD ST |  | Unknown, Non-Lead | No |  |  |  | Unknown, Non-Lead | 1991 | No |  |  |  | Non-lead
041352 | 695 CANDICE AVE |  | Polytube | Yes |  | 2018-06-26 |  | PVC | 1992 | Yes |  | 2018-06-26 |  | Non-lead
041353 | 29780 SPRINGTIME RD |  | Unknown, Non-Lead | Yes |  | 2024-08-23 |  | Unknown, Non-Lead | 1990 | Yes |  | 2024-08-23 |  | Non-lead
041354 | 6409 2ND TER |  | Unknown, Non-Lead | No |  |  |  | Unknown, Non-Lead | 1991 | No |  |  |  | Non-lead
041355 | 235 W CAHILL CT |  | Unknown, Non-Lead | Yes |  | 2023-01-31 |  | Unknown, Non-Lead | 1990 | Yes |  | 2023-01-31 |  | Non-lead
041356 | A1A & OCEAN WALK DR |  | Unknown, Non-Lead | No |  |  |  | Unknown, Non-Lead | 1989 | No |  |  |  | Non-lead
041357 | 40 BAHAMA AVE |  | Polytube | Yes |  | 2022-11-29 |  | PVC | 1964 | Yes |  | 2022-11-29 |  | Non-lead
041358 | 178 NAUTILUS DR |  | Polytube | Yes |  | 2022-06-29 |  | PVC | 1974 | Yes |  | 2022-06-29 |  | Non-lead
041359 | FL 2A-1 LAKESIDE LANE |  | Copper | Yes |  | 2022-09-30 |  | PVC | 1970 | Yes |  | 2022-09-30 |  | Non-lead
041360 | 165 EL CAPITAN DR |  | Polytube | Yes |  | 2022-06-30 |  | PVC | 1987 | Yes |  | 2022-06-30 |  | Non-lead
041361 | 914 GRANDE AVE |  | Unknown, Non-Lead | Yes |  | 2019-09-06 |  | PVC | 1992 | Yes |  | 2019-09-06 |  | Non-lead
041362 | 17244 KINGFISH LN E |  | Polytube | Yes |  | 2024-01-04 |  | PVC | 1959 | Yes |  | 2024-01-04 |  | Non-lead
041363 | 761 9TH ST |  | Polytube | Yes |  | 2022-10-22 |  | PVC | 1970 | Yes |  | 2022-10-22 |  | Non-lead
041364 | 29188 TULIP LANE |  | Unknown, Non-Lead | Yes |  | 2022-04-05 |  | Unknown, Non-Lead | 1990 | Yes |  | 2022-04-05 |  | Non-lead
041365 | 7859 S GULFSTREAM BLVD |  | Unknown, Non-Lead | Yes |  | 2019-11-21 |  | PVC | 1991 | Yes |  | 2019-11-21 |  | Non-lead
041366 | 116 G AVE |  | Polytube | Yes |  | 2023-05-12 |  | PVC | 1991 | Yes |  | 2023-05-12 |  | Non-lead
041367 | 57473 GOODLEY ST |  | Unknown, Non-Lead | Yes |  | 2022-10-06 |  | PVC | 1990 | Yes |  | 2022-10-06 |  | Non-lead
041368 | 339 SOMBRERO BEACH RD |  | Unknown, Non-Lead | Yes |  | 2017-03-16 |  | Unknown, Non-Lead | 1990 | Yes |  | 2017-03-16 |  | Non-lead
041369 | 202 PLANTATION AVE |  | Unknown, Non-Lead | Yes |  | 2019-10-16 |  | Unknown, Non-Lead | 1991 | Yes |  | 2019-10-16 |  | Non-lead
041370 | 376 S COCONUT PALM BLVD |  | Polytube | Yes |  | 2022-06-14 |  | PVC | 1969 | Yes |  | 2022-06-14 |  | Non-lead
041371 | 13 TINA PL |  | Unknown, Non-Lead | No |  |  |  | Unknown, Non-Lead | 1988 | No |  |  |  | Non-lead
041372 | 10 HIGHPOINT RD |  | Unknown, Non-Lead | No |  |  |  | Unknown, Non-Lead | 1991 | No |  |  |  | Non-lead
041373 | 268 ST THOMAS AVE |  | Unknown, Non-Lead | Yes |  | 2023-07-24 |  | Unknown, Non-Lead | 1991 | Yes |  | 2023-07-24 |  | Non-lead
041374 | 2259 SAN SEBASTIAN DR |  | Unknown, Non-Lead | Yes |  | 2022-08-17 |  | Unknown, Non-Lead | 1990 | Yes |  | 2022-08-17 |  | Non-lead
041375 | 22961 JOHN AVERY LN |  | Polytube | Yes |  | 2022-12-28 |  | PVC | 1983 | Yes |  | 2022-12-28 |  | Non-lead
041376 | 140 SAN MARCO DR |  | Polytube | Yes |  | 2022-10-31 |  | PVC | 1991 | Yes |  | 2022-10-31 |  | Non-lead
041377 | 84 W PLAZA DEL LAGO |  | Unknown, Non-Lead | Yes |  | 2021-02-11 |  | Unknown, Non-Lead | 1990 | Yes |  | 2021-02-11 |  | Non-lead
041378 | 160 LA PALOMA RD |  | Unknown, Non-Lead | Yes |  | 2019-04-15 |  | PVC | 1991 | Yes |  | 2019-04-15 |  | Non-lead
041379 | 87861 OVERSEAS HWY P/L15&L1 |  | Polytube | Yes |  | 2022-07-12 |  | PVC | 1971 | Yes |  | 2022-07-12 |  | Non-lead
041380 | 30 NORTH DR |  | Unknown, Non-Lead | Yes |  | 2023-01-31 |  | Unknown, Non-Lead | 1990 | Yes |  | 2023-01-31 |  | Non-lead
041381 | 27181 OLD STATE 4A L22 RD |  | Unknown, Non-Lead | Yes |  | 2019-04-15 |  | Unknown, Non-Lead | 1990 | Yes |  | 2019-04-15 |  | Non-lead
041382 | 1306 VILLA MILL ALY |  | Polytube | Yes |  | 2023-03-17 |  | PVC | 1982 | Yes |  | 2023-03-17 |  | Non-lead
041383 | 17 DRIFTWOOD DR |  | Unknown, Non-Lead | Yes |  | 2024-06-24 |  | Unknown, Non-Lead | 1991 | Yes |  | 2024-06-24 |  | Non-lead
041384 | 29880 JOURNEYS END RD |  | Unknown, Non-Lead | No |  |  |  | Unknown, Non-Lead | 1990 | No |  |  |  | Non-lead
041385 | 30418 DATE ROW |  | Unknown, Non-Lead | Yes |  | 2024-09-19 |  | Unknown, Non-Lead | 1991 | Yes |  | 2024-09-19 |  | Non-lead
041386 | 23088 SAILFISH LN |  | Unknown, Non-Lead | No |  |  |  | Unknown, Non-Lead | 1991 | No |  |  |  | Non-lead
041387 | 505 CORTE CHICA RD |  | Unknown, Non-Lead | Yes |  | 2019-06-24 |  | PVC | 1992 | Yes |  | 2019-06-24 |  | Non-lead
041388 | UNIT A 195 15TH CIR |  | Unknown, Non-Lead | Yes |  | 2024-06-05 |  | Unknown, Non-Lead | 1991 | Yes |  | 2024-06-05 |  | Non-lead
041389 | 129 ZANE GREY CREEK DR |  | Polytube | Yes |  | 2023-03-09 |  | Polytube | 1990 | Yes |  | 2023-03-09 |  | Non-lead
041390 | 222 BRUCE CT |  | Unknown, Non-Lead | Yes |  | 2023-04-17 |  | PVC | 1991 | Yes |  | 2023-04-17 |  | Non-lead
041391 | 7755 WAHOO DRIVE |  | Polytube | Yes |  | 2023-08-15 |  | PVC | 1992 | Yes |  | 2023-08-15 |  | Non-lead
041392 | 401 PORTER LN |  | Unknown, Non-Lead | Yes |  | 2021-08-04 |  | Unknown, Non-Lead | 1991 | Yes |  | 2021-08-04 |  | Non-lead
041393 | 402 PORTER LN |  | Unknown, Non-Lead | Yes |  | 2021-06-07 |  | Unknown, Non-Lead | 1991 | Yes |  | 2021-06-07 |  | Non-lead
041394 | 403 PORTER LN |  | Polytube | Yes |  | 2022-08-03 |  | PVC | 1991 | Yes |  | 2022-08-03 |  | Non-lead
041395 | 404 PORTER LN |  | Unknown, Non-Lead | Yes |  | 2022-01-21 |  | Unknown, Non-Lead | 1991 | Yes |  | 2022-01-21 |  | Non-lead
041396 | 405 PORTER LN |  | Unknown, Non-Lead | No |  |  |  | Unknown, Non-Lead | 1991 | No |  |  |  | Non-lead
041397 | 406 PORTER LN |  | Unknown, Non-Lead | Yes |  | 2018-07-12 |  | PVC | 1991 | Yes |  | 2018-07-12 |  | Non-lead
041398 | 407 PORTER LN |  | Unknown, Non-Lead | Yes |  | 2019-10-10 |  | Unknown, Non-Lead | 1991 | Yes |  | 2019-10-10 |  | Non-lead
041399 | 408 PORTER LN |  | Polytube | Yes |  | 2023-08-09 |  | PVC | 1991 | Yes |  | 2023-08-09 |  | Non-lead
041400 | 409 PORTER LN |  | Unknown, Non-Lead | Yes |  | 2022-02-02 |  | Unknown, Non-Lead | 1991 | Yes |  | 2022-02-02 |  | Non-lead
041401 | 410 PORTER LN |  | Unknown, Non-Lead | Yes |  | 2022-01-27 |  | Unknown, Non-Lead | 1991 | Yes |  | 2022-01-27 |  | Non-lead
041402 | 411 PORTER LN |  | Unknown, Non-Lead | Yes |  | 2021-10-19 |  | Unknown, Non-Lead | 1991 | Yes |  | 2021-10-19 |  | Non-lead
041403 | 412 PORTER LN |  | Unknown, Non-Lead | No |  |  |  | Unknown, Non-Lead | 1991 | No |  |  |  | Non-lead
041404 | 413 PORTER LN |  | Unknown, Non-Lead | Yes |  | 2022-06-08 |  | PVC | 1991 | Yes |  | 2022-06-08 |  | Non-lead
041405 | 414 PORTER LN |  | Unknown, Non-Lead | Yes |  | 2021-07-08 |  | Unknown, Non-Lead | 1991 | Yes |  | 2021-07-08 |  | Non-lead
041406 | 415 PORTER LN |  | Polytube | Yes |  | 2023-04-14 |  | PVC | 1991 | Yes |  | 2023-04-14 |  | Non-lead
041407 | 416 PORTER LN |  | Unknown, Non-Lead | Yes |  | 2018-12-11 |  | Unknown, Non-Lead | 1991 | Yes |  | 2018-12-11 |  | Non-lead
041408 | 417 PORTER LN |  | Unknown, Non-Lead | Yes |  | 2020-11-16 |  | Unknown, Non-Lead | 1991 | Yes |  | 2020-11-16 |  | Non-lead
041409 | 418 PORTER CT |  | Unknown, Non-Lead | Yes |  | 2023-08-09 |  | Unknown, Non-Lead | 1991 | Yes |  | 2023-08-09 |  | Non-lead
041410 | 419 PORTER LN |  | Unknown, Non-Lead | Yes |  | 2022-02-04 |  | Unknown, Non-Lead | 1991 | Yes |  | 2022-02-04 |  | Non-lead
041411 | 323 WOODS AVE |  | Polytube | Yes |  | 2022-06-14 |  | PVC | 1985 | Yes |  | 2022-06-14 |  | Non-lead
041412 | 18 EAGLE DR |  | Polytube | Yes |  | 2022-06-03 |  | PVC | 1989 | Yes |  | 2022-06-03 |  | Non-lead
041413 | UNIT 1201 500 BURTON DR |  | Unknown, Non-Lead | Yes |  | 2021-09-28 |  | Unknown, Non-Lead | 1991 | Yes |  | 2021-09-28 |  | Non-lead
041414 | UNIT 1202 500 BURTON DR |  | Unknown, Non-Lead | Yes |  | 2018-05-07 |  | Unknown, Non-Lead | 1991 | Yes |  | 2018-05-07 |  | Non-lead
041415 | UNIT 1203 500 BURTON DR |  | Polytube | Yes |  | 2022-06-17 |  | PVC | 1991 | Yes |  | 2022-06-17 |  | Non-lead
041416 | 23021 SNAPPER LN |  | Unknown, Non-Lead | Yes |  | 2024-01-11 |  | Unknown, Non-Lead | 1990 | Yes |  | 2024-01-11 |  | Non-lead
041417 | 29193 TULIP LANE |  | Unknown, Non-Lead | Yes |  | 2018-02-28 |  | PVC | 1990 | Yes |  | 2018-02-28 |  | Non-lead
041418 | 33 SEA LORE LN |  | Polytube | Yes |  | 2022-10-04 |  | PVC | 1991 | Yes |  | 2022-10-04 |  | Non-lead
041419 | 23 SEA LORE LN |  | Polytube | Yes |  | 2024-09-23 |  | PVC | 1991 | Yes |  | 2024-09-23 |  | Non-lead
041420 | UNIT 1204 500 BURTON DR |  | Polytube | Yes |  | 2022-05-10 |  | PVC | 1991 | Yes |  | 2022-05-10 |  | Non-lead
041421 | UNIT 1205 500 BURTON DR |  | Unknown, Non-Lead | Yes |  | 2022-12-27 |  | PVC | 1991 | Yes |  | 2022-12-27 |  | Non-lead
041422 | UNIT 1206 500 BURTON DR |  | Unknown, Non-Lead | Yes |  | 2018-07-24 |  | Unknown, Non-Lead | 1991 | Yes |  | 2018-07-24 |  | Non-lead
041423 | UNIT 1207 500 BURTON DR |  | Unknown, Non-Lead | Yes |  | 2020-12-03 |  | Unknown, Non-Lead | 1991 | Yes |  | 2020-12-03 |  | Non-lead
041424 | UNIT 1208 500 BURTON DR |  | Unknown, Non-Lead | Yes |  | 2020-11-12 |  | Unknown, Non-Lead | 1991 | Yes |  | 2020-11-12 |  | Non-lead
041425 | UNIT 1209 500 BURTON DR |  | Unknown, Non-Lead | No |  |  |  | Unknown, Non-Lead | 1991 | No |  |  |  | Non-lead
041426 | UNIT 1210 500 BURTON DR |  | Polytube | Yes |  | 2022-05-13 |  | PVC | 1991 | Yes |  | 2022-05-13 |  | Non-lead
041427 | UNIT 1211 500 BURTON DR |  | Unknown, Non-Lead | No |  |  |  | Unknown, Non-Lead | 1991 | No |  |  |  | Non-lead
041428 | UNIT 1212 500 BURTON DR |  | Unknown, Non-Lead | No |  |  |  | Unknown, Non-Lead | 1991 | No |  |  |  | Non-lead
041429 | UNIT 1213 500 BURTON DR |  | Unknown, Non-Lead | Yes |  | 2019-04-26 |  | PVC | 1991 | Yes |  | 2019-04-26 |  | Non-lead
041430 | UNIT 1214 500 BURTON DR |  | Unknown, Non-Lead | Yes |  | 2018-03-21 |  | PVC | 1991 | Yes |  | 2018-03-21 |  | Non-lead
041431 | UNIT 1215 500 BURTON DR |  | Unknown, Non-Lead | Yes |  | 2022-04-22 |  | Unknown, Non-Lead | 1991 | Yes |  | 2022-04-22 |  | Non-lead
041432 | UNIT 1216 500 BURTON DR |  | Unknown, Non-Lead | Yes |  | 2018-03-01 |  | Polytube | 1991 | Yes |  | 2018-03-01 |  | Non-lead
041433 | UNIT 1301 500 BURTON DR |  | Unknown, Non-Lead | No |  |  |  | Unknown, Non-Lead | 1991 | No |  |  |  | Non-lead
041434 | UNIT 1302 500 BURTON DR |  | Unknown, Non-Lead | Yes |  | 2021-11-22 |  | PVC | 1991 | Yes |  | 2021-11-22 |  | Non-lead
041435 | UNIT 1303 500 BURTON DR |  | Unknown, Non-Lead | Yes |  | 2021-07-23 |  | Unknown, Non-Lead | 1991 | Yes |  | 2021-07-23 |  | Non-lead
041436 | UNIT 1304 500 BURTON DR |  | Unknown, Non-Lead | Yes |  | 2018-03-23 |  | PVC | 1991 | Yes |  | 2018-03-23 |  | Non-lead
041437 | UNIT 1305 500 BURTON DR |  | Unknown, Non-Lead | Yes |  | 2018-12-28 |  | Unknown, Non-Lead | 1991 | Yes |  | 2018-12-28 |  | Non-lead
041438 | UNIT 1306 500 BURTON DR |  | Unknown, Non-Lead | Yes |  | 2021-09-13 |  | PVC | 1991 | Yes |  | 2021-09-13 |  | Non-lead
041439 | UNIT 1307 500 BURTON DR |  | Unknown, Non-Lead | No |  |  |  | Unknown, Non-Lead | 1991 | No |  |  |  | Non-lead
041440 | UNIT 1309 500 BURTON DR |  | Unknown, Non-Lead | Yes |  | 2018-06-08 |  | Unknown, Non-Lead | 1991 | Yes |  | 2018-06-08 |  | Non-lead
041441 | UNIT 1308 500 BURTON DR |  | Unknown, Non-Lead | No |  |  |  | Unknown, Non-Lead | 1991 | No |  |  |  | Non-lead
041442 | UNIT 1310 500 BURTON DR |  | Polytube | Yes |  | 2022-12-12 |  | PVC | 1991 | Yes |  | 2022-12-12 |  | Non-lead
041443 | UNIT 1311 500 BURTON DR |  | Unknown, Non-Lead | Yes |  | 2021-06-07 |  | Unknown, Non-Lead | 1991 | Yes |  | 2021-06-07 |  | Non-lead
041444 | 1312 500 BURTON Dr |  | Unknown, Non-Lead | Yes |  | 2020-10-23 |  | PVC | 1991 | Yes |  | 2020-10-23 |  | Non-lead
041445 | UNIT 1313 500 BURTON DR |  | Unknown, Non-Lead | Yes |  | 2018-03-23 |  | PVC | 1991 | Yes |  | 2018-03-23 |  | Non-lead
041446 | UNIT 1314 500 BURTON DR |  | Unknown, Non-Lead | No |  |  |  | Unknown, Non-Lead | 1991 | No |  |  |  | Non-lead
041447 | UNIT 1315 500 BURTON DR |  | Unknown, Non-Lead | Yes |  | 2021-08-26 |  | Unknown, Non-Lead | 1991 | Yes |  | 2021-08-26 |  | Non-lead
041448 | UNIT 1316 500 BURTON DR |  | Unknown, Non-Lead | Yes |  | 2020-12-18 |  | Unknown, Non-Lead | 1991 | Yes |  | 2020-12-18 |  | Non-lead
041449 | UNIT 1401 500 BURTON DR |  | Unknown, Non-Lead | Yes |  | 2018-06-19 |  | PVC | 1991 | Yes |  | 2018-06-19 |  | Non-lead
041450 | UNIT 1402 500 BURTON DR |  | Unknown, Non-Lead | Yes |  | 2023-10-11 |  | Unknown, Non-Lead | 1991 | Yes |  | 2023-10-11 |  | Non-lead
041451 | UNIT 1403 500 BURTON DR |  | Unknown, Non-Lead | Yes |  | 2021-04-19 |  | Unknown, Non-Lead | 1991 | Yes |  | 2021-04-19 |  | Non-lead
041452 | UNIT 1404 500 BURTON DR |  | Unknown, Non-Lead | Yes |  | 2018-02-12 |  | Unknown, Non-Lead | 1991 | Yes |  | 2018-02-12 |  | Non-lead
041453 | UNIT 1405 500 BURTON DR |  | Unknown, Non-Lead | Yes |  | 2020-08-11 |  | Unknown, Non-Lead | 1991 | Yes |  | 2020-08-11 |  | Non-lead
041454 | UNIT 1406 500 BURTON DR |  | Unknown, Non-Lead | Yes |  | 2019-02-28 |  | Unknown, Non-Lead | 1991 | Yes |  | 2019-02-28 |  | Non-lead
041455 | UNIT 1407 500 BURTON DR |  | Unknown, Non-Lead | Yes |  | 2023-06-30 |  | Unknown, Non-Lead | 1991 | Yes |  | 2023-06-30 |  | Non-lead
041456 | UNIT 1408 500 BURTON DR |  | Unknown, Non-Lead | Yes |  | 2022-03-18 |  | PVC | 1991 | Yes |  | 2022-03-18 |  | Non-lead
041457 | UNIT 1409 500 BURTON DR |  | Unknown, Non-Lead | Yes |  | 2021-10-04 |  | Unknown, Non-Lead | 1991 | Yes |  | 2021-10-04 |  | Non-lead
041458 | UNIT 1410 500 BURTON DR |  | Unknown, Non-Lead | Yes |  | 2024-10-01 |  | Unknown, Non-Lead | 1991 | Yes |  | 2024-10-01 |  | Non-lead
041459 | UNIT 1411 500 BURTON DR |  | Unknown, Non-Lead | Yes |  | 2020-06-30 |  | Unknown, Non-Lead | 1991 | Yes |  | 2020-06-30 |  | Non-lead
041460 | UNIT 1412 500 BURTON DR |  | Unknown, Non-Lead | Yes |  | 2018-07-09 |  | PVC | 1991 | Yes |  | 2018-07-09 |  | Non-lead
041461 | UNIT 1413 500 BURTON DR |  | Unknown, Non-Lead | Yes |  | 2019-05-10 |  | Unknown, Non-Lead | 1991 | Yes |  | 2019-05-10 |  | Non-lead
041462 | UNIT 1414 500 BURTON DR |  | Unknown, Non-Lead | Yes |  | 2021-01-19 |  | Unknown, Non-Lead | 1991 | Yes |  | 2021-01-19 |  | Non-lead
041463 | UNIT 1415 500 BURTON DR |  | Unknown, Non-Lead | Yes |  | 2023-03-23 |  | Unknown, Non-Lead | 1991 | Yes |  | 2023-03-23 |  | Non-lead
041464 | UNIT 1416 500 BURTON DR |  | Unknown, Non-Lead | Yes |  | 2019-08-15 |  | Unknown, Non-Lead | 1991 | Yes |  | 2019-08-15 |  | Non-lead
041465 | 2 ATLANTIC AVE |  | Unknown, Non-Lead | Yes |  | 2018-10-29 |  | Unknown, Non-Lead | 1990 | Yes |  | 2018-10-29 |  | Non-lead
041466 | 3 OAKWOOD AVE |  | Unknown, Non-Lead | Yes |  | 2020-04-09 |  | Unknown, Non-Lead | 1990 | Yes |  | 2020-04-09 |  | Non-lead
041467 | 830 BONITO LN |  | Polytube | Yes |  | 2022-08-15 |  | PVC | 1984 | Yes |  | 2022-08-15 |  | Non-lead
041468 | 154 STROMBOLI DR |  | Polytube | Yes |  | 2022-06-13 |  | PVC | 1973 | Yes |  | 2022-06-13 |  | Non-lead
041469 | M4 87851 OLD HWY |  | Unknown, Non-Lead | No |  |  |  | Unknown, Non-Lead | 1989 | No |  |  |  | Non-lead
041470 | 30466 DATE ROW |  | Unknown, Non-Lead | Yes |  | 2017-10-16 |  | Unknown, Non-Lead | 1990 | Yes |  | 2017-10-16 |  | Non-lead
041471 | UNIT 01 202 SOUTHARD ST |  | Polytube | Yes |  | 2022-12-07 |  | PVC | 1991 | Yes |  | 2022-12-07 |  | Non-lead
041472 | UNIT 02 202 SOUTHARD ST |  | Unknown, Non-Lead | No |  |  |  | Unknown, Non-Lead | 1991 | No |  |  |  | Non-lead
041473 | UNIT 03 202 SOUTHARD ST |  | Unknown, Non-Lead | No |  |  |  | Unknown, Non-Lead | 1991 | No |  |  |  | Non-lead
041474 | UNIT 04 202 SOUTHARD ST |  | PVC | Yes |  | 2022-08-10 |  | PVC | 1991 | Yes |  | 2022-08-10 |  | Non-lead
041475 | UNIT 05 202 SOUTHARD ST |  | Unknown, Non-Lead | No |  |  |  | Unknown, Non-Lead | 1991 | No |  |  |  | Non-lead
041476 | UNIT 06 202 SOUTHARD ST |  | Unknown, Non-Lead | No |  |  |  | Unknown, Non-Lead | 1991 | No |  |  |  | Non-lead
041477 | UNIT 07 202 SOUTHARD ST |  | Unknown, Non-Lead | No |  |  |  | Unknown, Non-Lead | 1991 | No |  |  |  | Non-lead
041478 | UNIT 08 202 SOUTHARD ST |  | Unknown, Non-Lead | Yes |  | 2019-08-12 |  | Unknown, Non-Lead | 1991 | Yes |  | 2019-08-12 |  | Non-lead
041479 | UNIT 09 202 SOUTHARD ST |  | Unknown, Non-Lead | Yes |  | 2019-08-12 |  | Unknown, Non-Lead | 1991 | Yes |  | 2019-08-12 |  | Non-lead
041480 | UNIT 10 202 SOUTHARD ST |  | Unknown, Non-Lead | Yes |  | 2021-11-05 |  | Unknown, Non-Lead | 1991 | Yes |  | 2021-11-05 |  | Non-lead
041481 | UNIT 11 202 SOUTHARD ST |  | Unknown, Non-Lead | No |  |  |  | Unknown, Non-Lead | 1991 | No |  |  |  | Non-lead
041482 | 68 N LAKE DR |  | Unknown, Non-Lead | Yes |  | 2022-03-24 |  | Unknown, Non-Lead | 1991 | Yes |  | 2022-03-24 |  | Non-lead
041483 | 500 SOUND DR |  | Unknown, Non-Lead | Yes |  | 2017-02-16 |  | Unknown, Non-Lead | 1992 | Yes |  | 2017-02-16 |  | Non-lead
041484 | 129 ROLLING HILL RD |  | Unknown, Non-Lead | Yes |  | 2017-11-30 |  | PVC | 1991 | Yes |  | 2017-11-30 |  | Non-lead
041485 | 178 CAPTAINS CT |  | Polytube | Yes |  | 2022-06-15 |  | PVC | 1972 | Yes |  | 2022-06-15 |  | Non-lead
041486 | 115 7TH LN |  | Polytube | Yes |  | 2022-08-26 |  | PVC | 1991 | Yes |  | 2022-08-26 |  | Non-lead
041487 | M33 87851 OLD HWY |  | Unknown, Non-Lead | Yes |  | 2018-05-07 |  | Unknown, Non-Lead | 1989 | Yes |  | 2018-05-07 |  | Non-lead
041488 | 21580 OVERSEAS HWY |  | Polytube | Yes |  | 2022-12-28 |  | PVC | 1985 | Yes |  | 2022-12-28 |  | Non-lead
041489 | 62 PALMETTO DR |  | Polytube | Yes |  | 2022-11-09 |  | PVC | 1928 | Yes |  | 2022-11-09 |  | Non-lead
041490 | 22968 JOHN AVERY LN |  | Unknown, Non-Lead | Yes |  | 2023-06-21 |  | Unknown, Non-Lead | 2007 | Yes |  | 2023-06-21 |  | Non-lead
041491 | 16881 DRIFTWOOD LN |  | Unknown, Non-Lead | Yes |  | 2024-10-03 |  | Unknown, Non-Lead | 1991 | Yes |  | 2024-10-03 |  | Non-lead
041492 | 22614 JOLLY ROGERS DR |  | Unknown, Non-Lead | Yes |  | 2021-03-31 |  | Unknown, Non-Lead | 1990 | Yes |  | 2021-03-31 |  | Non-lead
041493 | 17347 ALLAMANDA DR |  | Unknown, Non-Lead | Yes |  | 2017-12-20 |  | Unknown, Non-Lead | 1991 | Yes |  | 2017-12-20 |  | Non-lead
041494 | APT A 401 EMMA ST |  | Polytube | Yes |  | 2022-12-29 |  | PVC | 1991 | Yes |  | 2022-12-29 |  | Non-lead
041495 | APT B 401 EMMA ST |  | Unknown, Non-Lead | No |  |  |  | Unknown, Non-Lead | 1991 | No |  |  |  | Non-lead
041496 | APT C 401 EMMA ST |  | Polytube | Yes |  | 2022-08-03 |  | PVC | 1991 | Yes |  | 2022-08-03 |  | Non-lead
041497 | APT D 401 EMMA ST |  | Unknown, Non-Lead | Yes |  | 2022-02-04 |  | Unknown, Non-Lead | 1991 | Yes |  | 2022-02-04 |  | Non-lead
041498 | APT E 401 EMMA ST |  | Unknown, Non-Lead | Yes |  | 2022-11-01 |  | Unknown, Non-Lead | 1991 | Yes |  | 2022-11-01 |  | Non-lead
041499 | APT F 401 EMMA ST |  | Unknown, Non-Lead | Yes |  | 2020-01-13 |  | Unknown, Non-Lead | 1991 | Yes |  | 2020-01-13 |  | Non-lead
041500 | APT G 401 EMMA ST |  | Polytube | Yes |  | 2022-12-21 |  | PVC | 1991 | Yes |  | 2022-12-21 |  | Non-lead
041501 | APT H 401 EMMA ST |  | Polytube | Yes |  | 2022-06-08 |  | PVC | 1991 | Yes |  | 2022-06-08 |  | Non-lead
041502 | UNIT A 403 EMMA ST |  | Unknown, Non-Lead | No |  |  |  | Unknown, Non-Lead | 1991 | No |  |  |  | Non-lead
041503 | APT B 403 EMMA ST |  | Unknown, Non-Lead | Yes |  | 2020-11-05 |  | Unknown, Non-Lead | 1991 | Yes |  | 2020-11-05 |  | Non-lead
041504 | #A 405 EMMA ST |  | Unknown, Non-Lead | No |  |  |  | Unknown, Non-Lead | 1991 | No |  |  |  | Non-lead
041505 | UNIT B 405 EMMA ST |  | Unknown, Non-Lead | Yes |  | 2020-08-09 |  | Unknown, Non-Lead | 1991 | Yes |  | 2020-08-09 |  | Non-lead
041506 | UNIT A 407 EMMA ST |  | PVC | Yes |  | 2023-11-21 |  | PVC | 1991 | Yes |  | 2023-11-21 |  | Non-lead
041507 | APT B 407 EMMA ST |  | Unknown, Non-Lead | No |  |  |  | Unknown, Non-Lead | 1991 | No |  |  |  | Non-lead
041508 | APT A 409 EMMA ST |  | Unknown, Non-Lead | No |  |  |  | Unknown, Non-Lead | 1991 | No |  |  |  | Non-lead
041509 | APT B 409 EMMA ST |  | Unknown, Non-Lead | Yes |  | 2020-12-07 |  | Unknown, Non-Lead | 1991 | Yes |  | 2020-12-07 |  | Non-lead
041510 | #A 411 EMMA ST |  | Unknown, Non-Lead | Yes |  | 2021-11-08 |  | Unknown, Non-Lead | 1991 | Yes |  | 2021-11-08 |  | Non-lead
041511 | UNIT B 411 EMMA ST |  | Unknown, Non-Lead | Yes |  | 2020-11-06 |  | Unknown, Non-Lead | 1991 | Yes |  | 2020-11-06 |  | Non-lead
041512 | APT A 413 EMMA ST |  | Unknown, Non-Lead | No |  |  |  | Unknown, Non-Lead | 1991 | No |  |  |  | Non-lead
041513 | #B 413 EMMA ST |  | Unknown, Non-Lead | Yes |  | 2021-11-08 |  | Unknown, Non-Lead | 1991 | Yes |  | 2021-11-08 |  | Non-lead
041514 | 49 N BOUNTY LANE |  | Unknown, Non-Lead | No |  |  |  | Unknown, Non-Lead | 1988 | No |  |  |  | Non-lead
041515 | 146 GULFVIEW DR |  | Unknown, Non-Lead | No |  |  |  | Unknown, Non-Lead | 1992 | No |  |  |  | Non-lead
041516 | 15 CINDY PL |  | Unknown, Non-Lead | No |  |  |  | Unknown, Non-Lead | 2006 | No |  |  |  | Non-lead
041517 | 13 MARLIN AVE |  | Unknown, Non-Lead | No |  |  |  | Unknown, Non-Lead | 2008 | No |  |  |  | Non-lead
041518 | 101 PALO DE ORO DR |  | Unknown, Non-Lead | Yes |  | 2022-01-28 |  | Unknown, Non-Lead | 1991 | Yes |  | 2022-01-28 |  | Non-lead
041519 | 3020 N ROOSEVELT BLVD |  | Polytube | Yes |  | 2023-11-30 |  | Copper | 1974 | Yes |  | 2023-11-30 |  | Non-lead
041520 | MILLS PLACE 403 EMMA ST |  | Unknown, Non-Lead | No |  |  |  | Unknown, Non-Lead | 1991 | No |  |  |  | Non-lead
041521 | FRONT 1217 PACKER ST |  | Polytube | Yes |  | 2024-05-08 |  | PVC | 1943 | Yes |  | 2024-05-08 |  | Non-lead
041522 | 617 HECK RD |  | Copper | Yes |  | 2022-07-05 |  | PVC | 1990 | Yes |  | 2022-07-05 |  | Non-lead
041523 | UNIT 108 620 THOMAS ST |  | Unknown, Non-Lead | Yes |  | 2024-01-17 |  | Copper | 1991 | Yes |  | 2024-01-17 |  | Non-lead
041524 | 1032 E CARIBBEAN DR |  | Polytube | Yes |  | 2022-09-15 |  | PVC | 1990 | Yes |  | 2022-09-15 |  | Non-lead
041525 | L13 27 6TH AVE |  | Polytube | Yes |  | 2022-08-29 |  | PVC | 1990 | Yes |  | 2022-08-29 |  | Non-lead
041526 | 107 W INDIES DR |  | Unknown, Non-Lead | Yes |  | 2024-08-30 |  | Unknown, Non-Lead | 1990 | Yes |  | 2024-08-30 |  | Non-lead
041527 | 29086 IRIS DR |  | Unknown, Non-Lead | Yes |  | 2021-07-26 |  | Unknown, Non-Lead | 1990 | Yes |  | 2021-07-26 |  | Non-lead
041528 | 57 TWO TURTLES LN |  | Unknown, Non-Lead | Yes |  | 2024-10-17 |  | Polytube | 2002 | Yes |  | 2024-10-17 |  | Non-lead
041529 | 3947 GORDON RD |  | Unknown, Non-Lead | Yes |  | 2017-07-13 |  | Unknown, Non-Lead | 1990 | Yes |  | 2017-07-13 |  | Non-lead
041530 | 344 SPANISH MAIN DR |  | Unknown, Non-Lead | No |  |  |  | Unknown, Non-Lead | 1991 | No |  |  |  | Non-lead
041531 | 1209 VIRGINIA ST |  | Unknown, Non-Lead | Yes |  | 2018-12-17 |  | Unknown, Non-Lead | 1989 | Yes |  | 2018-12-17 |  | Non-lead
041532 | 29175 ASTER LN |  | Polytube | Yes |  | 2022-12-14 |  | PVC | 1971 | Yes |  | 2022-12-14 |  | Non-lead
041533 | 110 N ROLLING HILL RD |  | Unknown, Non-Lead | Yes |  | 2020-07-24 |  | Unknown, Non-Lead | 1994 | Yes |  | 2020-07-24 |  | Non-lead
041534 | 203 ABERDEEN CT |  | Unknown, Non-Lead | Yes |  | 2021-06-07 |  | Unknown, Non-Lead | 1991 | Yes |  | 2021-06-07 |  | Non-lead
041535 | 5 FLAMINGO HAMMOCK RD |  | Unknown, Non-Lead | Yes |  | 2024-09-20 |  | Unknown, Non-Lead | 1991 | Yes |  | 2024-09-20 |  | Non-lead
041536 | 325 LOEB AVE |  | Polytube | Yes |  | 2022-11-03 |  | PVC | 1979 | Yes |  | 2022-11-03 |  | Non-lead
041537 | 152 GARDENIA ST |  | Polytube | Yes |  | 2022-06-16 |  | PVC | 1960 | Yes |  | 2022-06-16 |  | Non-lead
041538 | 28009 GULF BLVD |  | Polytube | Yes |  | 2023-01-11 |  | PVC | 1985 | Yes |  | 2023-01-11 |  | Non-lead
041539 | 800 ELIZABETH ST |  | Polytube | Yes |  | 2023-01-03 |  | Copper | 1928 | Yes |  | 2023-01-03 |  | Non-lead
041540 | 25 EVERGREEN AVE |  | Unknown, Non-Lead | Yes |  | 2017-08-29 |  | PVC | 1990 | Yes |  | 2017-08-29 |  | Non-lead
041541 | 723 PIRATES RD |  | Unknown, Non-Lead | No |  |  |  | Unknown, Non-Lead | 1991 | No |  |  |  | Non-lead
041542 | 1013 GRINNELL ST |  | Polytube | Yes |  | 2023-03-23 |  | PVC | 1943 | Yes |  | 2023-03-23 |  | Non-lead
041543 | 20926 9TH AVE W |  | Unknown, Non-Lead | No |  |  |  | PVC | 1990 | No |  |  |  | Non-lead
041544 | 447 PIRATES RD |  | Unknown, Non-Lead | Yes |  | 2018-08-27 |  | Unknown, Non-Lead | 1991 | Yes |  | 2018-08-27 |  | Non-lead
041546 | 10055 OVERSEAS HWY |  | Polytube | Yes |  | 2024-03-21 |  | PVC | 1991 | Yes |  | 2024-03-21 |  | Non-lead
041547 | 976 OCOTILLO LANE |  | Unknown, Non-Lead | Yes |  | 2020-09-02 |  | PVC | 1993 | Yes |  | 2020-09-02 |  | Non-lead
041548 | 4590 OVERSEAS HWY |  | Unknown | Yes |  | 2023-02-13 |  | PVC | 1981 | Yes |  | 2023-02-13 |  | Lead Status Unknown
041549 | 1165 CAMINO DEL VIENT |  | Polytube | Yes |  | 2023-03-22 |  | PVC | 1974 | Yes |  | 2023-03-22 |  | Non-lead
041550 | SLIP M12 1801 N ROOSEVELT BLVD |  | PVC | Yes |  | 2022-07-12 |  | PVC | 1983 | Yes |  | 2022-07-12 |  | Non-lead
041551 | 79867 OVERSEAS Hwy |  | Unknown, Non-Lead | Yes |  | 2023-09-26 |  | PVC | 1992 | Yes |  | 2023-09-26 |  | Non-lead
041552 | 129 SECOND LN |  | Unknown, Non-Lead | Yes |  | 2023-07-26 |  | Unknown, Non-Lead | 1992 | Yes |  | 2023-07-26 |  | Non-lead
041553 | 140 TEQUESTA ST |  | Polytube | Yes |  | 2023-10-02 |  | PVC | 1991 | Yes |  | 2023-10-02 |  | Non-lead
041554 | 142 TEQUESTA ST |  | Polytube | Yes |  | 2022-10-21 |  | PVC | 1990 | Yes |  | 2022-10-21 |  | Non-lead
041555 | 49 SILVER SPRINGS L DR |  | Unknown, Non-Lead | No |  |  |  | Unknown, Non-Lead | 1990 | No |  |  |  | Non-lead
041556 | 3668 BLUE LAGOON ST |  | Unknown, Non-Lead | Yes |  | 2024-05-14 |  | Unknown, Non-Lead | 1991 | Yes |  | 2024-05-14 |  | Non-lead
041557 | 164 TORTUGA LN |  | Unknown, Non-Lead | Yes |  | 2024-04-04 |  | Unknown, Non-Lead | 1988 | Yes |  | 2024-04-04 |  | Non-lead
041558 | 262 BOUGANVILLA ST |  | Unknown, Non-Lead | Yes |  | 2023-11-17 |  | Unknown, Non-Lead | 1991 | Yes |  | 2023-11-17 |  | Non-lead
041559 | 142 N SUNRISE |  | Unknown, Non-Lead | No |  |  |  | Unknown, Non-Lead | 1991 | No |  |  |  | Non-lead
041560 | 14 SNAPPER AVE |  | Unknown, Non-Lead | Yes |  | 2021-02-03 |  | Unknown, Non-Lead | 2002 | Yes |  | 2021-02-03 |  | Non-lead
041561 | 345 MAHOGANY DR |  | Polytube | Yes |  | 2022-06-03 |  | PVC | 1992 | Yes |  | 2022-06-03 |  | Non-lead
041562 | 426 4TH RD |  | Polytube | Yes |  | 2022-10-17 |  | PVC | 1976 | Yes |  | 2022-10-17 |  | Non-lead
041563 | 955 WILDER RD |  | Unknown, Non-Lead | Yes |  | 2019-09-18 |  | Unknown, Non-Lead | 1991 | Yes |  | 2019-09-18 |  | Non-lead
041564 | 847 BAY DR |  | Polytube | Yes |  | 2023-04-24 |  | PVC | 1986 | Yes |  | 2023-04-24 |  | Non-lead
041565 | UNIT 1 208 SOUTHARD ST |  | Unknown, Non-Lead | No |  |  |  | Unknown, Non-Lead | 1991 | No |  |  |  | Non-lead
041566 | UNIT 2 208 SOUTHARD ST |  | Unknown, Non-Lead | No |  |  |  | Unknown, Non-Lead | 1991 | No |  |  |  | Non-lead
041567 | APT 3 208 SOUTHARD ST |  | Unknown, Non-Lead | No |  |  |  | Unknown, Non-Lead | 1991 | No |  |  |  | Non-lead
041568 | APT 4 208 SOUTHARD ST |  | Unknown, Non-Lead | No |  |  |  | Unknown, Non-Lead | 1991 | No |  |  |  | Non-lead
041569 | UNIT 5 208 SOUTHARD ST |  | Unknown, Non-Lead | No |  |  |  | Unknown, Non-Lead | 1991 | No |  |  |  | Non-lead
041570 | UNIT 6 208 SOUTHARD ST |  | Unknown, Non-Lead | No |  |  |  | Unknown, Non-Lead | 1991 | No |  |  |  | Non-lead
041571 | UNIT 7 208 SOUTHARD ST |  | Unknown, Non-Lead | Yes |  | 2023-09-11 |  | Unknown, Non-Lead | 1991 | Yes |  | 2023-09-11 |  | Non-lead
041572 | UNIT 8 208 SOUTHARD ST |  | Unknown, Non-Lead | No |  |  |  | Unknown, Non-Lead | 1991 | No |  |  |  | Non-lead
041573 | UNIT 9 208 SOUTHARD ST |  | Unknown, Non-Lead | Yes |  | 2019-04-08 |  | Unknown, Non-Lead | 1991 | Yes |  | 2019-04-08 |  | Non-lead
041574 | UNIT 10 208 SOUTHARD ST |  | Unknown, Non-Lead | Yes |  | 2016-10-05 |  | Unknown, Non-Lead | 1991 | Yes |  | 2016-10-05 |  | Non-lead
041575 | 132 PALO DE ORO DR |  | Polytube | Yes |  | 2023-12-20 |  | PVC | 1993 | Yes |  | 2023-12-20 |  | Non-lead
041576 | 108 CAPTAINS CT |  | Polytube | Yes |  | 2022-06-15 |  | PVC | 1984 | Yes |  | 2022-06-15 |  | Non-lead
041577 | 427 COLLINS ST |  | Polytube | Yes |  | 2022-09-12 |  | PVC | 2015 | Yes |  | 2022-09-12 |  | Non-lead
041578 | 556 AVE A |  | Unknown, Non-Lead | Yes |  | 2021-04-06 |  | PVC | 1991 | Yes |  | 2021-04-06 |  | Non-lead
041579 | 309 ST THOMAS AVE |  | Unknown, Non-Lead | No |  |  |  | Unknown, Non-Lead | 1996 | No |  |  |  | Non-lead
041580 | 1009 OCEAN DR |  | Unknown, Non-Lead | Yes |  | 2023-09-06 |  | Unknown, Non-Lead | 1990 | Yes |  | 2023-09-06 |  | Non-lead
041581 | 748 GRENADA LN |  | Unknown, Non-Lead | Yes |  | 2023-11-30 |  | Unknown, Non-Lead | 1989 | Yes |  | 2023-11-30 |  | Non-lead
041582 | 226 NEWFOUND HARBOR BLVD |  | Polytube | Yes |  | 2023-03-20 |  | PVC | 1990 | Yes |  | 2023-03-20 |  | Non-lead
041583 | 1139 CALLE ENSENADA |  | Unknown, Non-Lead | Yes |  | 2024-05-16 |  | Unknown, Non-Lead | 2017 | Yes |  | 2024-05-16 |  | Non-lead
041584 | 611 101ST OCEAN ST |  | Polytube | Yes |  | 2024-09-16 |  | Copper | 1973 | Yes |  | 2024-09-16 |  | Non-lead
041585 | 10834 5TH AVENUE GULF |  | Polytube | Yes |  | 2022-11-17 |  | PVC | 1986 | Yes |  | 2022-11-17 |  | Non-lead
041586 | 3981 OCEAN (MARATHON DETENTI) Ter |  | Unknown, Non-Lead | Yes |  | 2021-06-21 |  | Cast Iron | 2006 | Yes |  | 2021-06-21 |  | Unknown
041587 | 218 ANGLERS SOUTH DR |  | Unknown, Non-Lead | Yes |  | 2022-05-16 |  | PVC | 1992 | Yes |  | 2022-05-16 |  | Non-lead
041588 | 621 PATTISON DR |  | Unknown, Non-Lead | No |  |  |  | Unknown, Non-Lead | 1990 | No |  |  |  | Non-lead
041589 | 5 HARBOR ISLAND Dr |  | Unknown, Non-Lead | Yes |  | 2019-01-09 |  | Unknown, Non-Lead | 1991 | Yes |  | 2019-01-09 |  | Non-lead
041590 | 7 NORTH DR |  | Polytube | Yes |  | 2023-05-04 |  | PVC | 1975 | Yes |  | 2023-05-04 |  | Non-lead
041591 | 310 ST THOMAS AVE |  | Unknown, Non-Lead | No |  |  |  | Unknown, Non-Lead | 1996 | No |  |  |  | Non-lead
041592 | 612 ISLAND DR |  | Unknown, Non-Lead | Yes |  | 2020-05-18 |  | Polytube | 2006 | Yes |  | 2020-05-18 |  | Non-lead
041593 | 112 5TH LN |  | Unknown, Non-Lead | No |  |  |  | Unknown, Non-Lead | 1993 | No |  |  |  | Non-lead
041594 | MASTER METER 800 EMMA ST |  | Unknown, Non-Lead | Yes |  | 2018-07-31 |  | Polytube | 1991 | Yes |  | 2018-07-31 |  | Non-lead
041595 | 540 AVE B |  | Unknown, Non-Lead | Yes |  | 2022-08-02 |  | Unknown, Non-Lead | 1991 | Yes |  | 2022-08-02 |  | Non-lead
041596 | 1547 NARCISSUS AVE |  | Unknown, Non-Lead | Yes |  | 2023-11-28 |  | Unknown, Non-Lead | 1991 | Yes |  | 2023-11-28 |  | Non-lead
041597 | 57 PELICAN LANE |  | Polytube | Yes |  | 2024-04-26 |  | PVC | 1990 | Yes |  | 2024-04-26 |  | Non-lead
041598 | 3922 GORDON RD |  | Polytube | Yes |  | 2022-09-30 |  | PVC | 1991 | Yes |  | 2022-09-30 |  | Non-lead
041599 | 60 W PLAZA DEL LAGO L |  | Unknown, Non-Lead | Yes |  | 2023-01-23 |  | Unknown, Non-Lead | 1998 | Yes |  | 2023-01-23 |  | Non-lead
041600 | 162 TAMPA DR |  | Unknown, Non-Lead | Yes |  | 2020-01-10 |  | PVC | 1991 | Yes |  | 2020-01-10 |  | Non-lead
041601 | 75 HERON LN |  | Polytube | Yes |  | 2023-02-01 |  | PVC | 1966 | Yes |  | 2023-02-01 |  | Non-lead
041602 | 91410 OVERSEAS HWY |  | Unknown, Non-Lead | Yes |  | 2021-12-13 |  | Unknown, Non-Lead | 1998 | Yes |  | 2021-12-13 |  | Non-lead
041603 | 105666 NE OVERSEAS HWY |  | Unknown, Non-Lead | Yes |  | 2017-10-10 |  | Unknown, Non-Lead | 1991 | Yes |  | 2017-10-10 |  | Non-lead
041604 | 1260 SUGARLOAF BLVD |  | Unknown, Non-Lead | Yes |  | 2024-06-11 |  | Unknown, Non-Lead | 2007 | Yes |  | 2024-06-11 |  | Non-lead
041605 | 419 PATTISON DRIVE |  | Unknown, Non-Lead | No |  |  |  | Unknown, Non-Lead | 1992 | No |  |  |  | Non-lead
041606 | 239 ANTIGUA RD |  | PVC | Yes |  | 2024-04-11 |  | PVC | 1980 | Yes |  | 2024-04-11 |  | Non-lead
041607 | 217 MATECUMBE AVE |  | Polytube | Yes |  | 2022-06-22 |  | PVC | 1956 | Yes |  | 2022-06-22 |  | Non-lead
041608 | 131 PUEBLO ST |  | Unknown, Non-Lead | Yes |  | 2018-07-18 |  | Unknown, Non-Lead | 1991 | Yes |  | 2018-07-18 |  | Non-lead
041609 | 13 MANGROVE LN |  | Unknown, Non-Lead | No |  |  |  | Unknown, Non-Lead | 1991 | No |  |  |  | Non-lead
041610 | 139 CALOOSA ST |  | Polytube | Yes |  | 2022-06-03 |  | PVC | 1972 | Yes |  | 2022-06-03 |  | Non-lead
041611 | 1218 PEARL ST |  | Unknown, Non-Lead | Yes |  | 2024-05-14 |  | Unknown, Non-Lead | 1990 | Yes |  | 2024-05-14 |  | Non-lead
041612 | 1412 DUNCAN ST |  | Unknown, Non-Lead | Yes |  | 2024-02-26 |  | Unknown, Non-Lead | 1990 | Yes |  | 2024-02-26 |  | Non-lead
041613 | 647 HECK AVE |  | Unknown, Non-Lead | Yes |  | 2021-01-05 |  | Unknown, Non-Lead | 1991 | Yes |  | 2021-01-05 |  | Non-lead
041614 | SEWAGE LIFT 3900 S ROOSEVELT BLVD |  | Unknown, Non-Lead | Yes |  | 2018-06-20 |  | PVC | 1991 | Yes |  | 2018-06-20 |  | Non-lead
041615 | 31167 G AVE |  | Polytube | Yes |  | 2022-06-27 |  | Polytube | 2005 | Yes |  | 2022-06-27 |  | Non-lead
041616 | 652 BLACKBEARD RD |  | Unknown, Non-Lead | No |  |  |  | Unknown, Non-Lead | 1990 | No |  |  |  | Non-lead
041617 | 124 TORTUGA LN |  | Polytube | Yes |  | 2023-07-28 |  | PVC | 1990 | Yes |  | 2023-07-28 |  | Non-lead
041618 | 500 SOMBRERO BEACH Rd |  | Polytube | Yes |  | 2023-03-24 |  | PVC | 1970 | Yes |  | 2023-03-24 |  | Non-lead
041619 | UPSTRS 77 COCO PLUM DR |  | Unknown, Non-Lead | Yes |  | 2023-07-07 |  | Unknown, Non-Lead | 1991 | Yes |  | 2023-07-07 |  | Non-lead
041620 | DOWNSTAIRS 77 COCO PLUM Dr |  | Unknown, Non-Lead | Yes |  | 2021-08-13 |  | Unknown, Non-Lead | 1991 | Yes |  | 2021-08-13 |  | Non-lead
041621 | 148 MOCKINGBIRD LN |  | Unknown, Non-Lead | Yes |  | 2021-10-22 |  | PVC | 1990 | Yes |  | 2021-10-22 |  | Non-lead
041622 | 22550 LA FITTE DR |  | Unknown, Non-Lead | Yes |  | 2023-08-28 |  | Unknown, Non-Lead | 1998 | Yes |  | 2023-08-28 |  | Non-lead
041623 | UPSTAIRS 101463 OVERSEAS HWY |  | Polytube | Yes |  | 2023-01-30 |  | Copper | 1987 | Yes |  | 2023-01-30 |  | Non-lead
041624 | #102 101433 OVERSEAS HWY |  | Polytube | Yes |  | 2023-01-30 |  | Copper | 1987 | Yes |  | 2023-01-30 |  | Non-lead
041625 | 101417 OVERSEAS HWY |  | Polytube | Yes |  | 2024-08-28 |  | Copper | 1987 | Yes |  | 2024-08-28 |  | Non-lead
041626 | #104 101429 OVERSEAS HWY |  | Polytube | Yes |  | 2023-01-30 |  | Copper | 1987 | Yes |  | 2023-01-30 |  | Non-lead
041627 | #101 101433 OVERSEAS HWY |  | Polytube | Yes |  | 2024-03-27 |  | Copper | 1987 | Yes |  | 2024-03-27 |  | Non-lead
041628 | 106 101425 OVERSEAS HWY |  | Polytube | Yes |  | 2023-01-30 |  | Copper | 1987 | Yes |  | 2023-01-30 |  | Non-lead
041629 | UNIT 105 101427 OVERSEAS HWY |  | Polytube | Yes |  | 2023-01-30 |  | Copper | 1987 | Yes |  | 2023-01-30 |  | Non-lead
041630 | #107 101423 OVERSEAS HWY |  | Polytube | Yes |  | 2023-01-30 |  | Copper | 1987 | Yes |  | 2023-01-30 |  | Non-lead
041631 | #110 101499 OVERSEAS HWY |  | Polytube | Yes |  | 2023-07-26 |  | Copper | 1987 | Yes |  | 2023-07-26 |  | Non-lead
041632 | UNIT 103 101431 OVERSEAS HWY |  | Copper | Yes |  | 2023-05-04 |  | Polytube | 1987 | Yes |  | 2023-05-04 |  | Non-lead
041633 | #109 101499 OVERSEAS HWY |  | Polytube | Yes |  | 2023-06-28 |  | PVC | 1987 | Yes |  | 2023-06-28 |  | Non-lead
041634 | 3811 GEORGE RD |  | Unknown, Non-Lead | Yes |  | 2020-04-20 |  | Unknown, Non-Lead | 1990 | Yes |  | 2020-04-20 |  | Non-lead
041635 | 106 ROYAL LN |  | Polytube | Yes |  | 2022-06-13 |  | PVC | 1967 | Yes |  | 2022-06-13 |  | Non-lead
041636 | 466 PALM DR |  | Unknown, Non-Lead | Yes |  | 2021-07-26 |  | Unknown, Non-Lead | 1991 | Yes |  | 2021-07-26 |  | Non-lead
041637 | 218 GULFVIEW DR |  | Unknown, Non-Lead | Yes |  | 2018-07-02 |  | PVC | 1991 | Yes |  | 2018-07-02 |  | Non-lead
041638 | 133 2ND LN |  | PVC | Yes |  | 2023-02-08 |  | PVC | 1987 | Yes |  | 2023-02-08 |  | Non-lead
041639 | 165 INDIAN MOUND TR |  | Unknown, Non-Lead | Yes |  | 2019-11-04 |  | Unknown, Non-Lead | 1988 | Yes |  | 2019-11-04 |  | Non-lead
041640 | APT A 58 WATERWAYS DR |  | Unknown, Non-Lead | Yes |  | 2022-07-05 |  | PVC | 1989 | Yes |  | 2022-07-05 |  | Non-lead
041641 | 105660 OVERSEAS HWY |  | Unknown, Non-Lead | Yes |  | 2020-09-04 |  | PVC | 1991 | Yes |  | 2020-09-04 |  | Non-lead
041642 | 105662 OVERSEAS HWY |  | Unknown, Non-Lead | Yes |  | 2022-07-13 |  | PVC | 1991 | Yes |  | 2022-07-13 |  | Non-lead
041643 | 105664 OVERSEAS HWY |  | Unknown, Non-Lead | Yes |  | 2019-07-02 |  | PVC | 1991 | Yes |  | 2019-07-02 |  | Non-lead
041644 | 89151 OLD HWY L25 TR/A |  | Unknown, Non-Lead | Yes |  | 2020-12-21 |  | Unknown, Non-Lead | 1991 | Yes |  | 2020-12-21 |  | Non-lead
041645 | 31112 AVE I |  | Unknown, Non-Lead | Yes |  | 2018-10-22 |  | Unknown, Non-Lead | 1990 | Yes |  | 2018-10-22 |  | Non-lead
041646 | 31118 AVENUE I |  | Polytube | Yes |  | 2023-03-14 |  | PVC | 1990 | Yes |  | 2023-03-14 |  | Non-lead
041647 | 619 FRONT ST |  | Unknown, Non-Lead | Yes |  | 2020-10-08 |  | Unknown, Non-Lead | 1989 | Yes |  | 2020-10-08 |  | Non-lead
041648 | 22954 BUCCANEER LT19 B LANE |  | Polytube | Yes |  | 2023-05-04 |  | PVC | 1990 | Yes |  | 2023-05-04 |  | Non-lead
041649 | 168 SUNSET LN |  | Unknown, Non-Lead | Yes |  | 2022-07-31 |  | Unknown, Non-Lead | 2019 | Yes |  | 2022-07-31 |  | Non-lead
041650 | 5 OAKWOOD AVE |  | Unknown, Non-Lead | Yes |  | 2017-11-01 |  | PVC | 1990 | Yes |  | 2017-11-01 |  | Non-lead
041651 | 7 OAKWOOD AVE |  | Unknown, Non-Lead | Yes |  | 2018-08-09 |  | Unknown, Non-Lead | 1990 | Yes |  | 2018-08-09 |  | Non-lead
041652 | 225 S BAY HARBOR DR |  | Unknown, Non-Lead | Yes |  | 2018-06-12 |  | PVC | 1991 | Yes |  | 2018-06-12 |  | Non-lead
041653 | 120 CORAL AVE |  | Unknown, Non-Lead | Yes |  | 2024-08-27 |  | Unknown, Non-Lead | 1991 | Yes |  | 2024-08-27 |  | Non-lead
041654 | 175 OVERSEAS HWY |  | Polytube | Yes |  | 2023-06-28 |  | PVC | 1977 | Yes |  | 2023-06-28 |  | Non-lead
041655 | 2168 CORAL WAY |  | Unknown, Non-Lead | Yes |  | 2024-07-22 |  | Unknown, Non-Lead | 1991 | Yes |  | 2024-07-22 |  | Non-lead
041656 | LOT 073 1571 OVERSEAS HWY |  | PVC | Yes |  | 2022-11-18 |  | PVC | 1952 | Yes |  | 2022-11-18 |  | Non-lead
041657 | LOT 076 1571 OVERSEAS HWY |  | PVC | Yes |  | 2022-05-18 |  | PVC | 1952 | Yes |  | 2022-05-18 |  | Non-lead
041658 | 241 10TH ST |  | Unknown, Non-Lead | Yes |  | 2019-04-08 |  | PVC | 2005 | Yes |  | 2019-04-08 |  | Non-lead
041659 | 27397 CAYMAN LN |  | Unknown, Non-Lead | Yes |  | 2017-05-24 |  | Unknown, Non-Lead | 1991 | Yes |  | 2017-05-24 |  | Non-lead
041660 | 30861 MALAGA LN |  | Unknown, Non-Lead | Yes |  | 2021-05-13 |  | Unknown, Non-Lead | 1991 | Yes |  | 2021-05-13 |  | Non-lead
041661 | 31381 AVENUE H |  | Polytube | Yes |  | 2023-07-17 |  | PVC |  | Yes |  | 2023-07-17 |  | Non-lead
041662 | LOT 38 2950 OVERSEAS HWY |  | Unknown, Non-Lead | Yes |  | 2019-10-04 |  | Polytube | 1989 | Yes |  | 2019-10-04 |  | Non-lead
041663 | 29836 JOURNEYS END RD |  | Unknown, Non-Lead | Yes |  | 2017-10-27 |  | Unknown, Non-Lead | 1991 | Yes |  | 2017-10-27 |  | Non-lead
041664 | APT B 714 PASSOVER LN |  | Polytube | Yes |  | 2023-10-18 |  | PVC | 1908 | Yes |  | 2023-10-18 |  | Non-lead
041665 | 100 BAYVIEW DR |  | Unknown, Non-Lead | Yes |  | 2021-08-16 |  | Unknown, Non-Lead | 1993 | Yes |  | 2021-08-16 |  | Non-lead
041666 | 75851 OVERSEAS HWY |  | Unknown, Non-Lead | Yes |  | 2020-02-04 |  | PVC | 1992 | Yes |  | 2020-02-04 |  | Non-lead
041667 | BLDG 4 IRR 500 BURTON DR |  | Polytube | Yes |  | 2022-08-02 |  | PVC | 1991 | Yes |  | 2022-08-02 |  | Non-lead
041668 | M23 87851 OLD HWY |  | Unknown, Non-Lead | No |  |  |  | Unknown, Non-Lead | 1989 | No |  |  |  | Non-lead
041669 | 318 PALM AVE |  | Polytube | Yes |  | 2022-10-03 |  | PVC | 1993 | Yes |  | 2022-10-03 |  | Non-lead
041670 | 23034 WAHOO LN |  | Unknown, Non-Lead | Yes |  | 2017-03-28 |  | Unknown, Non-Lead | 1992 | Yes |  | 2017-03-28 |  | Non-lead
041671 | 511 SOUTHARD ST |  | Polytube | Yes |  | 2022-10-18 |  | Copper | 1933 | Yes |  | 2022-10-18 |  | Non-lead
041672 | 27335 BARBUDA LANE |  | Polytube | Yes |  | 2023-07-27 |  | PVC | 1991 | Yes |  | 2023-07-27 |  | Non-lead
041673 | 29857 TROPICAL TRADER RD |  | Unknown, Non-Lead | Yes |  | 2022-12-08 |  | Unknown, Non-Lead | 1991 | Yes |  | 2022-12-08 |  | Non-lead
041674 | 3632 FOX ST |  | Unknown, Non-Lead | Yes |  | 2018-07-30 |  | PVC | 1990 | Yes |  | 2018-07-30 |  | Non-lead
041675 | LOT 80 2950 OVERSEAS HWY |  | Polytube | Yes |  | 2022-07-07 |  | PVC |  | Yes |  | 2022-07-07 |  | Non-lead
041676 | GIRLS SOFTBALL . KENNEDY DR |  | Polytube | Yes |  | 2022-05-23 |  | PVC | 1971 | Yes |  | 2022-05-23 |  | Non-lead
041677 | 29667 FORRESTAL AVE |  | Polytube | Yes |  | 2017-08-09 |  | PVC | 1990 | Yes |  | 2017-08-09 |  | Non-lead
041678 | 684 SAILFISH TR |  | Unknown, Non-Lead | Yes |  | 2019-06-28 |  | PVC | 1991 | Yes |  | 2019-06-28 |  | Non-lead
041679 | 1107 GRAND ST |  | Polytube | Yes |  | 2020-02-25 |  | PVC | 1982 | Yes |  | 2020-02-25 |  | Non-lead
041680 | 300 S COCONUT PALM BLVD |  | Polytube | Yes |  | 2025-06-30 |  | PVC | 1991 | Yes |  | 2025-06-30 |  | Non-lead
041681 | 4 S PELICAN DR |  | Unknown, Non-Lead | Yes |  | 2022-11-07 |  | Unknown, Non-Lead | 1991 | Yes |  | 2022-11-07 |  | Non-lead
041682 | 44 RUSSELL LN |  | Polytube | Yes |  | 2022-06-22 |  | Copper | 1973 | Yes |  | 2022-06-22 |  | Non-lead
041683 | 31451 C AVE |  | Unknown, Non-Lead | Yes |  | 2023-10-06 |  | Unknown, Non-Lead | 1991 | Yes |  | 2023-10-06 |  | Non-lead
041684 | 1635 LANTANA LN |  | Unknown, Non-Lead | Yes |  | 2021-12-16 |  | Unknown, Non-Lead | 1991 | Yes |  | 2021-12-16 |  | Non-lead
041685 | APT B 699 61ST St |  | Polytube | Yes |  | 2023-06-14 |  | PVC | 1958 | Yes |  | 2023-06-14 |  | Non-lead
041686 | 470 4TH St |  | Polytube | Yes |  | 2023-02-13 |  | PVC | 1968 | Yes |  | 2023-02-13 |  | Non-lead
041687 | 57536 GIBSON ST |  | Polytube | Yes |  | 2024-08-15 |  | PVC | 1991 | Yes |  | 2024-08-15 |  | Non-lead
041688 | 21 S KYLE WAY |  | Polytube | Yes |  | 2022-12-19 |  | PVC | 1986 | Yes |  | 2022-12-19 |  | Non-lead
041689 | 142 BIMINI DR |  | Polytube | Yes |  | 2022-10-22 |  | PVC | 1983 | Yes |  | 2022-10-22 |  | Non-lead
041690 | 17267 ALLAMANDA DR |  | Unknown, Non-Lead | Yes |  | 2021-10-29 |  | Unknown, Non-Lead | 1991 | Yes |  | 2021-10-29 |  | Non-lead
041691 | L25 P/TR A 89101 OLD HWY |  | Polytube | Yes |  | 2022-07-12 |  | PVC | 1987 | Yes |  | 2022-07-12 |  | Non-lead
041692 | 122 COURT CONTESSA L |  | Unknown, Non-Lead | No |  |  |  | Unknown, Non-Lead | 1992 | No |  |  |  | Non-lead
041693 | 906 LOBSTER P/TRACT LN |  | Polytube | Yes |  | 2022-07-21 |  | PVC | 1987 | Yes |  | 2022-07-21 |  | Non-lead
041694 | 179 E RIDGE RD |  | Unknown, Non-Lead | Yes |  | 2019-04-12 |  | Polytube | 1994 | Yes |  | 2019-04-12 |  | Non-lead
041695 | 217 LIGNUMVITAE DR |  | Unknown, Non-Lead | Yes |  | 2022-02-18 |  | Unknown, Non-Lead | 1991 | Yes |  | 2022-02-18 |  | Non-lead
041696 | 30925 MERCEDES RD |  | Polytube | Yes |  | 2022-11-09 |  | PVC | 1971 | Yes |  | 2022-11-09 |  | Non-lead
041697 | 150 JOJEAN WAY |  | Polytube | Yes |  | 2023-05-25 |  | PVC | 1992 | Yes |  | 2023-05-25 |  | Non-lead
041698 | 156 BISCAYNE BLVD |  | Unknown, Non-Lead | Yes |  | 2019-11-19 |  | PVC | 1994 | Yes |  | 2019-11-19 |  | Non-lead
041699 | 1040 ADAMS DR |  | Unknown, Non-Lead | No |  |  |  | Unknown, Non-Lead | 1990 | No |  |  |  | Non-lead
041702 | APT UP 1208 DUVAL ST |  | Polytube | Yes |  | 2022-09-26 |  | PVC | 1928 | Yes |  | 2022-09-26 |  | Non-lead
041703 | 1014 ADAMS DR |  | Unknown, Non-Lead | Yes |  | 2019-04-23 |  | PVC | 1989 | Yes |  | 2019-04-23 |  | Non-lead
041704 | 208 BUTTONWOOD LN |  | Unknown, Non-Lead | Yes |  | 2021-06-30 |  | PVC | 1991 | Yes |  | 2021-06-30 |  | Non-lead
041705 | 11 OAKWOOD & LINDA AVE |  | Polytube | Yes |  | 2024-03-21 |  | PVC | 1991 | Yes |  | 2024-03-21 |  | Non-lead
041706 | 257 HIBISCUS ST |  | Unknown, Non-Lead | Yes |  | 2021-04-30 |  | Unknown, Non-Lead | 1991 | Yes |  | 2021-04-30 |  | Non-lead
041707 | 415 PALM DRIVE |  | Unknown, Non-Lead | Yes |  | 2021-06-15 |  | Unknown, Non-Lead | 1991 | Yes |  | 2021-06-15 |  | Non-lead
041708 | 3675 TRADEWINDS LANE |  | Unknown, Non-Lead | Yes |  | 2024-03-25 |  | Unknown, Non-Lead | 1991 | Yes |  | 2024-03-25 |  | Non-lead
041709 | 140 LE GRANDE LANE |  | Unknown, Non-Lead | Yes |  | 2022-10-03 |  | Unknown, Non-Lead | 1991 | Yes |  | 2022-10-03 |  | Non-lead
041710 | 23047 BLUEGILL LN |  | Polytube | Yes |  | 2022-11-18 |  | PVC | 1983 | Yes |  | 2022-11-18 |  | Non-lead
041711 | #A 204 TRUMAN AVE |  | Polytube | Yes |  | 2022-06-27 |  | PVC | 1918 | Yes |  | 2022-06-27 |  | Non-lead
041712 | LOT 204 57 FRONT ST |  | Polytube | Yes |  | 2022-06-21 |  | PVC | 1918 | Yes |  | 2022-06-21 |  | Non-lead
041713 | 1111 COATES LN |  | Polytube | Yes |  | 2022-07-29 |  | PVC | 1988 | Yes |  | 2022-07-29 |  | Non-lead
041714 | 177 VENETIAN WAY |  | Polytube | Yes |  | 2022-06-30 |  | PVC | 2004 | Yes |  | 2022-06-30 |  | Non-lead
041715 | 508 N JADE DR |  | Unknown, Non-Lead | Yes |  | 2021-10-06 |  | Unknown, Non-Lead | 1991 | Yes |  | 2021-10-06 |  | Non-lead
041716 | 29 S EXUMA RD |  | Unknown, Non-Lead | Yes |  | 2021-11-24 |  | PVC | 1997 | Yes |  | 2021-11-24 |  | Non-lead
041717 | HOUSE 37 HALFWAY RD |  | Polytube | Yes |  | 2022-12-15 |  | PVC | 1983 | Yes |  | 2022-12-15 |  | Non-lead
041718 | 507 CARIBBEAN DR |  | Polytube | Yes |  | 2023-10-30 |  | PVC | 1992 | Yes |  | 2023-10-30 |  | Non-lead
041719 | 615 W SHORE DR |  | Unknown, Non-Lead | No |  |  |  | Unknown, Non-Lead | 1991 | No |  |  |  | Non-lead
041720 | 412 BALIDO TERR |  | Polytube | Yes |  | 2024-11-19 |  | PVC | 1991 | Yes |  | 2018-03-28 |  | Non-lead
041721 | APT 2 1514 DUNCOMBE ST |  | Polytube | Yes |  | 2023-04-24 |  | PVC | 1943 | Yes |  | 2023-04-24 |  | Non-lead
041722 | APT UP 613 DUVAL ST |  | Polytube | Yes |  | 2022-09-26 |  | PVC | 1953 | Yes |  | 2022-09-26 |  | Non-lead
041723 | 1151 COATES LN |  | Unknown, Non-Lead | Yes |  | 2019-05-31 |  | Unknown, Non-Lead | 1992 | Yes |  | 2019-05-31 |  | Non-lead
041724 | 22942 BLACKBEARD LN |  | Unknown, Non-Lead | Yes |  | 2018-01-24 |  | Unknown, Non-Lead | 1991 | Yes |  | 2018-01-24 |  | Non-lead
041725 | 29442 ENTERPRISE AVE |  | Polytube | Yes |  | 2022-12-01 |  | PVC | 1963 | Yes |  | 2022-12-01 |  | Non-lead
041726 | #3 467 HECK AVE |  | Unknown, Non-Lead | Yes |  | 2023-09-22 |  | Unknown, Non-Lead | 1991 | Yes |  | 2023-09-22 |  | Non-lead
041727 | 105 MILANO DR |  | Polytube | Yes |  | 2022-05-20 |  | PVC | 1991 | Yes |  | 2022-05-20 |  | Non-lead
041728 | 1029 VALENCIA RD |  | Unknown, Non-Lead | No |  |  |  | Unknown, Non-Lead | 1991 | No |  |  |  | Non-lead
041729 | 214 OLEANDER DR |  | Polytube | Yes |  | 2019-02-15 |  | PVC | 1963 | Yes |  | 2019-02-15 |  | Non-lead
041730 | 1011 ADAMS DR |  | Unknown, Non-Lead | Yes |  | 2021-10-06 |  | Unknown, Non-Lead | 1991 | Yes |  | 2021-10-06 |  | Non-lead
041731 | LOUNGE 500 BURTON DR |  | Unknown, Non-Lead | Yes |  | 2017-12-14 |  | PVC | 1990 | Yes |  | 2017-12-14 |  | Non-lead
041732 | 16640 CYPRESS RD |  | Unknown, Non-Lead | Yes |  | 2018-03-09 |  | PVC | 1991 | Yes |  | 2018-03-09 |  | Non-lead
041733 | APT B UP 1907 ROOSEVELT DR |  | Polytube | Yes |  | 2023-04-26 |  | PVC | 1968 | Yes |  | 2023-04-26 |  | Non-lead
041734 | APT B 1909 ROOSEVELT DR |  | Polytube | Yes |  | 2023-04-26 |  | PVC | 1968 | Yes |  | 2023-04-26 |  | Non-lead
041735 | 968 GULF DR |  | Polytube | Yes |  | 2022-08-04 |  | PVC | 1987 | Yes |  | 2022-08-04 |  | Non-lead
041736 | 178 BUTTONWOOD AVE |  | Polytube | Yes |  | 2022-12-12 |  | PVC | 1979 | Yes |  | 2022-12-12 |  | Non-lead
041737 | 93600 OVERSEAS HWY |  | Unknown, Non-Lead | Yes |  | 2023-09-21 |  | PVC | 1991 | Yes |  | 2023-09-21 |  | Non-lead
041738 | 32 MANGROVE LANE |  | Polytube | Yes |  | 2023-04-06 |  | PVC | 1991 | Yes |  | 2023-04-06 |  | Non-lead
041739 | TR B&C 99000 OVERSEAS HWY |  | Unknown, Non-Lead | Yes |  | 2021-10-18 |  | PVC | 1991 | Yes |  | 2021-10-18 |  | Non-lead
041740 | 325 MAHOGANY DR |  | Unknown, Non-Lead | No |  |  |  | Polytube | 1991 | No |  |  |  | Non-lead
041741 | 27285 MARIPOSA RD |  | Unknown, Non-Lead | Yes |  | 2024-08-05 |  | Unknown, Non-Lead | 1990 | Yes |  | 2024-08-05 |  | Non-lead
041742 | 17142 MARLIN DR |  | Unknown, Non-Lead | Yes |  | 2022-04-28 |  | Unknown, Non-Lead | 1991 | Yes |  | 2022-04-28 |  | Non-lead
041743 | 19 KYLE EAST WAY |  | Polytube | Yes |  | 2023-06-29 |  | PVC | 1986 | Yes |  | 2023-06-29 |  | Non-lead
041744 | 700 W 63RD OCEAN ST |  | Unknown, Non-Lead | Yes |  | 2019-10-11 |  | Unknown, Non-Lead | 1991 | Yes |  | 2019-10-11 |  | Non-lead
041745 | 212 CORSAIR RD |  | Unknown, Non-Lead | Yes |  | 2021-11-17 |  | Unknown, Non-Lead | 2007 | Yes |  | 2021-11-17 |  | Non-lead
041746 | 30459 COCONUT HWY |  | Polytube | Yes |  | 2022-11-15 |  | PVC | 1959 | Yes |  | 2022-11-15 |  | Non-lead
041747 | 58162 OVERSEAS HWY |  | Unknown, Non-Lead | No |  |  |  | Unknown, Non-Lead | 2000 | No |  |  |  | Non-lead
041748 | 30013 PINE CHANNEL RD |  | Polytube | Yes |  | 2024-04-29 |  | PVC | 1977 | Yes |  | 2024-04-29 |  | Non-lead
041749 | 60 OCEAN FRONT TR7 DR |  | Polytube | Yes |  | 2023-07-06 |  | PVC | 1990 | Yes |  | 2023-07-06 |  | Non-lead
041750 | P45 87851 OLD HWY |  | Unknown, Non-Lead | Yes |  | 2022-01-20 |  | Unknown, Non-Lead | 1989 | Yes |  | 2022-01-20 |  | Non-lead
041751 | 202 ABERDEEN CT |  | Unknown, Non-Lead | Yes |  | 2023-01-25 |  | PVC | 1991 | Yes |  | 2023-01-25 |  | Non-lead
041752 | 18 S BLACKWATER LN |  | Unknown, Non-Lead | Yes |  | 2021-02-02 |  | PVC | 1991 | Yes |  | 2021-02-02 |  | Non-lead
041753 | 54 COLUMBUS DR |  | Unknown, Non-Lead | Yes |  | 2021-11-29 |  | Unknown, Non-Lead | 1993 | Yes |  | 2021-11-29 |  | Non-lead
041754 | 111 FRONT ST |  | Polytube | Yes |  | 2022-06-21 |  | PVC | 1930 | Yes |  | 2022-06-21 |  | Non-lead
041755 | 111 FRONT ST |  | Ductile Iron | Yes |  | 2022-06-21 |  | Ductile Iron | 1930 | Yes |  | 2022-06-21 |  | Non-lead
041756 | 2232 MATTHEWS RD |  | Unknown, Non-Lead | Yes |  | 2023-11-30 |  | Unknown, Non-Lead | 1991 | Yes |  | 2023-11-30 |  | Non-lead
041757 | 30849 WITTERS LANE |  | Polytube | Yes |  | 2022-11-28 |  | PVC | 1979 | Yes |  | 2022-11-28 |  | Non-lead
041758 | #5-UP 826 DUVAL ST |  | Polytube | Yes |  | 2023-04-04 |  | PVC | 1933 | Yes |  | 2023-04-04 |  | Non-lead
041759 | APT 4 UP 826 DUVAL ST |  | Polytube | Yes |  | 2024-10-08 |  | PVC | 1933 | Yes |  | 2024-10-08 |  | Non-lead
041760 | APT 3 UP 826 DUVAL ST |  | Polytube | Yes |  | 2023-11-06 |  | PVC | 1933 | Yes |  | 2023-11-06 |  | Non-lead
041761 | 320 AVE A |  | Unknown, Non-Lead | No |  |  |  | Unknown, Non-Lead | 1991 | No |  |  |  | Non-lead
041762 | APT 2 UP 826 DUVAL ST |  | Polytube | Yes |  | 2022-09-26 |  | PVC | 1933 | Yes |  | 2022-09-26 |  | Non-lead
041764 | 314 AVE A |  | Unknown, Non-Lead | Yes |  | 2018-11-30 |  | Unknown, Non-Lead | 1991 | Yes |  | 2018-11-30 |  | Non-lead
041765 | 27048 ANGELFISH RD |  | Unknown, Non-Lead | Yes |  | 2019-05-29 |  | Unknown, Non-Lead | 1991 | Yes |  | 2019-05-29 |  | Non-lead
041766 | FIRE DETECTOR 725 DUVAL ST |  | Unknown, Non-Lead | Yes |  | 2021-11-05 |  | Unknown, Non-Lead | 1991 | Yes |  | 2021-11-05 |  | Non-lead
041767 | 724 N LAKE DR |  | Unknown, Non-Lead | Yes |  | 2017-08-14 |  | PVC | 1991 | Yes |  | 2017-08-14 |  | Non-lead
041768 | 158 GARDEN ST |  | Polytube | Yes |  | 2023-02-09 |  | PVC | 1971 | Yes |  | 2023-02-09 |  | Non-lead
041769 | P35 87851 OLD HWY |  | Unknown, Non-Lead | Yes |  | 2020-09-14 |  | Unknown, Non-Lead | 1989 | Yes |  | 2020-09-14 |  | Non-lead
041770 | M26 87851 OLD HWY |  | Copper | Yes |  | 2022-08-05 |  | Copper | 1989 | Yes |  | 2022-08-05 |  | Non-lead
041771 | 321 THIRD RD |  | Polytube | Yes |  | 2022-10-17 |  | PVC | 1985 | Yes |  | 2022-10-17 |  | Non-lead
041772 | 184 NEWFOUND BLVD |  | Unknown, Non-Lead | No |  |  |  | Unknown, Non-Lead | 1991 | No |  |  |  | Non-lead
041773 | 145 GALLEON RD |  | Unknown, Non-Lead | Yes |  | 2021-03-18 |  | PVC | 1991 | Yes |  | 2021-03-18 |  | Non-lead
041774 | 168 VALOIS BLVD |  | Unknown, Non-Lead | No |  |  |  | Unknown, Non-Lead | 2001 | No |  |  |  | Non-lead
041775 | 75055 OVERSEAS HWY |  | Unknown, Non-Lead | Yes |  | 2022-03-21 |  | Unknown, Non-Lead | 1991 | Yes |  | 2022-03-21 |  | Non-lead
041776 | B9 829 NARRAGANSETT LN |  | Unknown, Non-Lead | Yes |  | 2018-12-05 |  | Unknown, Non-Lead | 2017 | Yes |  | 2018-12-05 |  | Non-lead
041777 | P44 87851 OLD HWY |  | Unknown, Non-Lead | Yes |  | 2019-11-25 |  | Unknown, Non-Lead | 1989 | Yes |  | 2019-11-25 |  | Non-lead
041778 | APT 2 1209 VIRGINIA ST |  | Unknown, Non-Lead | Yes |  | 2018-08-20 |  | Unknown, Non-Lead | 1989 | Yes |  | 2018-08-20 |  | Non-lead
041779 | APT 3 1209 VIRGINIA ST |  | Polytube | Yes |  | 2023-10-03 |  | PVC | 1989 | Yes |  | 2023-10-03 |  | Non-lead
041780 | APT 4 1209 VIRGINIA ST |  | Unknown, Non-Lead | Yes |  | 2020-01-08 |  | PVC | 1989 | Yes |  | 2020-01-08 |  | Non-lead
041781 | APT 5 1209 VIRGINIA ST |  | Unknown, Non-Lead | No |  |  |  | Unknown, Non-Lead | 1989 | No |  |  |  | Non-lead
041782 | APT 6 1209 VIRGINIA ST |  | Unknown, Non-Lead | No |  |  |  | Unknown, Non-Lead | 1989 | No |  |  |  | Non-lead
041783 | APT 8 1209 VIRGINIA ST |  | Unknown, Non-Lead | Yes |  | 2020-05-27 |  | Unknown, Non-Lead | 1989 | Yes |  | 2020-05-27 |  | Non-lead
041784 | APT 2 REAR 811 THOMAS ST |  | Polytube | Yes |  | 2023-08-24 |  | PVC | 1933 | Yes |  | 2023-08-24 |  | Non-lead
041785 | APT COTTAGE 811 THOMAS ST |  | Polytube | Yes |  | 2023-05-04 |  | PVC | 1933 | Yes |  | 2023-05-04 |  | Non-lead
041786 | 147 LOBSTERTAIL RD |  | Polytube | Yes |  | 2022-08-26 |  | PVC | 1977 | Yes |  | 2022-08-26 |  | Non-lead
041788 | 24730 PARK DR |  | Unknown, Non-Lead | Yes |  | 2021-08-13 |  | Unknown, Non-Lead | 1991 | Yes |  | 2021-08-13 |  | Non-lead
041789 | LOT 01A 6630 MALONEY AVE |  | PVC | Yes |  | 2023-03-06 |  | PVC | 1986 | Yes |  | 2023-03-06 |  | Non-lead
041790 | LOT 01B 6630 MALONEY AVE |  | PVC | Yes |  | 2022-12-29 |  | PVC | 1986 | Yes |  | 2022-12-29 |  | Non-lead
041791 | LOT 02 6630 MALONEY AVE |  | Polytube | Yes |  | 2023-03-06 |  | PVC | 1986 | Yes |  | 2023-03-06 |  | Non-lead
041792 | LOT 03 6630 MALONEY AVE |  | PVC | Yes |  | 2023-09-29 |  | PVC | 1986 | Yes |  | 2023-09-29 |  | Non-lead
041793 | LOT 04B 6630 MALONEY AVE |  | PVC | Yes |  | 2024-09-25 |  | PVC | 1986 | Yes |  | 2024-09-25 |  | Non-lead
041794 | LOT 05 6630 MALONEY AVE |  | PVC | Yes |  | 2023-03-06 |  | PVC | 1986 | Yes |  | 2023-03-06 |  | Non-lead
041795 | LOT 06 6630 MALONEY AVE |  | PVC | Yes |  | 2023-03-06 |  | PVC | 1986 | Yes |  | 2023-03-06 |  | Non-lead
041796 | LOT 07C 6630 MALONEY AVE |  | Polytube | Yes |  | 2024-05-29 |  | PVC | 1986 | Yes |  | 2024-05-29 |  | Non-lead
041797 | LOT 07B 6630 MALONEY AVE |  | PVC | Yes |  | 2023-03-06 |  | PVC | 1986 | Yes |  | 2023-03-06 |  | Non-lead
041798 | LOT 08 6630 MALONEY AVE |  | Polytube | Yes |  | 2023-03-06 |  | PVC | 1986 | Yes |  | 2023-03-06 |  | Non-lead
041799 | LOT 09A 6630 MALONEY AVE |  | Polytube | Yes |  | 2023-03-06 |  | PVC | 1986 | Yes |  | 2023-03-06 |  | Non-lead
041800 | 1566 BUTTONWOOD DR |  | Unknown, Non-Lead | No |  |  |  | Unknown, Non-Lead | 1991 | No |  |  |  | Non-lead
041801 | 151 PALERMO DR |  | Unknown, Non-Lead | Yes |  | 2019-03-07 |  | PVC | 1991 | Yes |  | 2019-03-07 |  | Non-lead
041802 | 144 S BAY HARBOR DR |  | Unknown, Non-Lead | No |  |  |  | PVC | 1991 | No |  |  |  | Non-lead
041803 | 55 CORTEZ LN |  | Polytube | Yes |  | 2022-05-17 |  | PVC | 1991 | Yes |  | 2022-05-17 |  | Non-lead
041804 | 89389 N OLD OF GOVN'T LO RD |  | Unknown, Non-Lead | Yes |  | 2018-08-21 |  | Unknown, Non-Lead | 1991 | Yes |  | 2018-08-21 |  | Non-lead
041805 | 466 BAHIA AVE |  | Polytube | Yes |  | 2023-01-30 |  | PVC | 1991 | Yes |  | 2023-01-30 |  | Non-lead
041806 | 17135 ALLAMANDA DR |  | Polytube | Yes |  | 2022-12-27 |  | PVC | 1989 | Yes |  | 2022-12-27 |  | Non-lead
041807 | 3994 GORDON RD |  | Unknown, Non-Lead | Yes |  | 2020-11-18 |  | Unknown, Non-Lead | 1991 | Yes |  | 2020-11-18 |  | Non-lead
041808 | #DWN 826 DUVAL ST |  | PVC | Yes |  | 2022-06-10 |  | PVC | 1933 | Yes |  | 2022-06-10 |  | Non-lead
041809 | 3728 GUMBO LIMBO ST |  | Polytube | Yes |  | 2023-03-22 |  | PVC | 1992 | Yes |  | 2023-03-22 |  | Non-lead
041810 | 131 KEY HAVEN RD |  | Polytube | Yes |  | 2022-11-07 |  | PVC | 1970 | Yes |  | 2022-11-07 |  | Non-lead
041811 | 75 JOHN ST |  | Polytube | Yes |  | 2023-04-25 |  | PVC |  | Yes |  | 2023-04-25 |  | Non-lead
041812 | 2778 N ROOSEVELT DEDUCT BLVD |  | Unknown, Non-Lead | Yes |  | 2020-10-22 |  | Unknown, Non-Lead | 1992 | Yes |  | 2020-10-22 |  | Non-lead
041813 | 12 SHORE TERR |  | Unknown, Non-Lead | Yes |  | 2021-10-01 |  | Unknown, Non-Lead | 2000 | Yes |  | 2021-10-01 |  | Non-lead
041814 | 111 ZANE GREY CREEK DR |  | Unknown, Non-Lead | No |  |  |  | Unknown, Non-Lead | 1991 | No |  |  |  | Non-lead
041815 | #2 160 14TH ST |  | Unknown, Non-Lead | Yes |  | 2024-04-08 |  | Unknown, Non-Lead | 2021 | Yes |  | 2024-04-08 |  | Non-lead
041816 | APT B 1460 OCEAN VIEW AVE |  | Polytube | Yes |  | 2024-02-27 |  | PVC | 1958 | Yes |  | 2024-02-27 |  | Non-lead
041817 | UNIT C 1460 OCEAN VIEW AVE |  | Polytube | Yes |  | 2023-05-04 |  | PVC | 1958 | Yes |  | 2023-05-04 |  | Non-lead
041818 | 22961 HAWKINS LANE |  | Unknown, Non-Lead | No |  |  |  | Unknown, Non-Lead | 1991 | No |  |  |  | Non-lead
041820 | 125 PORTO VISTA CT |  | Unknown, Non-Lead | Yes |  | 2019-12-23 |  | PVC | 1992 | Yes |  | 2019-12-23 |  | Non-lead
041821 | 32 E BEACH RD |  | Copper | Yes |  | 2022-07-20 |  | PVC | 1959 | Yes |  | 2022-07-20 |  | Non-lead
041822 | 165 CORRINE PL |  | Polytube | Yes |  | 2023-07-24 |  | PVC | 1991 | Yes |  | 2023-07-24 |  | Non-lead
041823 | 33 OAKWOOD AVE |  | Unknown, Non-Lead | Yes |  | 2018-03-21 |  | PVC | 1991 | Yes |  | 2018-03-21 |  | Non-lead
041824 | 542 OCEAN CAY DR |  | Unknown, Non-Lead | Yes |  | 2021-08-23 |  | Unknown, Non-Lead | 1992 | Yes |  | 2021-08-23 |  | Non-lead
041825 | 2010 SAN MARCO DR |  | Unknown, Non-Lead | No |  |  |  | Unknown, Non-Lead | 1991 | No |  |  |  | Non-lead
041826 | 801 FORT ST |  | Unknown, Non-Lead | Yes |  | 2019-06-04 |  | Unknown, Non-Lead | 1991 | Yes |  | 2019-06-04 |  | Non-lead
041827 | LOT 46 2950 OVERSEAS HWY |  | Polytube | Yes |  | 2022-07-07 |  | PVC |  | Yes |  | 2022-07-07 |  | Non-lead
041828 | 908 CATHERINE ST |  | Unknown | Yes |  | 2023-09-12 |  | Unknown | 1923 | Yes |  | 2023-09-12 |  | Lead Status Unknown
041829 | APT 211 800 EMMA ST |  | Unknown, Non-Lead | No |  |  |  | Unknown, Non-Lead | 1991 | No |  |  |  | Non-lead
041830 | APT 124 800 EMMA ST |  | Unknown, Non-Lead | No |  |  |  | Unknown, Non-Lead | 1991 | No |  |  |  | Non-lead
041831 | APT 111 800 EMMA ST |  | PVC | Yes |  | 2024-01-08 |  | PVC | 1991 | Yes |  | 2024-01-08 |  | Non-lead
041832 | APT 112 800 EMMA ST |  | Unknown, Non-Lead | No |  |  |  | Unknown, Non-Lead | 1991 | No |  |  |  | Non-lead
041833 | APT 113 800 EMMA ST |  | Unknown, Non-Lead | No |  |  |  | Unknown, Non-Lead | 1991 | No |  |  |  | Non-lead
041834 | APT 114 800 EMMA ST |  | Unknown, Non-Lead | Yes |  | 2019-09-26 |  | Unknown, Non-Lead | 1991 | Yes |  | 2019-09-26 |  | Non-lead
041835 | APT 121 800 EMMA ST |  | Unknown, Non-Lead | Yes |  | 2020-10-13 |  | Unknown, Non-Lead | 1991 | Yes |  | 2020-10-13 |  | Non-lead
041836 | APT 122 800 EMMA ST |  | Unknown, Non-Lead | Yes |  | 2017-07-10 |  | PVC | 1991 | Yes |  | 2017-07-10 |  | Non-lead
041837 | APT 123 800 EMMA ST |  | Unknown, Non-Lead | No |  |  |  | Unknown, Non-Lead | 1991 | No |  |  |  | Non-lead
041838 | APT 125 800 EMMA ST |  | Unknown, Non-Lead | No |  |  |  | Unknown, Non-Lead | 1991 | No |  |  |  | Non-lead
041839 | APT 126 800 EMMA ST |  | Unknown, Non-Lead | Yes |  | 2024-03-13 |  | Unknown, Non-Lead | 1991 | Yes |  | 2024-03-13 |  | Non-lead
041840 | APT 131 800 EMMA ST |  | PVC | Yes |  | 2024-03-13 |  | PVC | 1991 | Yes |  | 2024-03-13 |  | Non-lead
041841 | APT 132 800 EMMA ST |  | Unknown, Non-Lead | No |  |  |  | Unknown, Non-Lead | 1991 | No |  |  |  | Non-lead
041842 | APT 212 800 EMMA ST |  | Unknown, Non-Lead | Yes |  | 2018-12-06 |  | Unknown, Non-Lead | 1991 | Yes |  | 2018-12-06 |  | Non-lead
041843 | APT 213 800 EMMA ST |  | Unknown, Non-Lead | No |  |  |  | Unknown, Non-Lead | 1991 | No |  |  |  | Non-lead
041844 | APT 214 800 EMMA ST |  | Unknown, Non-Lead | Yes |  | 2018-06-08 |  | Unknown, Non-Lead | 1991 | Yes |  | 2018-06-08 |  | Non-lead
041845 | APT 215 800 EMMA ST |  | Unknown, Non-Lead | Yes |  | 2019-05-13 |  | Unknown, Non-Lead | 1991 | Yes |  | 2019-05-13 |  | Non-lead
041846 | APT 216 800 EMMA ST |  | Unknown, Non-Lead | Yes |  | 2017-10-30 |  | PVC | 1991 | Yes |  | 2017-10-30 |  | Non-lead
041847 | APT 221 800 EMMA ST |  | Unknown, Non-Lead | Yes |  | 2018-08-10 |  | Unknown, Non-Lead | 1991 | Yes |  | 2018-08-10 |  | Non-lead
041848 | APT 222 800 EMMA ST |  | Unknown, Non-Lead | Yes |  | 2023-12-11 |  | Unknown, Non-Lead | 1991 | Yes |  | 2023-12-11 |  | Non-lead
041849 | APT 223 800 EMMA ST |  | Unknown, Non-Lead | Yes |  | 2021-10-05 |  | PVC | 1991 | Yes |  | 2021-10-05 |  | Non-lead
041850 | APT 224 800 EMMA ST |  | Unknown, Non-Lead | No |  |  |  | Unknown, Non-Lead | 1991 | No |  |  |  | Non-lead
041851 | APT 414 800 EMMA ST |  | Unknown, Non-Lead | Yes |  | 2018-08-29 |  | PVC | 1991 | Yes |  | 2018-08-29 |  | Non-lead
041852 | APT 415 800 EMMA ST |  | Unknown, Non-Lead | No |  |  |  | Unknown, Non-Lead | 1991 | No |  |  |  | Non-lead
041853 | APT 416 800 EMMA ST |  | Unknown, Non-Lead | No |  |  |  | Unknown, Non-Lead | 1991 | No |  |  |  | Non-lead
041854 | APT 417 800 EMMA ST |  | Unknown, Non-Lead | No |  |  |  | Unknown, Non-Lead | 1991 | No |  |  |  | Non-lead
041855 | APT 421 800 EMMA ST |  | Unknown, Non-Lead | No |  |  |  | Unknown, Non-Lead | 1991 | No |  |  |  | Non-lead
041856 | APT 422 800 EMMA ST |  | Unknown, Non-Lead | Yes |  | 2023-01-11 |  | Unknown, Non-Lead | 1991 | Yes |  | 2023-01-11 |  | Non-lead
041857 | APT 423 800 EMMA ST |  | Unknown, Non-Lead | No |  |  |  | Unknown, Non-Lead | 1991 | No |  |  |  | Non-lead
041858 | APT 424 800 EMMA ST |  | Unknown, Non-Lead | Yes |  | 2021-02-28 |  | PVC | 1991 | Yes |  | 2021-02-28 |  | Non-lead
041859 | APT 425 800 EMMA ST |  | Unknown, Non-Lead | Yes |  | 2024-04-05 |  | Unknown, Non-Lead | 1991 | Yes |  | 2024-04-05 |  | Non-lead
041860 | APT 426 800 EMMA ST |  | Unknown, Non-Lead | Yes |  | 2018-06-08 |  | Unknown, Non-Lead | 1991 | Yes |  | 2018-06-08 |  | Non-lead
041861 | 2790 N ROOSEVELT BLVD |  | Unknown, Non-Lead | Yes |  | 2020-05-05 |  | Unknown, Non-Lead | 1992 | Yes |  | 2020-05-05 |  | Non-lead
041862 | 29175 VIOLET DR |  | Unknown, Non-Lead | Yes |  | 2020-01-14 |  | Unknown, Non-Lead | 1991 | Yes |  | 2020-01-14 |  | Non-lead
041863 | 178 SEBRING DR |  | Unknown, Non-Lead | Yes |  | 2017-04-18 |  | Unknown, Non-Lead | 1991 | Yes |  | 2017-04-18 |  | Non-lead
041864 | 63 FLORIDA DR |  | Unknown, Non-Lead | Yes |  | 2019-06-13 |  | Unknown, Non-Lead | 1991 | Yes |  | 2019-06-13 |  | Non-lead
041865 | 401 S HARBOR DR |  | Unknown, Non-Lead | Yes |  | 2020-01-16 |  | Unknown, Non-Lead | 1996 | Yes |  | 2020-01-16 |  | Non-lead
041866 | 10 BAYBERRY LN |  | Unknown, Non-Lead | Yes |  | 2020-02-13 |  | Unknown, Non-Lead | 1991 | Yes |  | 2020-02-13 |  | Non-lead
041867 | 274 ST THOMAS AVE |  | Polytube | Yes |  | 2022-11-16 |  | PVC | 1973 | Yes |  | 2022-11-16 |  | Non-lead
041868 | 55 LOBSTERTAIL RD |  | Unknown, Non-Lead | No |  |  |  | Unknown, Non-Lead | 1991 | No |  |  |  | Non-lead
041869 | 391 CORAL AVE |  | Unknown, Non-Lead | Yes |  | 2018-04-10 |  | PVC | 1991 | Yes |  | 2018-04-10 |  | Non-lead
041870 | 251 PELICAN LN |  | Unknown, Non-Lead | Yes |  | 2022-03-25 |  | PVC | 1991 | Yes |  | 2022-03-25 |  | Non-lead
041871 | M3 87851 OLD HWY |  | Unknown, Non-Lead | Yes |  | 2020-08-11 |  | Unknown, Non-Lead | 1989 | Yes |  | 2020-08-11 |  | Non-lead
041872 | 113 WESTMINISTER LOT |  | Polytube | Yes |  | 2023-05-24 |  | PVC | 2016 | Yes |  | 2023-05-24 |  | Non-lead
041873 | 73 MUTINY PL |  | Unknown, Non-Lead | Yes |  | 2022-09-30 |  | Unknown, Non-Lead | 1992 | Yes |  | 2022-09-30 |  | Non-lead
041874 | 410 COCONUT DR |  | Unknown, Non-Lead | Yes |  | 2023-12-19 |  | PVC | 1991 | Yes |  | 2023-12-19 |  | Non-lead
041875 | 181 ORLANDO DR |  | Unknown, Non-Lead | No |  |  |  | Unknown, Non-Lead | 1991 | No |  |  |  | Non-lead
041876 | WARBLER LN |  | None | Yes |  | 2023-01-31 |  | None |  | Yes |  | 2023-01-31 |  | Non-lead
041877 | 371 CORAL AVE |  | Polytube | Yes |  | 2023-05-04 |  | PVC | 1986 | Yes |  | 2023-05-04 |  | Non-lead
041878 | 10832 5TH GULF AVE |  | Unknown, Non-Lead | No |  |  |  | Unknown, Non-Lead | 2008 | No |  |  |  | Non-lead
041879 | 1365 COURY DRIVE |  | Unknown, Non-Lead | Yes |  | 2021-07-19 |  | PVC | 1993 | Yes |  | 2021-07-19 |  | Non-lead
041881 | 98 AVE 0 |  | Polytube | Yes |  | 2022-09-08 |  | PVC | 1991 | Yes |  | 2022-09-08 |  | Non-lead
041883 | 28548 PEG LEG RD |  | Unknown, Non-Lead | Yes |  | 2019-01-25 |  | Unknown, Non-Lead | 1991 | Yes |  | 2019-01-25 |  | Non-lead
041884 | 25 OSPREY DR |  | Unknown, Non-Lead | No |  |  |  | Unknown, Non-Lead | 1991 | No |  |  |  | Non-lead
041885 | 232 TARPON ST |  | Unknown, Non-Lead | Yes |  | 2020-12-14 |  | Unknown, Non-Lead | 1998 | Yes |  | 2020-12-14 |  | Non-lead
041886 | 627 ISLAND DR |  | Unknown, Non-Lead | Yes |  | 2022-04-04 |  | Unknown, Non-Lead | 1995 | Yes |  | 2022-04-04 |  | Non-lead
041888 | 113 STROMBOLI DR |  | Unknown, Non-Lead | Yes |  | 2020-01-21 |  | Unknown, Non-Lead | 1993 | Yes |  | 2020-01-21 |  | Non-lead
041890 | LOT 01 2950 OVERSEAS HWY |  | Polytube | Yes |  | 2024-08-01 |  | PVC |  | Yes |  | 2024-08-01 |  | Non-lead
041891 | 20852 8TH AVE W |  | Unknown, Non-Lead | No |  |  |  | Unknown, Non-Lead | 1991 | No |  |  |  | Non-lead
041892 | 150 COLUMBUS DR |  | Unknown, Non-Lead | Yes |  | 2021-05-24 |  | Unknown, Non-Lead | 1993 | Yes |  | 2021-05-24 |  | Non-lead
041893 | 408 PALM Dr |  | Unknown, Non-Lead | Yes |  | 2022-11-04 |  | Polytube | 1996 | Yes |  | 2022-11-04 |  | Non-lead
041894 | 416 LAGUNA AVE |  | Unknown, Non-Lead | Yes |  | 2021-03-22 |  | Unknown, Non-Lead | 1996 | Yes |  | 2021-03-22 |  | Non-lead
041895 | P3 87851 OLD HWY |  | Unknown, Non-Lead | Yes |  | 2023-01-17 |  | Unknown, Non-Lead | 1989 | Yes |  | 2023-01-17 |  | Non-lead
041896 | M5 87851 OLD HWY |  | Unknown, Non-Lead | No |  |  |  | Unknown, Non-Lead | 1989 | No |  |  |  | Non-lead
041897 | FIRE 2811 N ROOSEVELT BLVD |  | Ductile Iron | Yes |  | 2022-05-16 |  | Ductile Iron | 2003 | Yes |  | 2022-05-16 |  | Non-lead
041898 | 27895 CORAL SHORES RD |  | Polytube | Yes |  | 2022-07-20 |  | PVC | 1991 | Yes |  | 2022-07-20 |  | Non-lead
041899 | LOT 03 2950 OVERSEAS HWY |  | Polytube | Yes |  | 2022-07-07 |  | PVC |  | Yes |  | 2022-07-07 |  | Non-lead
041900 | LOT 05 2950 OVERSEAS HWY |  | Polytube | Yes |  | 2022-07-07 |  | PVC |  | Yes |  | 2022-07-07 |  | Non-lead
041901 | 7 PARK DR |  | Polytube | Yes |  | 2022-07-07 |  | PVC |  | Yes |  | 2022-07-07 |  | Non-lead
041902 | LOT 09 2950 OVERSEAS HWY |  | Polytube | Yes |  | 2022-07-07 |  | PVC |  | Yes |  | 2022-07-07 |  | Non-lead
041903 | LOT 11 2950 OVERSEAS HWY |  | Polytube | Yes |  | 2022-07-07 |  | PVC |  | Yes |  | 2022-07-07 |  | Non-lead
041904 | LOT 13 2950 OVERSEAS HWY |  | Polytube | Yes |  | 2022-07-07 |  | PVC |  | Yes |  | 2022-07-07 |  | Non-lead
041905 | LOT 15 2950 OVERSEAS HWY |  | Polytube | Yes |  | 2022-07-07 |  | PVC |  | Yes |  | 2022-07-07 |  | Non-lead
041906 | LOT 37 2950 OVERSEAS HWY |  | Polytube | Yes |  | 2022-07-07 |  | PVC |  | Yes |  | 2022-07-07 |  | Non-lead
041907 | 529 W SHORE DR |  | Unknown, Non-Lead | Yes |  | 2018-10-31 |  | Unknown, Non-Lead | 1991 | Yes |  | 2018-10-31 |  | Non-lead
041908 | P41 87851 OLD HWY |  | Unknown, Non-Lead | No |  |  |  | Unknown, Non-Lead | 1989 | No |  |  |  | Non-lead
041909 | 16 MARLIN AVE |  | Polytube | Yes |  | 2022-10-31 |  | PVC | 1960 | Yes |  | 2022-10-31 |  | Non-lead
041910 | 112 LEONI DR |  | Polytube | Yes |  | 2022-06-09 |  | PVC | 1965 | Yes |  | 2022-06-09 |  | Non-lead
041911 | P33 87851 OLD HWY |  | Unknown, Non-Lead | Yes |  | 2021-06-17 |  | Unknown, Non-Lead | 1989 | Yes |  | 2021-06-17 |  | Non-lead
041912 | 124 HARBOR LN |  | Unknown, Non-Lead | Yes |  | 2021-08-16 |  | Unknown, Non-Lead | 1991 | Yes |  | 2021-08-16 |  | Non-lead
041913 | 139 PALMETTO AVE |  | Unknown, Non-Lead | No |  |  |  | Unknown, Non-Lead | 1992 | No |  |  |  | Non-lead
041914 | 71 W INDIES DR |  | Polytube | Yes |  | 2022-06-30 |  | Copper | 1993 | Yes |  | 2022-06-30 |  | Non-lead
041915 | FIRE 501 SOUTHARD ST |  | Cast Iron | No |  |  |  | Cast Iron | 1996 | No |  |  |  | Non-lead
041916 | 18 THATCH PALM WAY |  | Unknown, Non-Lead | Yes |  | 2020-12-02 |  | Polytube | 1992 | Yes |  | 2020-12-02 |  | Non-lead
041917 | 409 S HARBOR DR |  | Unknown, Non-Lead | No |  |  |  | Unknown, Non-Lead | 1993 | No |  |  |  | Non-lead
041918 | 2 OAKWOOD AVE |  | Unknown, Non-Lead | Yes |  | 2018-02-09 |  | PVC | 1991 | Yes |  | 2018-02-09 |  | Non-lead
041919 | 2 NORWOOD AVE |  | Unknown, Non-Lead | Yes |  | 2019-04-03 |  | PVC | 1991 | Yes |  | 2019-04-03 |  | Non-lead
041920 | 30 BOWEN DR |  | Unknown, Non-Lead | Yes |  | 2023-11-06 |  | Unknown, Non-Lead | 1992 | Yes |  | 2023-11-06 |  | Non-lead
041923 | 3616 FOX ST |  | Unknown, Non-Lead | Yes |  | 2017-08-17 |  | PVC | 1991 | Yes |  | 2017-08-17 |  | Non-lead
041924 | 318 FERN ST |  | Unknown, Non-Lead | Yes |  | 2021-09-01 |  | Unknown, Non-Lead | 1992 | Yes |  | 2021-09-01 |  | Non-lead
041925 | 101 11TH St |  | Unknown, Non-Lead | Yes |  | 2020-10-07 |  | Unknown, Non-Lead | 2020 | Yes |  | 2020-10-07 |  | Non-lead
041926 | M32 87851 OLD HWY |  | Unknown, Non-Lead | Yes |  | 2023-09-20 |  | Unknown, Non-Lead | 1989 | Yes |  | 2023-09-20 |  | Non-lead
041927 | 504 BLUEFISH TR |  | Unknown, Non-Lead | Yes |  | 2019-06-26 |  | PVC | 1991 | Yes |  | 2019-06-26 |  | Non-lead
041928 | 241 BOUGAINVILLEA ST |  | Unknown | Yes |  | 2022-05-27 |  | Unknown | 1992 | Yes |  | 2022-05-27 |  | Lead Status Unknown
041929 | 34 S BLACKWATER LN |  | Copper | Yes |  | 2023-07-25 |  | PVC | 1990 | Yes |  | 2023-07-25 |  | Non-lead
041930 | 856 NARRAGANSETT LN |  | Polytube | Yes |  | 2025-09-04 |  | PVC | 1989 | Yes |  | 2025-09-04 |  | Non-lead
041931 | 26577 OVERSEAS HWY |  | Unknown, Non-Lead | Yes |  | 2023-10-25 |  | Unknown, Non-Lead | 1991 | Yes |  | 2023-10-25 |  | Non-lead
041932 | 2263 SAN MARCO DR |  | Unknown, Non-Lead | Yes |  | 2024-07-02 |  | Unknown, Non-Lead | 1991 | Yes |  | 2024-07-02 |  | Non-lead
041933 | 22840 BLACKBEARD LN |  | Polytube | Yes |  | 2022-11-17 |  | PVC | 1985 | Yes |  | 2022-11-17 |  | Non-lead
041934 | 350 AVENUE C |  | Unknown, Non-Lead | No |  |  |  | Unknown, Non-Lead | 1991 | No |  |  |  | Non-lead
041935 | 3646 GULFSTREAM ST |  | Unknown, Non-Lead | Yes |  | 2018-12-04 |  | PVC | 1991 | Yes |  | 2018-12-04 |  | Non-lead
041936 | 1673 GARDENIA DR |  | Unknown, Non-Lead | No |  |  |  | Unknown, Non-Lead | 1991 | No |  |  |  | Non-lead
041937 | 24 BAY DRIVE |  | Unknown, Non-Lead | Yes |  | 2022-03-15 |  | PVC | 2018 | Yes |  | 2022-03-15 |  | Non-lead
041938 | 132 GALLEON RD |  | Unknown, Non-Lead | Yes |  | 2017-12-20 |  | PVC | 1991 | Yes |  | 2017-12-20 |  | Non-lead
041939 | 101 PORTA VISTA CT |  | Polytube | Yes |  | 2022-05-31 |  | PVC | 1986 | Yes |  | 2022-05-31 |  | Non-lead
041940 | 410 S HARBOR DR |  | Unknown, Non-Lead | Yes |  | 2020-02-24 |  | Unknown, Non-Lead | 2008 | Yes |  | 2020-02-24 |  | Non-lead
041941 | 116 NORTH DR |  | Unknown, Non-Lead | Yes |  | 2020-06-19 |  | PVC | 1991 | Yes |  | 2020-06-19 |  | Non-lead
041942 | 117 COURT CONTESSA L |  | Polytube | Yes |  | 2022-08-24 |  | PVC | 1987 | Yes |  | 2022-08-24 |  | Non-lead
041943 | 130 109TH GULF ST |  | Unknown, Non-Lead | Yes |  | 2019-03-18 |  | PVC | 1991 | Yes |  | 2019-03-18 |  | Non-lead
041944 | 75130 OVERSEAS HWY |  | Unknown, Non-Lead | Yes |  | 2021-05-19 |  | PVC | 1993 | Yes |  | 2021-05-19 |  | Non-lead
041945 | 1105 CALLE ENSENADA |  | Unknown | Yes |  | 2024-05-31 |  | Unknown | 1958 | Yes |  | 2024-05-31 |  | Lead Status Unknown
041946 | 11267 5th AVE GULF |  | Unknown, Non-Lead | No |  |  |  | Unknown, Non-Lead | 1990 | No |  |  |  | Non-lead
041947 | 185 AVE G |  | Unknown, Non-Lead | Yes |  | 2022-08-25 |  | Unknown, Non-Lead | 1994 | Yes |  | 2022-08-25 |  | Non-lead
041948 | 677 E CARIBBEAN DR |  | Polytube | Yes |  | 2023-09-27 |  | PVC | 1991 | Yes |  | 2023-09-27 |  | Non-lead
041949 | 218 PALMETTO AVE |  | Unknown, Non-Lead | Yes |  | 2023-11-27 |  | Unknown, Non-Lead | 1990 | Yes |  | 2023-11-27 |  | Non-lead
041950 | 29196 TULIP LANE |  | Unknown, Non-Lead | Yes |  | 2019-12-06 |  | Unknown, Non-Lead | 1990 | Yes |  | 2019-12-06 |  | Non-lead
041951 | 2800 N ROOSEVELT BLVD |  | Unknown, Non-Lead | Yes |  | 2020-05-05 |  | Unknown, Non-Lead | 1992 | Yes |  | 2020-05-05 |  | Non-lead
041952 | 25 MANGROVE LN |  | Unknown, Non-Lead | No |  |  |  | Unknown, Non-Lead | 1991 | No |  |  |  | Non-lead
041953 | 157 BAHAMA AVE |  | Polytube | Yes |  | 2022-11-10 |  | PVC | 1970 | Yes |  | 2022-11-10 |  | Non-lead
041954 | 18 TINA PL |  | Polytube | Yes |  | 2024-04-11 |  | PVC | 1967 | Yes |  | 2024-04-11 |  | Non-lead
041955 | 126 TEQUESTA ST |  | Polytube | Yes |  | 2023-10-18 |  | PVC | 1991 | Yes |  | 2023-10-18 |  | Non-lead
041956 | 118 TEQUESTA ST |  | Unknown, Non-Lead | Yes |  | 2021-07-02 |  | PVC | 1991 | Yes |  | 2021-07-02 |  | Non-lead
041957 | 500 NOAH LN |  | Unknown, Non-Lead | Yes |  | 2024-07-08 |  | PVC | 1991 | Yes |  | 2024-07-08 |  | Non-lead
041958 | 27318 JAMAICA LANE |  | Unknown, Non-Lead | No |  |  |  | Unknown, Non-Lead | 1991 | No |  |  |  | Non-lead
041959 | 27157 DOLPHIN RD |  | Polytube | Yes |  | 2023-05-04 |  | PVC | 1974 | Yes |  | 2023-05-04 |  | Non-lead
041960 | 161 PINE DR |  | Polytube | Yes |  | 2023-02-03 |  | PVC | 1955 | Yes |  | 2023-02-03 |  | Non-lead
041961 | 637 HECK AVE |  | Unknown, Non-Lead | Yes |  | 2022-03-23 |  | Unknown, Non-Lead | 1991 | Yes |  | 2022-03-23 |  | Non-lead
041962 | 110 N COCONUT PALM BLVD |  | Unknown, Non-Lead | No |  |  |  | Unknown, Non-Lead | 1992 | No |  |  |  | Non-lead
041963 | 178 INDIAN MOUND TR |  | Unknown, Non-Lead | Yes |  | 2024-10-03 |  | PVC | 2000 | Yes |  | 2024-10-03 |  | Non-lead
041964 | 15 SUNRISE CAY DR |  | Polytube | Yes |  | 2022-09-21 |  | PVC |  | Yes |  | 2022-09-21 |  | Non-lead
041965 | 123 OCEAN SHORES DR |  | Unknown, Non-Lead | Yes |  | 2020-08-31 |  | Unknown, Non-Lead | 1991 | Yes |  | 2020-08-31 |  | Non-lead
041966 | 151 ARBOR LN |  | Polytube | Yes |  | 2023-02-13 |  | PVC | 1975 | Yes |  | 2023-02-13 |  | Non-lead
041967 | 184 IROQUOIS ST |  | Unknown, Non-Lead | Yes |  | 2021-06-30 |  | Unknown, Non-Lead | 1991 | Yes |  | 2021-06-30 |  | Non-lead
041968 | 5 NORWOOD AVE |  | Unknown, Non-Lead | Yes |  | 2023-02-07 |  | PVC | 1989 | Yes |  | 2023-02-07 |  | Non-lead
041969 | 1 NORWOOD AVE |  | Unknown, Non-Lead | No |  |  |  | Unknown, Non-Lead | 1991 | No |  |  |  | Non-lead
041970 | 3 NORWOOD AVE |  | Unknown, Non-Lead | No |  |  |  | Unknown, Non-Lead | 1989 | No |  |  |  | Non-lead
041971 | 117 SECOND LN |  | Polytube | Yes |  | 2023-02-08 |  | PVC | 1975 | Yes |  | 2023-02-08 |  | Non-lead
041972 | 23069 BONITO LN |  | Polytube | Yes |  | 2022-11-18 |  | PVC | 1986 | Yes |  | 2022-11-18 |  | Non-lead
041973 | 25067 7TH ST |  | Unknown, Non-Lead | No |  |  |  | Unknown, Non-Lead | 1992 | No |  |  |  | Non-lead
041974 | 26963 ANGELFISH RD |  | Unknown, Non-Lead | Yes |  | 2019-09-03 |  | PVC | 1991 | Yes |  | 2019-09-03 |  | Non-lead
041975 | #B 516 OLIVIA ST |  | Polytube | Yes |  | 2022-10-31 |  | PVC | 1938 | Yes |  | 2022-10-31 |  | Non-lead
041976 | 3682 SOUTH SEAS ST |  | Polytube | Yes |  | 2023-02-21 |  | PVC | 1991 | Yes |  | 2023-02-21 |  | Non-lead
041977 | 30890 GRANADA AVE |  | Unknown, Non-Lead | Yes |  | 2023-11-28 |  | Unknown, Non-Lead | 1992 | Yes |  | 2023-11-28 |  | Non-lead
041978 | 203 SUNSET BLVD |  | Polytube | Yes |  | 2023-03-21 |  | PVC | 1991 | Yes |  | 2023-03-21 |  | Non-lead
041979 | 9 N BLACKWATER LN |  | Unknown, Non-Lead | Yes |  | 2018-10-09 |  | PVC | 2017 | Yes |  | 2018-10-09 |  | Non-lead
041980 | 75631 OVERSEAS HWY |  | Unknown, Non-Lead | Yes |  | 2021-10-28 |  | Unknown, Non-Lead | 1992 | Yes |  | 2021-10-28 |  | Non-lead
041981 | 405 THIRD ST |  | Unknown, Non-Lead | No |  |  |  | Unknown, Non-Lead | 1992 | No |  |  |  | Non-lead
041982 | 23 CORRINE PL |  | Unknown, Non-Lead | Yes |  | 2019-10-30 |  | Unknown, Non-Lead | 1994 | Yes |  | 2019-10-30 |  | Non-lead
041983 | 157 LOWE ST |  | Polytube | Yes |  | 2023-01-30 |  | PVC | 1935 | Yes |  | 2023-01-30 |  | Non-lead
041984 | UNIT 4406 500 BURTON DR |  | Unknown, Non-Lead | Yes |  | 2017-12-15 |  | PVC | 1991 | Yes |  | 2017-12-15 |  | Non-lead
041985 | UNIT 4306 500 BURTON DR |  | Unknown, Non-Lead | Yes |  | 2021-05-19 |  | PVC | 1991 | Yes |  | 2021-05-19 |  | Non-lead
041986 | UNIT 4206 500 BURTON DR |  | Unknown, Non-Lead | No |  |  |  | Unknown, Non-Lead | 1991 | No |  |  |  | Non-lead
041987 | UNIT 4405 500 BURTON DR |  | Unknown, Non-Lead | Yes |  | 2021-11-17 |  | Unknown, Non-Lead | 1991 | Yes |  | 2021-11-17 |  | Non-lead
041988 | UNIT 4305 500 BURTON DR |  | Unknown, Non-Lead | No |  |  |  | Unknown, Non-Lead | 1991 | No |  |  |  | Non-lead
041989 | UNIT 4205 500 BURTON DR |  | Unknown, Non-Lead | Yes |  | 2019-05-16 |  | Unknown, Non-Lead | 1991 | Yes |  | 2019-05-16 |  | Non-lead
041990 | UNIT 4404 500 BURTON DR |  | Unknown, Non-Lead | Yes |  | 2018-01-11 |  | PVC | 1991 | Yes |  | 2018-01-11 |  | Non-lead
041991 | UNIT 4304 500 BURTON DR |  | Unknown, Non-Lead | Yes |  | 2018-02-12 |  | Unknown, Non-Lead | 1991 | Yes |  | 2018-02-12 |  | Non-lead
041992 | UNIT 4204 500 BURTON DR |  | Unknown, Non-Lead | Yes |  | 2019-12-09 |  | Unknown, Non-Lead | 1991 | Yes |  | 2019-12-09 |  | Non-lead
041993 | UNIT 4403 500 BURTON DR |  | Unknown, Non-Lead | Yes |  | 2021-09-13 |  | Unknown, Non-Lead | 1991 | Yes |  | 2021-09-13 |  | Non-lead
041994 | UNIT 4303 500 BURTON DR |  | Unknown, Non-Lead | No |  |  |  | Unknown, Non-Lead | 1991 | No |  |  |  | Non-lead
041995 | UNIT 4203 500 BURTON DR |  | Unknown, Non-Lead | Yes |  | 2018-01-26 |  | PVC | 1991 | Yes |  | 2018-01-26 |  | Non-lead
041996 | UNIT 4402 500 BURTON DR |  | Unknown, Non-Lead | Yes |  | 2023-09-29 |  | Unknown, Non-Lead | 1991 | Yes |  | 2023-09-29 |  | Non-lead
041997 | UNIT 4302 500 BURTON DR |  | Polytube | Yes |  | 2022-05-13 |  | PVC | 1991 | Yes |  | 2022-05-13 |  | Non-lead
041998 | UNIT 4202 500 BURTON DR |  | Unknown, Non-Lead | Yes |  | 2019-10-16 |  | Unknown, Non-Lead | 1991 | Yes |  | 2019-10-16 |  | Non-lead
041999 | UNIT 4401 500 BURTON DR |  | Unknown, Non-Lead | Yes |  | 2021-09-13 |  | PVC | 1991 | Yes |  | 2021-09-13 |  | Non-lead
042000 | UNIT 4301 500 BURTON DR |  | Unknown, Non-Lead | No |  |  |  | Unknown, Non-Lead | 1991 | No |  |  |  | Non-lead
042001 | UNIT 4201 500 BURTON DR |  | Unknown, Non-Lead | Yes |  | 2018-03-21 |  | PVC | 1991 | Yes |  | 2018-03-21 |  | Non-lead
042002 | UNIT 4415 500 BURTON DR |  | Polytube | Yes |  | 2022-05-31 |  | PVC | 1991 | Yes |  | 2022-05-31 |  | Non-lead
042003 | UNIT 4216 500 BURTON DR |  | Unknown, Non-Lead | Yes |  | 2021-08-18 |  | Unknown, Non-Lead | 1991 | Yes |  | 2021-08-18 |  | Non-lead
042004 | UNIT 4316 500 BURTON DR |  | Unknown, Non-Lead | No |  |  |  | Unknown, Non-Lead | 1991 | No |  |  |  | Non-lead
042005 | UNIT 4416 500 BURTON DR |  | Unknown, Non-Lead | No |  |  |  | Unknown, Non-Lead | 1991 | No |  |  |  | Non-lead
042006 | UNIT 4408 500 BURTON DR |  | Unknown, Non-Lead | Yes |  | 2022-01-12 |  | PVC | 1991 | Yes |  | 2022-01-12 |  | Non-lead
042007 | UNIT 4308 500 BURTON DR |  | Unknown, Non-Lead | Yes |  | 2023-07-27 |  | Unknown, Non-Lead | 1991 | Yes |  | 2023-07-27 |  | Non-lead
042008 | UNIT 4208 500 BURTON DR |  | Unknown, Non-Lead | Yes |  | 2022-08-25 |  | PVC | 1991 | Yes |  | 2022-08-25 |  | Non-lead
042009 | UNIT 4407 500 BURTON DR |  | Unknown, Non-Lead | Yes |  | 2022-01-10 |  | Unknown, Non-Lead | 1991 | Yes |  | 2022-01-10 |  | Non-lead
042010 | UNIT 4307 500 BURTON DR |  | Polytube | Yes |  | 2022-06-23 |  | PVC | 1991 | Yes |  | 2022-06-23 |  | Non-lead
042011 | UNIT 4207 500 BURTON DR |  | Unknown, Non-Lead | Yes |  | 2017-12-13 |  | PVC | 1991 | Yes |  | 2017-12-13 |  | Non-lead
042012 | UNIT 4312 500 BURTON DR |  | Unknown, Non-Lead | No |  |  |  | Unknown, Non-Lead | 1991 | No |  |  |  | Non-lead
042013 | UNIT 4412 500 BURTON DR |  | Unknown, Non-Lead | Yes |  | 2018-07-11 |  | Unknown, Non-Lead | 1991 | Yes |  | 2018-07-11 |  | Non-lead
042014 | UNIT 4213 500 BURTON DR |  | Unknown, Non-Lead | No |  |  |  | Unknown, Non-Lead | 1991 | No |  |  |  | Non-lead
042015 | UNIT 4313 500 BURTON DR |  | Unknown, Non-Lead | Yes |  | 2020-05-12 |  | PVC | 1991 | Yes |  | 2020-05-12 |  | Non-lead
042016 | UNIT 4413 500 BURTON DR |  | Unknown, Non-Lead | Yes |  | 2020-03-09 |  | Unknown, Non-Lead | 1991 | Yes |  | 2020-03-09 |  | Non-lead
042017 | UNIT 4214 500 BURTON DR |  | Unknown, Non-Lead | Yes |  | 2019-04-30 |  | PVC | 1991 | Yes |  | 2019-04-30 |  | Non-lead
042018 | UNIT 4314 500 BURTON DR |  | Unknown, Non-Lead | Yes |  | 2019-11-12 |  | Unknown, Non-Lead | 1991 | Yes |  | 2019-11-12 |  | Non-lead
042019 | UNIT 4414 500 BURTON DR |  | Unknown, Non-Lead | Yes |  | 2019-05-16 |  | Unknown, Non-Lead | 1991 | Yes |  | 2019-05-16 |  | Non-lead
042020 | UNIT 4215 500 BURTON DR |  | Unknown, Non-Lead | Yes |  | 2021-07-20 |  | Unknown, Non-Lead | 1991 | Yes |  | 2021-07-20 |  | Non-lead
042021 | UNIT 4315 500 BURTON DR |  | Unknown, Non-Lead | Yes |  | 2020-07-14 |  | Unknown, Non-Lead | 1991 | Yes |  | 2020-07-14 |  | Non-lead
042022 | UNIT 4209 500 BURTON DR |  | Unknown, Non-Lead | Yes |  | 2023-09-28 |  | Unknown, Non-Lead | 1991 | Yes |  | 2023-09-28 |  | Non-lead
042023 | UNIT 4309 500 BURTON DR |  | Unknown, Non-Lead | Yes |  | 2021-06-28 |  | Unknown, Non-Lead | 1991 | Yes |  | 2021-06-28 |  | Non-lead
042024 | UNIT 4409 500 BURTON DR |  | Unknown, Non-Lead | Yes |  | 2019-11-13 |  | PVC | 1991 | Yes |  | 2019-11-13 |  | Non-lead
042025 | UNIT 4210 500 BURTON DR |  | Unknown, Non-Lead | Yes |  | 2021-08-09 |  | Unknown, Non-Lead | 1991 | Yes |  | 2021-08-09 |  | Non-lead
042026 | UNIT 4310 500 BURTON DR |  | Unknown, Non-Lead | Yes |  | 2021-06-07 |  | Unknown, Non-Lead | 1991 | Yes |  | 2021-06-07 |  | Non-lead
042027 | UNIT 4410 500 BURTON DR |  | Unknown, Non-Lead | No |  |  |  | Unknown, Non-Lead | 1991 | No |  |  |  | Non-lead
042028 | UNIT 4211 500 BURTON DR |  | Unknown, Non-Lead | Yes |  | 2021-04-16 |  | Unknown, Non-Lead | 1991 | Yes |  | 2021-04-16 |  | Non-lead
042029 | UNIT 4311 500 BURTON DR |  | Unknown, Non-Lead | No |  |  |  | Unknown, Non-Lead | 1991 | No |  |  |  | Non-lead
042030 | UNIT 4411 500 BURTON DR |  | Unknown, Non-Lead | Yes |  | 2020-07-27 |  | PVC | 1991 | Yes |  | 2020-07-27 |  | Non-lead
042031 | UNIT 4212 500 BURTON DR |  | Unknown, Non-Lead | Yes |  | 2019-11-13 |  | Unknown, Non-Lead | 1991 | Yes |  | 2019-11-13 |  | Non-lead
042032 | 3622 BAHAMA ST |  | Unknown, Non-Lead | Yes |  | 2024-07-30 |  | Unknown, Non-Lead | 1991 | Yes |  | 2024-07-30 |  | Non-lead
042033 | LOT 39 2950 OVERSEAS HWY |  | Polytube | Yes |  | 2024-04-05 |  | PVC |  | Yes |  | 2024-04-05 |  | Non-lead
042034 | 205 15TH CIR |  | Polytube | Yes |  | 2022-10-11 |  | PVC | 1991 | Yes |  | 2022-10-11 |  | Non-lead
042035 | 415 HARBOR DR |  | Polytube | Yes |  | 2022-06-10 |  | PVC | 1990 | Yes |  | 2022-06-10 |  | Non-lead
042036 | 521 5TH ST |  | Unknown, Non-Lead | Yes |  | 2023-05-31 |  | Unknown, Non-Lead | 1998 | Yes |  | 2023-05-31 |  | Non-lead
042037 | 29791 HARBOR LIGHT RD |  | Polytube | Yes |  | 2023-03-08 |  | PVC | 1986 | Yes |  | 2023-03-08 |  | Non-lead
042038 | 401 SOMBRERO BCH RD |  | Unknown, Non-Lead | Yes |  | 2023-05-23 |  | Unknown, Non-Lead | 1991 | Yes |  | 2023-05-23 |  | Non-lead
042039 | #L109 56 FRONT ST |  | Unknown, Non-Lead | Yes |  | 2022-03-09 |  | Unknown, Non-Lead | 1991 | Yes |  | 2022-03-09 |  | Non-lead
042040 | 30 SILVER SPRINGS DR |  | Unknown, Non-Lead | Yes |  | 2020-02-26 |  | Polytube | 1991 | Yes |  | 2020-02-26 |  | Non-lead
042041 | 134 PUEBLO ST |  | Unknown, Non-Lead | Yes |  | 2019-12-05 |  | PVC | 1991 | Yes |  | 2019-12-05 |  | Non-lead
042042 | 87 MARINA AVE |  | Polytube | Yes |  | 2022-11-29 |  | PVC | 1984 | Yes |  | 2022-11-29 |  | Non-lead
042043 | 369 S COCONUT PALM BLVD |  | Unknown, Non-Lead | Yes |  | 2023-01-05 |  | Polytube | 1993 | Yes |  | 2023-01-05 |  | Non-lead
042044 | 65890 OVERSEAS HWY |  | Polytube | Yes |  | 2022-07-29 |  | PVC | 1992 | Yes |  | 2022-07-29 |  | Non-lead
042045 | B2L8 830 LAGOON DR |  | Unknown, Non-Lead | Yes |  | 2017-04-21 |  | Unknown, Non-Lead | 1991 | Yes |  | 2017-04-21 |  | Non-lead
042046 | 481 E SHORE DR |  | Unknown, Non-Lead | Yes |  | 2023-02-14 |  | PVC | 1992 | Yes |  | 2023-02-14 |  | Non-lead
042047 | 3821 FLAGLER AVE |  | Polytube | Yes |  | 2023-02-17 |  | PVC | 1991 | Yes |  | 2023-02-17 |  | Non-lead
042048 | 36 W SHORE DR |  | Unknown, Non-Lead | No |  |  |  | Unknown, Non-Lead | 1991 | No |  |  |  | Non-lead
042049 | APT A 532 FLEMING ST |  | Polytube | Yes |  | 2022-09-26 |  | PVC | 1948 | Yes |  | 2022-09-26 |  | Non-lead
042050 | APT B 532 FLEMING ST |  | Polytube | Yes |  | 2022-09-26 |  | PVC | 1948 | Yes |  | 2022-09-26 |  | Non-lead
042051 | 1009 COXON LT 6&7 BK LN |  | Unknown, Non-Lead | Yes |  | 2021-12-03 |  | Unknown, Non-Lead | 1992 | Yes |  | 2021-12-03 |  | Non-lead
042052 | 220 AIRPORT DR |  | Unknown, Non-Lead | Yes |  | 2020-10-02 |  | Unknown, Non-Lead | 1992 | Yes |  | 2020-10-02 |  | Non-lead
042053 | 2171 SAN REMO |  | Polytube | Yes |  | 2022-10-24 |  | PVC | 1991 | Yes |  | 2022-10-24 |  | Non-lead
042054 | 28551 MARACAIBO RD |  | Unknown, Non-Lead | Yes |  | 2020-05-18 |  | PVC | 1991 | Yes |  | 2020-05-18 |  | Non-lead
042055 | 180 BAHAMA AVE |  | Polytube | Yes |  | 2023-04-24 |  | PVC | 1991 | Yes |  | 2023-04-24 |  | Non-lead
042056 | 157 GIARDINO DR |  | Unknown, Non-Lead | Yes |  | 2023-12-18 |  | Unknown, Non-Lead | 1995 | Yes |  | 2023-12-18 |  | Non-lead
042057 | 86701 OVERSEAS HWY |  | Unknown, Non-Lead | Yes |  | 2019-04-29 |  | PVC | 1991 | Yes |  | 2019-04-29 |  | Non-lead
042058 | 86701 OVERSEAS HWY |  | Unknown, Non-Lead | Yes |  | 2020-05-26 |  | PVC | 1991 | Yes |  | 2020-05-26 |  | Non-lead
042059 | 148 BESSIE RD |  | Polytube | Yes |  | 2023-01-30 |  | PVC | 1983 | Yes |  | 2023-01-30 |  | Non-lead
042060 | 2233 MATTHEWS RD |  | Polytube | Yes |  | 2023-03-21 |  | PVC | 1992 | Yes |  | 2023-03-21 |  | Non-lead
042062 | 123 SPOONBILL RD |  | Polytube | Yes |  | 2023-04-12 |  | PVC | 1990 | Yes |  | 2023-04-12 |  | Non-lead
042063 | 206 GULFVIEW DR |  | Polytube | Yes |  | 2022-06-30 |  | PVC | 1980 | Yes |  | 2022-06-30 |  | Non-lead
042064 | FRONT 138 PARK AVE |  | Unknown, Non-Lead | No |  |  |  | Unknown, Non-Lead | 1994 | No |  |  |  | Non-lead
042065 | BACK 140 PARK AVE |  | Polytube | Yes |  | 2024-03-04 |  | PVC | 1994 | Yes |  | 2024-03-04 |  | Non-lead
042066 | 161 OCALA DR |  | Unknown, Non-Lead | Yes |  | 2020-06-16 |  | Unknown, Non-Lead | 1991 | Yes |  | 2020-06-16 |  | Non-lead
042067 | 29146 ALLAMANDA LANE |  | Unknown, Non-Lead | Yes |  | 2023-05-15 |  | Unknown, Non-Lead | 1991 | Yes |  | 2023-05-15 |  | Non-lead
042068 | 72 BAY DR |  | Polytube | Yes |  | 2022-07-05 |  | PVC | 1991 | Yes |  | 2022-07-05 |  | Non-lead
042069 | 258 NAVAJO ST |  | Polytube | Yes |  | 2022-06-03 |  | PVC | 1966 | Yes |  | 2022-06-03 |  | Non-lead
042070 | MASTER MTR 125 BEACH RD |  | PVC | Yes |  | 2022-06-27 |  | PVC | 1972 | Yes |  | 2022-06-27 |  | Non-lead
042071 | 125 BEACH RD |  | Polytube | Yes |  | 2022-06-27 |  | PVC | 1953 | Yes |  | 2022-06-27 |  | Non-lead
042072 | 125 BEACH RD |  | Polytube | Yes |  | 2022-05-16 |  | PVC | 1953 | Yes |  | 2022-05-16 |  | Non-lead
042073 | 125 BEACH RD |  | Polytube | Yes |  | 2022-08-17 |  | PVC | 1953 | Yes |  | 2022-08-17 |  | Non-lead
042074 | 412 EATON ST |  | Polytube | Yes |  | 2023-10-05 |  | Polytube | 1928 | Yes |  | 2023-10-05 |  | Non-Lead
042075 | 2730 N ROOSEVELT BLVD |  | Unknown, Non-Lead | Yes |  | 2024-09-18 |  | Unknown, Non-Lead | 1992 | Yes |  | 2024-09-18 |  | Non-lead
042078 | WICKERS CMPLX OLD DUCK AVE |  | Polytube | Yes |  | 2023-05-04 |  | PVC | 1971 | Yes |  | 2023-05-04 |  | Non-lead
042079 | 111 E AVE |  | Unknown, Non-Lead | No |  |  |  | Polytube | 1991 | No |  |  |  | Non-lead
042080 | 29942 HARBOR LIGHTS RD |  | Unknown, Non-Lead | Yes |  | 2024-06-17 |  | Unknown, Non-Lead | 1991 | Yes |  | 2024-06-17 |  | Non-lead
042081 | 533 COPA D'ORO |  | Unknown, Non-Lead | Yes |  | 2019-10-11 |  | PVC | 1992 | Yes |  | 2019-10-11 |  | Non-lead
042082 | 11563 4TH OCEAN AVE |  | Copper | Yes |  | 2023-11-08 |  | Copper | 1955 | Yes |  | 2023-11-08 |  | Non-lead
042083 | 840 12TH ST |  | Unknown, Non-Lead | Yes |  | 2018-05-18 |  | Unknown, Non-Lead | 1992 | Yes |  | 2018-05-18 |  | Non-lead
042084 | 754 CANDICE AVE |  | Unknown, Non-Lead | Yes |  | 2020-08-03 |  | Unknown, Non-Lead | 1991 | Yes |  | 2020-08-03 |  | Non-lead
042085 | 123 BEACH RD |  | Polytube | Yes |  | 2022-07-18 |  | PVC | 1953 | Yes |  | 2022-07-18 |  | Non-lead
042086 | DEDUCT 1 125 BEACH RD |  | PVC | Yes |  | 2022-06-27 |  | PVC | 1953 | Yes |  | 2022-06-27 |  | Non-lead
042087 | DEDUCT 2 125 BEACH RD |  | PVC | Yes |  | 2022-06-27 |  | PVC | 1953 | Yes |  | 2022-06-27 |  | Non-lead
042088 | DEDUCT 3 125 BEACH RD |  | PVC | Yes |  | 2022-06-27 |  | PVC | 1953 | Yes |  | 2022-06-27 |  | Non-lead
042089 | DEDUCT 4 125 BEACH RD |  | PVC | Yes |  | 2022-06-27 |  | PVC | 1953 | Yes |  | 2022-06-27 |  | Non-lead
042090 | DEDUCT 5 125 BEACH RD |  | PVC | Yes |  | 2022-06-27 |  | PVC | 1953 | Yes |  | 2022-06-27 |  | Non-lead
042091 | DEDUCT 6 125 BEACH RD |  | Polytube | Yes |  | 2022-06-27 |  | PVC | 1953 | Yes |  | 2022-06-27 |  | Non-lead
042092 | DEDUCT 7 125 BEACH RD |  | Polytube | Yes |  | 2022-06-27 |  | PVC | 1953 | Yes |  | 2022-06-27 |  | Non-lead
042093 | 250 ATLANTIC BLVD |  | Unknown, Non-Lead | No |  |  |  | Unknown, Non-Lead | 1991 | No |  |  |  | Non-lead
042094 | TR7 50 OCEAN FRONT DR |  | Unknown, Non-Lead | Yes |  | 2024-09-25 |  | Polytube | 1991 | Yes |  | 2024-09-25 |  | Non-lead
042095 | 93160 OVERSEAS HWY |  | Unknown, Non-Lead | Yes |  | 2019-10-17 |  | PVC | 1991 | Yes |  | 2019-10-17 |  | Non-lead
042096 | 168 INDIAN MOUND Trl |  | Unknown, Non-Lead | Yes |  | 2022-06-23 |  | Polytube | 1992 | Yes |  | 2022-06-23 |  | Non-lead
042097 | 826 NORWOOD AVE |  | Unknown, Non-Lead | No |  |  |  | Polytube | 1991 | No |  |  |  | Non-lead
042098 | 31124 AVE I |  | Unknown, Non-Lead | Yes |  | 2024-02-29 |  | Unknown, Non-Lead | 1991 | Yes |  | 2024-02-29 |  | Non-lead
042099 | APT A REAR 610 SOUTHARD ST |  | Polytube | Yes |  | 2023-09-11 |  | PVC | 1943 | Yes |  | 2023-09-11 |  | Non-lead
042100 | 610 SOUTHARD ST |  | Polytube | Yes |  | 2023-03-06 |  | PVC | 1943 | Yes |  | 2023-03-06 |  | Non-lead
042101 | 29670 FLYING CLOUD Ave |  | Unknown, Non-Lead | Yes |  | 2019-07-31 |  | Unknown, Non-Lead | 1991 | Yes |  | 2019-07-31 |  | Non-lead
042102 | 29680 FLYING CLOUD AVE |  | Unknown, Non-Lead | Yes |  | 2018-11-30 |  | Unknown, Non-Lead | 1991 | Yes |  | 2018-11-30 |  | Non-lead
042103 | 3804 DONNA RD |  | Unknown, Non-Lead | No |  |  |  | Unknown, Non-Lead | 1991 | No |  |  |  | Non-lead
042104 | 3621 LANDERS ST |  | Unknown, Non-Lead | Yes |  | 2023-08-30 |  | Unknown, Non-Lead | 1991 | Yes |  | 2023-08-30 |  | Non-lead
042106 | 53 TREASURE CHEST RD |  | Unknown, Non-Lead | Yes |  | 2024-05-29 |  | PVC | 1991 | Yes |  | 2024-05-29 |  | Non-lead
042107 | 187 MARACAIBO LN |  | Unknown, Non-Lead | Yes |  | 2020-05-04 |  | Unknown, Non-Lead | 1991 | Yes |  | 2020-05-04 |  | Non-lead
042108 | 29188 MANGO LN |  | Unknown, Non-Lead | No |  |  |  | Unknown, Non-Lead | 1991 | No |  |  |  | Non-lead
042109 | 179 LE GRANDE LN |  | Unknown, Non-Lead | Yes |  | 2017-05-15 |  | Unknown, Non-Lead | 1991 | Yes |  | 2017-05-15 |  | Non-lead
042110 | 175 PLANTATION AVE |  | Polytube | Yes |  | 2022-06-09 |  | PVC | 1987 | Yes |  | 2022-06-09 |  | Non-lead
042111 | P32 87851 OLD HWY |  | Unknown, Non-Lead | Yes |  | 2023-10-18 |  | Unknown, Non-Lead | 1989 | Yes |  | 2023-10-18 |  | Non-lead
042112 | 431 LIME DR |  | Unknown, Non-Lead | Yes |  | 2023-09-06 |  | PVC | 1993 | Yes |  | 2023-09-06 |  | Non-lead
042113 | 60 CORTEZ LN |  | Unknown, Non-Lead | No |  |  |  | Unknown, Non-Lead | 1991 | No |  |  |  | Non-lead
042114 | 101 OCEAN LN |  | Unknown, Non-Lead | Yes |  | 2020-05-26 |  | Unknown, Non-Lead | 1991 | Yes |  | 2020-05-26 |  | Non-lead
042115 | APT 427 800 EMMA ST |  | PVC | Yes |  | 2022-10-06 |  | PVC | 1991 | Yes |  | 2022-10-06 |  | Non-lead
042116 | FRNT 637 UNITED ST |  | Polytube | No |  |  |  | Polytube | 1909 | No |  |  |  | Non-Lead
042117 | 29767 HENRY LANE |  | Unknown, Non-Lead | No |  |  |  | Unknown, Non-Lead | 1998 | No |  |  |  | Non-lead
042118 | 642 BLACKBEARD RD |  | Unknown, Non-Lead | No |  |  |  | Unknown, Non-Lead | 1991 | No |  |  |  | Non-lead
042119 | 22877 PRIVATEER DR |  | Unknown, Non-Lead | No |  |  |  | Unknown, Non-Lead | 1991 | No |  |  |  | Non-lead
042120 | 33 EVERGREEN AVE |  | Unknown, Non-Lead | Yes |  | 2021-01-05 |  | PVC | 1997 | Yes |  | 2021-01-05 |  | Non-lead
042121 | 2238 SAN MARCO DR |  | Unknown, Non-Lead | Yes |  | 2022-07-25 |  | PVC | 1991 | Yes |  | 2022-07-25 |  | Non-lead
042122 | 916 POHALSKI ST |  | Copper | Yes |  | 2023-03-23 |  | PVC | 1918 | Yes |  | 2023-03-23 |  | Non-lead
042123 | 27367 CAYMAN LANE |  | Polytube | Yes |  | 2024-04-08 |  | PVC | 1976 | Yes |  | 2024-04-08 |  | Non-lead
042124 | 3401 NORTHSIDE DR |  | Unknown, Non-Lead | Yes |  | 2024-01-18 |  | Unknown, Non-Lead | 1992 | Yes |  | 2024-01-18 |  | Non-lead
042125 | 837 NORWOOD AVE |  | Unknown, Non-Lead | No |  |  |  | Polytube | 1991 | No |  |  |  | Non-lead
042126 | 10 NORWOOD AVE |  | Unknown, Non-Lead | Yes |  | 2018-04-30 |  | Unknown, Non-Lead | 1991 | Yes |  | 2018-04-30 |  | Non-lead
042127 | 6 NORWOOD AVE |  | Unknown, Non-Lead | No |  |  |  | Unknown, Non-Lead | 1992 | No |  |  |  | Non-lead
042128 | 129 VALOIS BLVD |  | Unknown, Non-Lead | Yes |  | 2019-07-03 |  | PVC | 1992 | Yes |  | 2019-07-03 |  | Non-lead
042129 | 138 PUEBLO ST |  | Unknown, Non-Lead | Yes |  | 2023-06-23 |  | Unknown, Non-Lead | 1991 | Yes |  | 2023-06-23 |  | Non-lead
042130 | 62 BAY DR |  | Polytube | Yes |  | 2023-03-24 |  | PVC | 1992 | Yes |  | 2023-03-24 |  | Non-lead
042131 | 1083 LABAT LN |  | Unknown, Non-Lead | Yes |  | 2022-04-22 |  | Unknown, Non-Lead | 1992 | Yes |  | 2022-04-22 |  | Non-lead
042132 | 1070 COXON LANE |  | Polytube | Yes |  | 2023-12-04 |  | PVC | 1986 | Yes |  | 2023-12-04 |  | Non-lead
042133 | 1218 MOCKINGBIRD RD |  | Polytube | Yes |  | 2022-07-21 |  | PVC | 1980 | Yes |  | 2022-07-21 |  | Non-lead
042134 | 575 HAZEL ST |  | Unknown, Non-Lead | Yes |  | 2021-12-07 |  | Unknown, Non-Lead | 1993 | Yes |  | 2021-12-07 |  | Non-lead
042135 | M6 87851 OLD HWY |  | Unknown, Non-Lead | Yes |  | 2019-08-21 |  | Unknown, Non-Lead | 1989 | Yes |  | 2019-08-21 |  | Non-lead
042136 | P4 87851 OLD HWY |  | Unknown, Non-Lead | No |  |  |  | Unknown, Non-Lead | 1989 | No |  |  |  | Non-lead
042137 | 111 MARINA AVE |  | Unknown, Non-Lead | Yes |  | 2021-11-04 |  | PVC | 1991 | Yes |  | 2021-11-04 |  | Non-lead
042138 | 2802 N ROOSEVELT BLVD |  | Unknown, Non-Lead | Yes |  | 2024-05-22 |  | Unknown, Non-Lead | 1992 | Yes |  | 2024-05-22 |  | Non-lead
042139 | 169 LE GRANDE LANE |  | Unknown, Non-Lead | Yes |  | 2024-01-25 |  | PVC | 1991 | Yes |  | 2024-01-25 |  | Non-lead
042140 | B 51 FRONT ST |  | Polytube | Yes |  | 2022-06-21 |  | PVC | 1918 | Yes |  | 2022-06-21 |  | Non-lead
042141 | UNIT B 1711 BERTHA ST |  | Unknown, Non-Lead | No |  |  |  | No Piping | 1965 | No |  |  |  | Non-lead
042142 | 58486 MORTON ST |  | Unknown, Non-Lead | Yes |  | 2019-10-15 |  | Unknown, Non-Lead | 1991 | Yes |  | 2019-10-15 |  | Non-lead
042143 | 333 80TH OCEAN ST |  | Unknown, Non-Lead | Yes |  | 2022-10-11 |  | Polytube | 1990 | Yes |  | 2022-10-11 |  | Non-lead
042144 | 11010 1ST GULF AVE |  | Polytube | Yes |  | 2024-07-16 |  | PVC | 1971 | Yes |  | 2024-07-16 |  | Non-lead
042145 | 29145 TULIP LANE |  | Unknown, Non-Lead | Yes |  | 2024-03-01 |  | Unknown, Non-Lead | 1996 | Yes |  | 2024-03-01 |  | Non-lead
042146 | 112 BIMINI DR |  | Unknown, Non-Lead | Yes |  | 2021-07-19 |  | PVC | 1992 | Yes |  | 2021-07-19 |  | Non-lead
042147 | 865 PIRATES RD |  | Unknown, Non-Lead | Yes |  | 2018-03-05 |  | PVC | 1991 | Yes |  | 2018-03-05 |  | Non-lead
042148 | 29779 HENRY LN |  | Unknown, Non-Lead | Yes |  | 2022-10-27 |  | Unknown, Non-Lead | 1999 | Yes |  | 2022-10-27 |  | Non-lead
042149 | 787 EAST SHORE DR |  | Unknown, Non-Lead | Yes |  | 2018-03-09 |  | PVC | 1992 | Yes |  | 2018-03-09 |  | Non-lead
042150 | 31246 AVENUE G |  | Polytube | Yes |  | 2021-01-19 |  | PVC | 1991 | Yes |  | 2021-01-19 |  | Non-lead
042151 | 124 N OCEAN SHRS DR |  | Unknown, Non-Lead | Yes |  | 2024-04-24 |  | Unknown, Non-Lead | 1991 | Yes |  | 2024-04-24 |  | Non-lead
042152 | 170 NORMANDY DR |  | Polytube | Yes |  | 2023-02-02 |  | PVC | 1982 | Yes |  | 2023-02-02 |  | Non-lead
042153 | 315 WOODS AVE |  | Unknown, Non-Lead | No |  |  |  | Unknown, Non-Lead | 1992 | No |  |  |  | Non-lead
042154 | 209 ANGLERS SO DR |  | Unknown, Non-Lead | No |  |  |  | Unknown, Non-Lead | 1992 | No |  |  |  | Non-lead
042155 | 143 BLUE HARBOR UNIT DR |  | Unknown, Non-Lead | Yes |  | 2024-02-14 |  | PVC | 2014 | Yes |  | 2024-02-14 |  | Non-lead
042156 | 156 PELICAN LANE |  | Polytube | Yes |  | 2022-02-24 |  | PVC | 1992 | Yes |  | 2022-02-24 |  | Non-lead
042157 | 27458 HAITI LN |  | Unknown, Non-Lead | No |  |  |  | Unknown, Non-Lead | 1991 | No |  |  |  | Non-lead
042158 | 216 NEW FOUND HARBOR RD |  | Unknown, Non-Lead | No |  |  |  | Unknown, Non-Lead | 1991 | No |  |  |  | Non-lead
042159 | 252 TARPON ST |  | Polytube | Yes |  | 2023-01-09 |  | PVC | 1992 | Yes |  | 2023-01-09 |  | Non-lead
042160 | BOAT SLIP 133-70 OCEAN BAY DR |  | Polytube | Yes |  | 2023-02-01 |  | PVC | 1975 | Yes |  | 2023-02-01 |  | Non-lead
042161 | 213 OJIBWAY AVE |  | Unknown, Non-Lead | Yes |  | 2023-10-18 |  | Unknown, Non-Lead | 1991 | Yes |  | 2023-10-18 |  | Non-lead
042162 | 631 ISLAND DR |  | Unknown, Non-Lead | Yes |  | 2021-05-14 |  | Unknown, Non-Lead | 1992 | Yes |  | 2021-05-14 |  | Non-lead
042163 | 124 CORAL AVE |  | Unknown, Non-Lead | No |  |  |  | Unknown, Non-Lead | 1991 | No |  |  |  | Non-lead
042164 | UNIT 183 620 THOMAS ST |  | Unknown, Non-Lead | Yes |  | 2019-12-20 |  | PVC | 1991 | Yes |  | 2019-12-20 |  | Non-lead
042165 | 28592 MARACAIBO RD |  | Polytube | Yes |  | 2023-04-10 |  | PVC | 1991 | Yes |  | 2023-04-10 |  | Non-lead
042166 | L18 510 SEMINOLE DR |  | Polytube | Yes |  | 2022-11-09 |  | PVC | 1985 | Yes |  | 2022-11-09 |  | Non-lead
042167 | 31195 AVE B |  | Unknown, Non-Lead | Yes |  | 2024-05-03 |  | PVC | 1991 | Yes |  | 2024-05-03 |  | Non-lead
042168 | 682 46TH ST GULF |  | Polytube | Yes |  | 2023-11-07 |  | PVC | 1957 | Yes |  | 2023-11-07 |  | Non-lead
042169 | 684 46ST GULF ST |  | Unknown, Non-Lead | Yes |  | 2020-01-22 |  | PVC | 1992 | Yes |  | 2020-01-22 |  | Non-lead
042170 | 686 46TH GULF ST |  | Unknown, Non-Lead | Yes |  | 2024-08-15 |  | Unknown, Non-Lead | 1992 | Yes |  | 2024-08-15 |  | Non-lead
042171 | 30322 WARBLER LANE |  | Unknown, Non-Lead | Yes |  | 2018-04-20 |  | PVC | 1991 | Yes |  | 2018-04-20 |  | Non-lead
042172 | 1000 80TH ST |  | Unknown, Non-Lead | Yes |  | 2022-05-27 |  | Unknown, Non-Lead | 1993 | Yes |  | 2022-05-27 |  | Non-lead
042173 | 118 YARDARM RD |  | Polytube | Yes |  | 2023-04-27 |  | PVC | 1992 | Yes |  | 2023-04-27 |  | Non-lead
042174 | 27147 DOLPHIN RD |  | Polytube | Yes |  | 2022-06-29 |  | PVC | 1991 | Yes |  | 2022-06-29 |  | Non-lead
042175 | 323 FLEMING ST |  | Polytube | Yes |  | 2022-06-08 |  | PVC | 1939 | Yes |  | 2022-06-08 |  | Non-lead
042176 | 321 W INDIES DR |  | Unknown, Non-Lead | Yes |  | 2019-09-03 |  | Unknown, Non-Lead | 1991 | Yes |  | 2019-09-03 |  | Non-lead
042177 | 326 STIRRUP KEY BLVD |  | Unknown, Non-Lead | Yes |  | 2023-12-11 |  | PVC | 1992 | Yes |  | 2023-12-11 |  | Non-lead
042178 | 423 HARBOR DR |  | Unknown, Non-Lead | Yes |  | 2021-02-08 |  | Unknown, Non-Lead | 1991 | Yes |  | 2021-02-08 |  | Non-lead
042179 | 30809 WITTERS LANE |  | Unknown, Non-Lead | Yes |  | 2023-11-21 |  | PVC | 2018 | Yes |  | 2023-11-21 |  | Non-lead
042180 | 3687 GULFSTREAM ST |  | Polytube | Yes |  | 2023-01-27 |  | PVC | 1992 | Yes |  | 2023-01-27 |  | Non-lead
042181 | 152 N INDIES DR |  | Polytube | Yes |  | 2022-10-22 |  | Polytube | 1987 | Yes |  | 2022-10-22 |  | Non-lead
042182 | 556 OCEAN CAY DR |  | Unknown, Non-Lead | Yes |  | 2020-11-30 |  | PVC | 1993 | Yes |  | 2020-11-30 |  | Non-lead
042183 | 140 GULFSIDE DR |  | Unknown, Non-Lead | Yes |  | 2021-10-20 |  | PVC | 1992 | Yes |  | 2021-10-20 |  | Non-lead
042184 | 126 COURT CONTESSA L |  | Polytube | Yes |  | 2022-06-30 |  | PVC | 1987 | Yes |  | 2022-06-30 |  | Non-lead
042185 | 319 NORTH DR |  | Unknown, Non-Lead | Yes |  | 2021-04-22 |  | PVC | 1992 | Yes |  | 2021-04-22 |  | Non-lead
042186 | 33 DOLPHIN RD |  | Polytube | Yes |  | 2022-07-22 |  | PVC | 1980 | Yes |  | 2022-07-22 |  | Non-lead
042187 | 28515 JOLLY ROGERS DR |  | Polytube | Yes |  | 2023-01-23 |  | PVC | 1973 | Yes |  | 2023-01-23 |  | Non-lead
042188 | APT MASTER 200-250 KEY DEER BLVD |  | Ductile Iron | Yes |  | 2023-02-28 |  | Ductile Iron | 1984 | Yes |  | 2023-02-28 |  | Non-lead
042189 | 28585 JOLLY ROGER DR |  | Polytube | Yes |  | 2023-01-23 |  | PVC | 1970 | Yes |  | 2023-01-23 |  | Non-lead
042190 | 369 LA FITTE RD |  | Unknown, Non-Lead | Yes |  | 2019-08-19 |  | PVC | 1993 | Yes |  | 2019-08-19 |  | Non-lead
042191 | 321 AVENUE B |  | Polytube | Yes |  | 2023-07-31 |  | PVC | 1991 | Yes |  | 2023-07-31 |  | Non-lead
042192 | 1162 COATES LANE |  | Polytube | Yes |  | 2022-10-31 |  | PVC | 1982 | Yes |  | 2022-10-31 |  | Non-lead
042193 | P 34 87851 OLD Hwy |  | Unknown, Non-Lead | Yes |  | 2023-09-20 |  | Unknown, Non-Lead | 1989 | Yes |  | 2023-09-20 |  | Non-lead
042194 | 12 BOWEN DR |  | Unknown, Non-Lead | No |  |  |  | Unknown, Non-Lead | 1992 | No |  |  |  | Non-lead
042195 | 11 CORRINE PL |  | Unknown, Non-Lead | No |  |  |  | PVC | 1995 | No |  |  |  | Non-lead
042196 | 106 FIRST TER |  | Unknown, Non-Lead | Yes |  | 2020-11-02 |  | PVC | 1989 | Yes |  | 2020-11-02 |  | Non-lead
042197 | 240 SECOND RD |  | Polytube | Yes |  | 2022-08-02 |  | PVC | 1974 | Yes |  | 2022-08-02 |  | Non-lead
042198 | 27026 DOLPHIN RD |  | Unknown, Non-Lead | No |  |  |  | Unknown, Non-Lead | 1991 | No |  |  |  | Non-lead
042199 | L11B14 27325 BARBUDA LA |  | Unknown, Non-Lead | Yes |  | 2018-03-06 |  | PVC | 1991 | Yes |  | 2018-03-06 |  | Non-lead
042200 | 115 CUTLASS LANE |  | Unknown, Non-Lead | No |  |  |  | Unknown, Non-Lead | 1992 | No |  |  |  | Non-lead
042201 | 547 HECK AVE |  | Unknown, Non-Lead | Yes |  | 2024-05-22 |  | Unknown, Non-Lead | 1991 | Yes |  | 2024-05-22 |  | Non-lead
042202 | 22656 PUERTO BELLO LANE |  | Polytube | Yes |  | 2024-03-11 |  | PVC | 1980 | Yes |  | 2024-03-11 |  | Non-lead
042203 | 131 RIVIERA DR |  | Polytube | Yes |  | 2023-02-28 |  | PVC | 1999 | Yes |  | 2023-02-28 |  | Non-lead
042204 | 118 RUSHTON LN |  | Unknown, Non-Lead | No |  |  |  | Unknown, Non-Lead | 1993 | No |  |  |  | Non-lead
042205 | 96130 OVERSEAS HWY |  | Unknown, Non-Lead | Yes |  | 2021-09-13 |  | PVC | 1992 | Yes |  | 2021-09-13 |  | Non-lead
042206 | 43 FLORIDA DR |  | Unknown, Non-Lead | No |  |  |  | Unknown, Non-Lead | 1992 | No |  |  |  | Non-lead
042207 | 309 MATECUMBE AVE |  | Unknown, Non-Lead | Yes |  | 2020-12-23 |  | Unknown, Non-Lead | 1991 | Yes |  | 2020-12-23 |  | Non-lead
042208 | 311 W INDIES DR |  | Unknown, Non-Lead | Yes |  | 2020-02-03 |  | PVC | 1991 | Yes |  | 2020-02-03 |  | Non-lead
042209 | C 318 BUTTONWOOD CIR |  | Polytube | Yes |  | 2023-04-24 |  | PVC | 2019 | Yes |  | 2023-04-24 |  | Non-lead
042210 | 112 WHITE MARLIN BLVD |  | Unknown, Non-Lead | Yes |  | 2019-09-23 |  | PVC | 1992 | Yes |  | 2019-09-23 |  | Non-lead
042211 | 13 OAKWOOD AVE |  | Unknown, Non-Lead | Yes |  | 2019-10-09 |  | Unknown, Non-Lead | 1991 | Yes |  | 2019-10-09 |  | Non-lead
042212 | 166 GULFVIEW DR |  | Polytube | Yes |  | 2022-11-14 |  | PVC | 1992 | Yes |  | 2022-11-14 |  | Non-lead
042213 | 124 GUMBO LIMBO RD |  | Unknown, Non-Lead | No |  |  |  | Unknown, Non-Lead | 1991 | No |  |  |  | Non-lead
042214 | 5790 2ND AVE |  | Unknown, Non-Lead | Yes |  | 2020-07-13 |  | PVC | 1991 | Yes |  | 2020-07-13 |  | Non-lead
042215 | 27328 HAITI LN |  | Polytube | Yes |  | 2023-10-27 |  | PVC | 1992 | Yes |  | 2023-10-27 |  | Non-lead
042216 | 17486 JAMAICA LN |  | Unknown, Non-Lead | Yes |  | 2021-06-04 |  | Unknown, Non-Lead | 1994 | Yes |  | 2021-06-04 |  | Non-lead
042217 | 218 PELICAN LN |  | Polytube | No |  |  |  | PVC | 1991 | No |  |  |  | Non-lead
042218 | 19611 TEQUESTA ST |  | Unknown, Non-Lead | No |  |  |  | Unknown, Non-Lead | 1992 | No |  |  |  | Non-lead
042219 | 370 BAHIA AVE |  | Unknown, Non-Lead | No |  |  |  | Unknown, Non-Lead | 1992 | No |  |  |  | Non-lead
042220 | 113 RIVIERA DR |  | Unknown, Non-Lead | No |  |  |  | Unknown, Non-Lead | 1992 | No |  |  |  | Non-lead
042221 | 633 CABRERA ST |  | Polytube | No |  |  |  | PVC | 1998 | No |  |  |  | Non-lead
042222 | ROSE NWP/L1 ST |  | Unknown, Non-Lead | No |  |  |  | No Piping | Vacant | No |  |  |  | Non-lead
042223 | 838 SPOONBILL LN |  | Unknown, Non-Lead | Yes |  | 2020-06-01 |  | Unknown, Non-Lead | 1992 | Yes |  | 2020-06-01 |  | Non-lead
042224 | B2L41 941 LAGOON DR |  | Polytube | Yes |  | 2023-04-25 |  | PVC | 1978 | Yes |  | 2023-04-25 |  | Non-lead
042225 | 18 SAPPHIRE DR |  | Unknown, Non-Lead | Yes |  | 2018-11-05 |  | Unknown, Non-Lead | 1991 | Yes |  | 2018-11-05 |  | Non-lead
042226 | LOT 058 1571 OVERSEAS HWY |  | PVC | Yes |  | 2022-10-03 |  | PVC | 1958 | Yes |  | 2022-10-03 |  | Non-lead
042227 | 58030 OVERSEAS HWY |  | Polytube | Yes |  | 2024-05-08 |  | PVC | 1996 | Yes |  | 2024-05-08 |  | Non-lead
042228 | 386 ORANGE AVE |  | Unknown, Non-Lead | Yes |  | 2020-06-08 |  | Unknown, Non-Lead | 1991 | Yes |  | 2020-06-08 |  | Non-lead
042229 | 113 GULFWINDS LN |  | Polytube | Yes |  | 2022-06-17 |  | PVC | 1974 | Yes |  | 2022-06-17 |  | Non-lead
042230 | 210 14TH ST |  | Unknown, Non-Lead | No |  |  |  | Unknown, Non-Lead | 1992 | No |  |  |  | Non-lead
042232 | 95525 OVERSEAS HWY |  | Unknown, Non-Lead | Yes |  | 2021-03-08 |  | Unknown, Non-Lead | 2003 | Yes |  | 2021-03-08 |  | Non-lead
042233 | 449 BAHIA AVE |  | Unknown, Non-Lead | Yes |  | 2022-05-23 |  | PVC | 1992 | Yes |  | 2022-05-23 |  | Non-lead
042234 | 4 ATLANTIC AVE |  | Unknown, Non-Lead | Yes |  | 2023-04-13 |  | PVC | 1991 | Yes |  | 2023-04-13 |  | Non-lead
042235 | 900 LAPALOMA RD |  | Unknown, Non-Lead | No |  |  |  | Unknown, Non-Lead | 1992 | No |  |  |  | Non-lead
042236 | 228 TIDE AVE |  | Unknown, Non-Lead | Yes |  | 2024-02-22 |  | Unknown, Non-Lead | 1996 | Yes |  | 2024-02-22 |  | Non-lead
042237 | 41 SNAPPER AVE |  | Polytube | Yes |  | 2022-10-31 |  | PVC | 1970 | Yes |  | 2022-10-31 |  | Non-lead
042238 | 119 HARBOR LN |  | Unknown, Non-Lead | No |  |  |  | Unknown, Non-Lead | 1992 | No |  |  |  | Non-lead
042239 | 117 W PLAZA GRANADA |  | Unknown, Non-Lead | Yes |  | 2022-08-17 |  | Polytube | 1993 | Yes |  | 2022-08-17 |  | Non-lead
042240 | 171 ORLANDO DR |  | Polytube | Yes |  | 2023-02-21 |  | Unknown, Non-Lead | 1991 | Yes |  | 2023-02-21 |  | Non-lead
042241 | 413 LAGUNA AVE |  | Unknown | Yes |  | 2022-06-30 |  | Unknown | 1980 | Yes |  | 2022-06-30 |  | Lead Status Unknown
042242 | 17056 WAHOO LN |  | Polytube | Yes |  | 2023-07-27 |  | PVC | 1992 | Yes |  | 2023-07-27 |  | Non-lead
042243 | 311 JASMINE DR |  | Unknown, Non-Lead | No |  |  |  | Polytube | 1992 | No |  |  |  | Non-lead
042244 | 1230 COURY DR |  | Unknown, Non-Lead | Yes |  | 2021-11-12 |  | Unknown, Non-Lead | 1992 | Yes |  | 2021-11-12 |  | Non-lead
042245 | 341 9TH ST |  | Unknown, Non-Lead | Yes |  | 2019-11-22 |  | PVC | 1991 | Yes |  | 2019-11-22 |  | Non-lead
042246 | 351 9TH ST |  | Unknown, Non-Lead | Yes |  | 2019-08-21 |  | Unknown, Non-Lead | 1991 | Yes |  | 2019-08-21 |  | Non-lead
042247 | LOT 069 1571 OVERSEAS HWY |  | PVC | Yes |  | 2023-05-02 |  | PVC | 1952 | Yes |  | 2023-05-02 |  | Non-lead
042248 | 584 W SHORE DR |  | Unknown, Non-Lead | Yes |  | 2023-10-05 |  | Unknown, Non-Lead | 1992 | Yes |  | 2023-10-05 |  | Non-lead
042249 | 25061 OVERSEAS HWY |  | Polytube | Yes |  | 2023-04-25 |  | PVC |  | Yes |  | 2023-04-25 |  | Non-lead
042250 | 230 E CARRIBEAN DR |  | Unknown, Non-Lead | No |  |  |  | Unknown, Non-Lead | 1989 | No |  |  |  | Non-lead
042251 | 27146 SHANNAHAN RD |  | Unknown, Non-Lead | Yes |  | 2021-08-02 |  | Unknown, Non-Lead | 1991 | Yes |  | 2021-08-02 |  | Non-lead
042252 | 2812 N ROOSEVELT BLVD |  | Unknown, Non-Lead | Yes |  | 2020-07-21 |  | PVC | 1992 | Yes |  | 2020-07-21 |  | Non-lead
042253 | 27821 LEEWARD SOUTH RD |  | Polytube | Yes |  | 2022-05-17 |  | PVC | 1991 | Yes |  | 2022-05-17 |  | Non-lead
042254 | 188 S AIRPORT RD |  | Polytube | Yes |  | 2022-05-12 |  | PVC | 1992 | Yes |  | 2022-05-12 |  | Non-lead
042255 | 1 CAYMAN LN |  | Unknown, Non-Lead | No |  |  |  | Unknown, Non-Lead | 1991 | No |  |  |  | Non-lead
042256 | 100 KAY DR |  | Polytube | Yes |  | 2022-10-06 |  | PVC | 1992 | Yes |  | 2022-10-06 |  | Non-lead
042257 | 124 N COCONUT PALM BLVD |  | Unknown, Non-Lead | Yes |  | 2022-01-12 |  | Unknown, Non-Lead | 1992 | Yes |  | 2022-01-12 |  | Non-lead
042258 | 166 BISCAYNE BLVD |  | Unknown, Non-Lead | Yes |  | 2023-01-09 |  | Unknown, Non-Lead | 1992 | Yes |  | 2023-01-09 |  | Non-lead
042259 | 31130 AVENUE I |  | Polytube | No |  |  |  | PVC | 1991 | No |  |  |  | Non-lead
042260 | 117 SUN LN |  | Polytube | Yes |  | 2023-03-31 |  | PVC | 1973 | Yes |  | 2023-03-31 |  | Non-lead
042261 | 22873 BLUEGILL LN |  | Unknown, Non-Lead | Yes |  | 2019-12-26 |  | Unknown, Non-Lead | 1993 | Yes |  | 2019-12-26 |  | Non-lead
042262 | 9 NORWOOD AVE |  | Polytube | Yes |  | 2025-06-16 |  | PVC | 1991 | Yes |  | 2025-06-16 |  | Non-lead
042263 | 593 BONITO AVE |  | Polytube | Yes |  | 2022-12-15 |  | PVC | 1971 | Yes |  | 2022-12-15 |  | Non-lead
042264 | 37 CARDINAL LN |  | Unknown, Non-Lead | Yes |  | 2023-04-17 |  | Unknown, Non-Lead | 1993 | Yes |  | 2023-04-17 |  | Non-lead
042265 | 388 LAGUNA AVE |  | Polytube | Yes |  | 2022-07-07 |  | PVC | 1983 | Yes |  | 2022-07-07 |  | Non-lead
042266 | 131 PALERMO DR |  | Unknown, Non-Lead | Yes |  | 2022-01-04 |  | Unknown, Non-Lead | 1992 | Yes |  | 2022-01-04 |  | Non-lead
042268 | 87 CANNON ROYAL DR |  | Unknown, Non-Lead | Yes |  | 2024-06-10 |  | Unknown, Non-Lead | 1996 | Yes |  | 2024-06-10 |  | Non-lead
042269 | 446 CROTON LN |  | Unknown, Non-Lead | Yes |  | 2024-05-24 |  | Unknown, Non-Lead | 1993 | Yes |  | 2024-05-24 |  | Non-lead
042270 | 35 PALMETTO AVE |  | Unknown, Non-Lead | Yes |  | 2019-02-19 |  | Unknown, Non-Lead | 1991 | Yes |  | 2019-02-19 |  | Non-lead
042271 | 111 W INDIES DR |  | Unknown, Non-Lead | Yes |  | 2020-10-30 |  | Unknown, Non-Lead | 1992 | Yes |  | 2020-10-30 |  | Non-lead
042272 | 201 STIRRUP KEY BLVD |  | Unknown, Non-Lead | Yes |  | 2023-06-14 |  | Unknown, Non-Lead | 1992 | Yes |  | 2023-06-14 |  | Non-lead
042273 | 88 TINGLER LANE |  | Polytube | Yes |  | 2022-05-13 |  | PVC | 1995 | Yes |  | 2022-05-13 |  | Non-lead
042274 | 217 S ANGLERS DR |  | Unknown, Non-Lead | No |  |  |  | Unknown, Non-Lead | 2016 | No |  |  |  | Non-lead
042275 | 301 799 W OCEAN Dr |  | Unknown, Non-Lead | No |  |  |  | Unknown, Non-Lead | 1990 | No |  |  |  | Non-lead
042276 | 371 CROTON AVE |  | Unknown, Non-Lead | No |  |  |  | Unknown, Non-Lead | 1991 | No |  |  |  | Non-lead
042277 | 3 BAYBERRY LN |  | Unknown, Non-Lead | Yes |  | 2022-10-12 |  | Unknown, Non-Lead | 1992 | Yes |  | 2022-10-12 |  | Non-lead
042278 | 77 LAKE SHORE DR/FL DR |  | Unknown, Non-Lead | Yes |  | 2022-04-06 |  | Unknown, Non-Lead | 1993 | Yes |  | 2022-04-06 |  | Non-lead
042279 | 1121 CALDER DR |  | Copper | Yes |  | 2023-05-04 |  | PVC | 1980 | Yes |  | 2023-05-04 |  | Non-lead
042280 | 101 SAN REMO DR |  | Polytube | Yes |  | 2023-10-20 |  | PVC | 1993 | Yes |  | 2023-10-20 |  | Non-lead
042281 | 219 NAVAJO ST |  | Unknown, Non-Lead | Yes |  | 2021-06-17 |  | Unknown, Non-Lead | 2018 | Yes |  | 2021-06-17 |  | Non-lead
042282 | 1625 NILES RD |  | Unknown, Non-Lead | Yes |  | 2019-04-03 |  | PVC | 1995 | Yes |  | 2019-04-03 |  | Non-lead
042283 | 3672 ATLANTIC ST |  | Unknown, Non-Lead | No |  |  |  | Unknown, Non-Lead | 1991 | No |  |  |  | Non-lead
042284 | 1519 WATSON BLVD |  | Unknown, Non-Lead | Yes |  | 2018-12-27 |  | Unknown, Non-Lead | 1992 | Yes |  | 2018-12-27 |  | Non-lead
042285 | 144 COLSON DR |  | Unknown, Non-Lead | No |  |  |  | Unknown, Non-Lead | 1991 | No |  |  |  | Non-lead
042286 | 113 S HAMMOCK RD |  | Polytube | Yes |  | 2022-06-23 |  | PVC | 1974 | Yes |  | 2022-06-23 |  | Non-lead
042287 | 146 VALENCIA DR |  | Polytube | Yes |  | 2019-09-17 |  | PVC | 1992 | Yes |  | 2019-09-17 |  | Non-lead
042288 | 180 IROQUOIS ST |  | Unknown, Non-Lead | No |  |  |  | Unknown, Non-Lead | 1991 | No |  |  |  | Non-lead
042289 | P1 87851 OLD HWY |  | Unknown, Non-Lead | Yes |  | 2020-10-26 |  | Unknown, Non-Lead | 1989 | Yes |  | 2020-10-26 |  | Non-lead
042290 | 68 S ANDROS RD |  | Unknown, Non-Lead | Yes |  | 2022-09-12 |  | PVC | 2018 | Yes |  | 2022-09-12 |  | Non-lead
042291 | L6 B11 133 PEG LEG LN |  | Unknown, Non-Lead | Yes |  | 2017-08-25 |  | PVC | 1992 | Yes |  | 2017-08-25 |  | Non-lead
042292 | LOT 45 2950 OVERSEAS HWY |  | Polytube | Yes |  | 2022-08-03 |  | PVC |  | Yes |  | 2022-08-03 |  | Non-lead
042293 | LOT 50 2950 OVERSEAS HWY |  | Polytube | Yes |  | 2022-07-07 |  | PVC |  | Yes |  | 2022-07-07 |  | Non-lead
042294 | LOT 64 2950 OVERSEAS HWY |  | Polytube | Yes |  | 2022-07-07 |  | PVC |  | Yes |  | 2022-07-07 |  | Non-lead
042295 | LOT 65 2950 OVERSEAS HWY |  | Polytube | Yes |  | 2022-07-07 |  | PVC |  | Yes |  | 2022-07-07 |  | Non-lead
042296 | 17 FLIPPER RD |  | Polytube | Yes |  | 2024-03-13 |  | PVC | 1975 | Yes |  | 2024-03-13 |  | Non-lead
042297 | 2750 N ROOSEVELT BLVD |  | Unknown, Non-Lead | Yes |  | 2020-05-04 |  | Unknown, Non-Lead | 1992 | Yes |  | 2020-05-04 |  | Non-lead
042298 | 22936 TEACH LANE |  | Polytube | Yes |  | 2022-02-11 |  | PVC | 1988 | Yes |  | 2022-02-11 |  | Non-lead
042299 | 3688 TREASURE ISLAND ST |  | Unknown, Non-Lead | Yes |  | 2016-12-22 |  | Unknown, Non-Lead | 1991 | Yes |  | 2016-12-22 |  | Non-lead
042300 | K41 87851 OLD HWY |  | Unknown, Non-Lead | Yes |  | 2022-01-26 |  | Unknown, Non-Lead | 1989 | Yes |  | 2022-01-26 |  | Non-lead
042301 | 111 TEQUESTA ST |  | Polytube | Yes |  | 2022-06-03 |  | PVC | 1986 | Yes |  | 2022-06-03 |  | Non-lead
042302 | 159 KAHIKI DR |  | Unknown, Non-Lead | Yes |  | 2021-02-16 |  | Unknown, Non-Lead | 1992 | Yes |  | 2021-02-16 |  | Non-lead
042303 | 302 WOODS AVE |  | Unknown, Non-Lead | No |  |  |  | Unknown, Non-Lead | 1991 | No |  |  |  | Non-lead
042304 | PT/TR A 89003 OLD HWY |  | Polytube | Yes |  | 2022-08-18 |  | PVC | 1992 | Yes |  | 2022-08-18 |  | Non-lead
042305 | 175 E CAHILL CT |  | Unknown, Non-Lead | Yes |  | 2023-09-22 |  | Unknown, Non-Lead | 1991 | Yes |  | 2023-09-22 |  | Non-lead
042306 | #5 5563 OVERSEAS HWY |  | Polytube | Yes |  | 2024-07-12 |  | Unknown | 1973 | Yes |  | 2024-07-12 |  | Lead Status Unknown
042307 | 210 15TH CIR |  | Unknown, Non-Lead | Yes |  | 2024-05-09 |  | Unknown, Non-Lead | 1992 | Yes |  | 2024-05-09 |  | Non-lead
042308 | 544 SOMBRERO BCH RD |  | Unknown, Non-Lead | Yes |  | 2023-05-08 |  | Unknown, Non-Lead | 1992 | Yes |  | 2023-05-08 |  | Non-lead
042309 | 2143 YELLOWTAIL DR |  | Unknown, Non-Lead | Yes |  | 2021-03-05 |  | Unknown, Non-Lead | 1993 | Yes |  | 2021-03-05 |  | Non-lead
042310 | 380 E OCEAN Dr |  | Unknown, Non-Lead | Yes |  | 2020-01-29 |  | Unknown, Non-Lead | 1992 | Yes |  | 2020-01-29 |  | Non-lead
042311 | 2834 N ROOSEVELT BLVD |  | Polytube | Yes |  | 2024-08-15 |  | PVC | 1974 | Yes |  | 2024-08-15 |  | Non-lead
042312 | SHIPYARD CONDO SPRINKLER 620 THOMAS ST |  | Unknown, Non-Lead | Yes |  | 2021-09-10 |  | PVC | 1991 | Yes |  | 2021-09-10 |  | Non-lead
042313 | 403 INDIES RD |  | Unknown, Non-Lead | No |  |  |  | Unknown, Non-Lead | 1991 | No |  |  |  | Non-lead
042314 | SLIP M18 1801 N ROOSEVELT BLVD |  | PVC | Yes |  | 2022-07-12 |  | PVC | 1983 | Yes |  | 2022-07-12 |  | Non-lead
042315 | 147 PEACE AVE |  | Polytube | Yes |  | 2022-07-19 |  | PVC | 1972 | Yes |  | 2022-07-19 |  | Non-lead
042316 | 3 CALOOSA RD |  | Unknown, Non-Lead | Yes |  | 2021-12-13 |  | Unknown, Non-Lead | 1991 | Yes |  | 2021-12-13 |  | Non-lead
042317 | P24 87851 OLD HWY |  | Unknown, Non-Lead | Yes |  | 2023-09-20 |  | Unknown, Non-Lead | 1989 | Yes |  | 2023-09-20 |  | Non-lead
042318 | 408 COCONUT DR |  | Unknown, Non-Lead | No |  |  |  | Unknown, Non-Lead | 2020 | No |  |  |  | Non-lead
042319 | 544 OCEAN CAY DR |  | Unknown, Non-Lead | Yes |  | 2024-08-27 |  | Unknown, Non-Lead | 1993 | Yes |  | 2024-08-27 |  | Non-lead
042320 | 954 FLAGSHIP DR |  | Unknown, Non-Lead | Yes |  | 2018-12-31 |  | Unknown, Non-Lead | 1991 | Yes |  | 2018-12-31 |  | Non-lead
042321 | LOCATION POOL 620 THOMAS ST |  | Polytube | Yes |  | 2022-09-07 |  | PVC | 1991 | Yes |  | 2022-09-07 |  | Non-lead
042322 | 14 CACTUS DR |  | Polytube | Yes |  | 2024-02-28 |  | PVC | 1991 | Yes |  | 2024-02-28 |  | Non-lead
042325 | 661 PIRATES RD |  | Polytube | Yes |  | 2023-01-23 |  | PVC | 1976 | Yes |  | 2023-01-23 |  | Non-lead
042326 | 31034 ATLANTIS DR |  | Unknown, Non-Lead | Yes |  | 2020-09-24 |  | Unknown, Non-Lead | 1991 | Yes |  | 2020-09-24 |  | Non-lead
042327 | 433 INDIES RD |  | Unknown, Non-Lead | Yes |  | 2024-06-28 |  | Unknown, Non-Lead | 1991 | Yes |  | 2024-06-28 |  | Non-lead
042328 | 443 INDIES RD |  | Unknown, Non-Lead | Yes |  | 2021-08-03 |  | Unknown, Non-Lead | 1991 | Yes |  | 2021-08-03 |  | Non-lead
042329 | 453 INDIES RD |  | Unknown, Non-Lead | Yes |  | 2017-07-31 |  | PVC | 1991 | Yes |  | 2017-07-31 |  | Non-lead
042330 | UNIT 166 620 THOMAS ST |  | Polytube | Yes |  | 2023-01-11 |  | PVC | 1991 | Yes |  | 2023-01-11 |  | Non-lead
042331 | UNIT 167 620 THOMAS ST |  | Unknown, Non-Lead | No |  |  |  | Unknown, Non-Lead | 1991 | No |  |  |  | Non-lead
042332 | UNIT 267 620 THOMAS ST |  | Unknown, Non-Lead | Yes |  | 2018-08-22 |  | Polytube | 1991 | Yes |  | 2018-08-22 |  | Non-lead
042333 | UNIT 168 620 THOMAS ST |  | Unknown, Non-Lead | No |  |  |  | Unknown, Non-Lead | 1991 | No |  |  |  | Non-lead
042334 | UNIT 268 620 THOMAS ST |  | Unknown, Non-Lead | No |  |  |  | Unknown, Non-Lead | 1991 | No |  |  |  | Non-lead
042335 | UNIT 169 620 THOMAS ST |  | Unknown, Non-Lead | No |  |  |  | Unknown, Non-Lead | 1991 | No |  |  |  | Non-lead
042336 | UNIT 269 620 THOMAS ST |  | Unknown, Non-Lead | Yes |  | 2023-10-10 |  | Unknown, Non-Lead | 1991 | Yes |  | 2023-10-10 |  | Non-lead
042337 | UNIT 170 620 THOMAS ST |  | Unknown, Non-Lead | Yes |  | 2020-01-09 |  | Unknown, Non-Lead | 1991 | Yes |  | 2020-01-09 |  | Non-lead
042338 | UNIT 270 620 THOMAS ST |  | Polytube | Yes |  | 2024-02-15 |  | Copper | 1991 | Yes |  | 2024-02-15 |  | Non-lead
042339 | UNIT 171 620 THOMAS ST |  | Unknown, Non-Lead | No |  |  |  | Unknown, Non-Lead | 1991 | No |  |  |  | Non-lead
042340 | UNIT 271 620 THOMAS ST |  | Unknown, Non-Lead | Yes |  | 2024-07-15 |  | Unknown, Non-Lead | 1991 | Yes |  | 2024-07-15 |  | Non-lead
042341 | UNIT 172 620 THOMAS ST |  | Unknown, Non-Lead | Yes |  | 2024-06-05 |  | Unknown, Non-Lead | 1991 | Yes |  | 2024-06-05 |  | Non-lead
042342 | UNIT 173 620 THOMAS ST |  | Unknown, Non-Lead | No |  |  |  | Unknown, Non-Lead | 1991 | No |  |  |  | Non-lead
042343 | UNIT 273 620 THOMAS ST |  | Unknown, Non-Lead | Yes |  | 2018-08-10 |  | Unknown, Non-Lead | 1991 | Yes |  | 2018-08-10 |  | Non-lead
042344 | UNIT 174 620 THOMAS ST |  | Unknown, Non-Lead | Yes |  | 2018-09-07 |  | Unknown, Non-Lead | 1991 | Yes |  | 2018-09-07 |  | Non-lead
042345 | UNIT 274 620 THOMAS ST |  | Unknown, Non-Lead | No |  |  |  | Unknown, Non-Lead | 1991 | No |  |  |  | Non-lead
042346 | UNIT 175 620 THOMAS ST |  | Unknown, Non-Lead | Yes |  | 2017-05-04 |  | Unknown, Non-Lead | 1991 | Yes |  | 2017-05-04 |  | Non-lead
042347 | UNIT 275 620 THOMAS ST |  | Unknown, Non-Lead | No |  |  |  | Unknown, Non-Lead | 1991 | No |  |  |  | Non-lead
042348 | 27303 ANTIGUA LN |  | Unknown, Non-Lead | Yes |  | 2024-03-27 |  | Unknown, Non-Lead | 1992 | Yes |  | 2024-03-27 |  | Non-lead
042349 | 390 E OCEAN DR |  | Unknown, Non-Lead | Yes |  | 2019-06-10 |  | Unknown, Non-Lead | 1992 | Yes |  | 2019-06-10 |  | Non-lead
042350 | 800 CAMINO REAL |  | Copper | Yes |  | 2022-07-21 |  | PVC | 1979 | Yes |  | 2022-07-21 |  | Non-lead
042351 | 840 80TH OCEAN ST |  | Unknown, Non-Lead | Yes |  | 2021-05-17 |  | Unknown, Non-Lead | 1992 | Yes |  | 2021-05-17 |  | Non-lead
042352 | 223 ANGLERS DRIVE SO |  | Unknown, Non-Lead | No |  |  |  | Unknown, Non-Lead | 1992 | No |  |  |  | Non-lead
042353 | 118 N BAHAMA DR |  | Unknown, Non-Lead | Yes |  | 2024-04-04 |  | PVC | 1991 | Yes |  | 2024-04-04 |  | Non-lead
042354 | 207 MOHAWK ST |  | Polytube | Yes |  | 2024-09-18 |  | PVC | 1968 | Yes |  | 2024-09-18 |  | Non-lead
042355 | 158 REDWING RD |  | Polytube | Yes |  | 2022-06-09 |  | PVC | 1977 | Yes |  | 2022-06-09 |  | Non-lead
042356 | 725 GROUPER LN |  | Polytube | Yes |  | 2022-08-15 |  | PVC | 2018 | Yes |  | 2022-08-15 |  | Non-lead
042357 | 152 VALENCIA DR |  | Polytube | Yes |  | 2023-08-28 |  | PVC | 1992 | Yes |  | 2023-08-28 |  | Non-lead
042358 | 77 COLUMBUS DR |  | Polytube | Yes |  | 2019-10-15 |  | PVC | 1991 | Yes |  | 2019-10-15 |  | Non-lead
042359 | 1020 EATON ST |  | Polytube | Yes |  | 2023-03-06 |  | PVC | 1928 | Yes |  | 2023-03-06 |  | Non-lead
042360 | B22L12 20721 W 2ND AVE |  | Unknown, Non-Lead | No |  |  |  | Unknown, Non-Lead | 1992 | No |  |  |  | Non-lead
042361 | 756 MUSA DR |  | Unknown, Non-Lead | Yes |  | 2018-09-14 |  | Unknown, Non-Lead | 1992 | Yes |  | 2018-09-14 |  | Non-lead
042362 | 153 TEQUESTA ST |  | Unknown, Non-Lead | Yes |  | 2023-12-06 |  | Unknown, Non-Lead | 1992 | Yes |  | 2023-12-06 |  | Non-lead
042363 | 6 OAKWOOD AVE |  | Unknown, Non-Lead | No |  |  |  | Unknown, Non-Lead | 1993 | No |  |  |  | Non-lead
042364 | K32 87851 OLD HWY |  | Unknown, Non-Lead | Yes |  | 2023-09-20 |  | Unknown, Non-Lead | 1989 | Yes |  | 2023-09-20 |  | Non-lead
042365 | 12 SNAPPER AVE |  | Polytube | Yes |  | 2023-11-06 |  | PVC | 1992 | Yes |  | 2023-11-06 |  | Non-lead
042366 | 125 LONG KEY LAKE DR |  | Polytube | Yes |  | 2022-05-20 |  | PVC | 1984 | Yes |  | 2022-05-20 |  | Non-lead
042367 | 3643 CARIBBEAN ST |  | Unknown, Non-Lead | Yes |  | 2022-10-05 |  | Unknown, Non-Lead | 1991 | Yes |  | 2022-10-05 |  | Non-lead
042368 | LOT 146 1571 OVERSEAS HWY |  | PVC | Yes |  | 2022-11-18 |  | PVC | 1952 | Yes |  | 2022-11-18 |  | Non-lead
042369 | 29873 JOURNEYS END RD |  | Unknown, Non-Lead | No |  |  |  | Unknown, Non-Lead | 1991 | No |  |  |  | Non-lead
042370 | 140 S INDIES DR |  | Unknown, Non-Lead | Yes |  | 2022-02-08 |  | Unknown, Non-Lead | 1992 | Yes |  | 2022-02-08 |  | Non-lead
042371 | 27454 ST LUCIE LN |  | Unknown, Non-Lead | No |  |  |  | Unknown, Non-Lead | 1991 | No |  |  |  | Non-lead
042372 | 2814 N ROOSEVELT BLVD |  | Unknown, Non-Lead | Yes |  | 2023-09-22 |  | Unknown, Non-Lead | 1992 | Yes |  | 2023-09-22 |  | Non-lead
042373 | 29195 ASTER LN |  | Polytube | Yes |  | 2023-07-24 |  | Polytube | 1991 | Yes |  | 2023-07-24 |  | Non-lead
042374 | 24265 W CARRIBEAN DR |  | Unknown, Non-Lead | No |  |  |  | Unknown, Non-Lead | 2003 | No |  |  |  | Non-lead
042375 | 75711 OVERSEAS HWY |  | Unknown, Non-Lead | No |  |  |  | Unknown, Non-Lead | 1998 | No |  |  |  | Non-lead
042376 | 155 COCOA DR |  | Polytube | Yes |  | 2022-06-13 |  | PVC | 1961 | Yes |  | 2022-06-13 |  | Non-lead
042377 | 108 SEVERINO DR |  | Polytube | Yes |  | 2021-02-10 |  | PVC | 1990 | Yes |  | 2021-02-10 |  | Non-lead
042378 | 7 OSPREY LN |  | Unknown, Non-Lead | Yes |  | 2018-08-08 |  | Unknown, Non-Lead | 1999 | Yes |  | 2018-08-08 |  | Non-lead
042379 | 134 OCEAN SHORES DR |  | Unknown, Non-Lead | Yes |  | 2018-12-10 |  | Polytube | 1992 | Yes |  | 2018-12-10 |  | Non-lead
042380 | 210 SHORE DR |  | Unknown, Non-Lead | No |  |  |  | Unknown, Non-Lead | 1992 | No |  |  |  | Non-lead
042381 | M2 87851 OLD HWY |  | Unknown, Non-Lead | Yes |  | 2023-08-23 |  | Unknown, Non-Lead | 1989 | Yes |  | 2023-08-23 |  | Non-lead
042382 | M25 87851 OLD HWY |  | Unknown, Non-Lead | Yes |  | 2020-10-20 |  | Unknown, Non-Lead | 1989 | Yes |  | 2020-10-20 |  | Non-lead
042383 | M42 87851 OLD HWY |  | Unknown, Non-Lead | No |  |  |  | Unknown, Non-Lead | 1989 | No |  |  |  | Non-lead
042384 | P2 87851 OLD HWY |  | Unknown, Non-Lead | Yes |  | 2020-11-23 |  | Unknown, Non-Lead | 1989 | Yes |  | 2020-11-23 |  | Non-lead
042385 | P5 87851 OLD HWY |  | Unknown, Non-Lead | Yes |  | 2018-10-16 |  | Unknown, Non-Lead | 1989 | Yes |  | 2018-10-16 |  | Non-lead
042386 | P21 87851 OLD HWY |  | Polytube | Yes |  | 2022-07-19 |  | PVC | 1989 | Yes |  | 2022-07-19 |  | Non-lead
042387 | P22 87851 OLD HWY |  | Unknown, Non-Lead | Yes |  | 2021-08-05 |  | Unknown, Non-Lead | 1989 | Yes |  | 2021-08-05 |  | Non-lead
042388 | P23 87851 OLD HWY |  | Unknown, Non-Lead | Yes |  | 2022-05-23 |  | Unknown, Non-Lead | 1989 | Yes |  | 2022-05-23 |  | Non-lead
042389 | P25 87851 OLD HWY |  | Unknown, Non-Lead | Yes |  | 2024-09-18 |  | Unknown, Non-Lead | 1989 | Yes |  | 2024-09-18 |  | Non-lead
042390 | P31 87851 OLD HWY |  | Unknown, Non-Lead | Yes |  | 2021-03-30 |  | PVC | 1989 | Yes |  | 2021-03-30 |  | Non-lead
042391 | UNIT P42 87851 OLD HWY |  | Unknown, Non-Lead | Yes |  | 2023-08-23 |  | Unknown, Non-Lead | 1989 | Yes |  | 2023-08-23 |  | Non-lead
042392 | P43 87851 OLD HWY |  | Unknown, Non-Lead | No |  |  |  | Unknown, Non-Lead | 1989 | No |  |  |  | Non-lead
042393 | K1 87851 OLD HWY |  | Unknown, Non-Lead | Yes |  | 2018-08-24 |  | Unknown, Non-Lead | 1989 | Yes |  | 2018-08-24 |  | Non-lead
042394 | K2 87851 OLD HWY |  | Polytube | Yes |  | 2023-07-19 |  | PVC | 1989 | Yes |  | 2023-07-19 |  | Non-lead
042395 | K3 87851 OLD HWY |  | Unknown, Non-Lead | Yes |  | 2019-09-17 |  | Unknown, Non-Lead | 1989 | Yes |  | 2019-09-17 |  | Non-lead
042396 | K4 87851 OLD HWY |  | Unknown, Non-Lead | Yes |  | 2019-12-31 |  | Unknown, Non-Lead | 1989 | Yes |  | 2019-12-31 |  | Non-lead
042397 | K5 87851 OLD HWY |  | Unknown, Non-Lead | Yes |  | 2024-03-21 |  | Unknown, Non-Lead | 1989 | Yes |  | 2024-03-21 |  | Non-lead
042398 | K6 87851 OLD HWY |  | Unknown, Non-Lead | Yes |  | 2023-08-23 |  | Unknown, Non-Lead | 1989 | Yes |  | 2023-08-23 |  | Non-lead
042399 | K21 87851 OLD HWY |  | Unknown, Non-Lead | Yes |  | 2020-08-31 |  | Unknown, Non-Lead | 1989 | Yes |  | 2020-08-31 |  | Non-lead
042400 | K22 87851 OLD HWY |  | Polytube | Yes |  | 2023-07-19 |  | PVC | 1989 | Yes |  | 2023-07-19 |  | Non-lead
042401 | K23 87851 OLD HWY |  | Unknown, Non-Lead | No |  |  |  | Unknown, Non-Lead | 1989 | No |  |  |  | Non-lead
042402 | K24 87851 OLD HWY |  | Unknown, Non-Lead | Yes |  | 2019-07-08 |  | Unknown, Non-Lead | 1989 | Yes |  | 2019-07-08 |  | Non-lead
042403 | K25 87851 OLD HWY |  | Unknown, Non-Lead | Yes |  | 2020-08-26 |  | Unknown, Non-Lead | 1989 | Yes |  | 2020-08-26 |  | Non-lead
042404 | K26 87851 OLD HWY |  | Unknown, Non-Lead | Yes |  | 2019-12-16 |  | Unknown, Non-Lead | 1989 | Yes |  | 2019-12-16 |  | Non-lead
042405 | K31 87851 OLD HWY |  | Unknown, Non-Lead | Yes |  | 2019-08-06 |  | Unknown, Non-Lead | 1989 | Yes |  | 2019-08-06 |  | Non-lead
042406 | K33 87851 OLD HWY |  | Unknown, Non-Lead | Yes |  | 2023-08-29 |  | Unknown, Non-Lead | 1989 | Yes |  | 2023-08-29 |  | Non-lead
042407 | K34 87851 OLD HWY |  | Unknown, Non-Lead | Yes |  | 2021-10-06 |  | Unknown, Non-Lead | 1989 | Yes |  | 2021-10-06 |  | Non-lead
042408 | K35 87851 OLD HWY |  | Unknown, Non-Lead | Yes |  | 2020-04-14 |  | Unknown, Non-Lead | 1989 | Yes |  | 2020-04-14 |  | Non-lead
042409 | K36 87851 OLD HWY |  | Unknown, Non-Lead | Yes |  | 2021-08-18 |  | Unknown, Non-Lead | 1989 | Yes |  | 2021-08-18 |  | Non-lead
042410 | K42 87851 OLD HWY |  | PVC | Yes |  | 2023-12-18 |  | PVC | 1989 | Yes |  | 2023-12-18 |  | Non-Lead
042411 | K43 87851 OLD HWY |  | Unknown, Non-Lead | Yes |  | 2021-01-13 |  | PVC | 1989 | Yes |  | 2021-01-13 |  | Non-lead
042412 | K44 87851 OLD HWY |  | Unknown, Non-Lead | No |  |  |  | Unknown, Non-Lead | 1989 | No |  |  |  | Non-lead
042413 | K45 87851 OLD HWY |  | Unknown, Non-Lead | Yes |  | 2023-08-23 |  | Unknown, Non-Lead | 1989 | Yes |  | 2023-08-23 |  | Non-lead
042414 | K46 87851 OLD HWY |  | Unknown, Non-Lead | Yes |  | 2023-08-23 |  | Unknown, Non-Lead | 1989 | Yes |  | 2023-08-23 |  | Non-lead
042415 | 850 LAGOON DR |  | Unknown, Non-Lead | No |  |  |  | Unknown, Non-Lead | 1992 | No |  |  |  | Non-lead
042416 | 300 AVENUE D |  | Unknown, Non-Lead | No |  |  |  | Unknown, Non-Lead | 1991 | No |  |  |  | Non-lead
042417 | 469 BLACKBEARD RD |  | Unknown, Non-Lead | No |  |  |  | Unknown, Non-Lead | 1991 | No |  |  |  | Non-lead
042418 | 3674 SOUTH SEAS ST |  | Polytube | Yes |  | 2024-09-20 |  | PVC | 1991 | Yes |  | 2024-09-20 |  | Non-lead
042419 | 1068 GORDON DR |  | Unknown, Non-Lead | Yes |  | 2024-01-26 |  | Unknown, Non-Lead | 2001 | Yes |  | 2024-01-26 |  | Non-lead
042420 | LOT 02 2 PARK AVE 2950 US 1 HWY |  | Polytube | Yes |  | 2022-07-07 |  | PVC |  | Yes |  | 2022-07-07 |  | Non-lead
042421 | LOT 04 2950 OVERSEAS HWY |  | Polytube | Yes |  | 2022-07-07 |  | PVC |  | Yes |  | 2022-07-07 |  | Non-lead
042422 | LOT 06 2950 OVERSEAS HWY |  | Polytube | Yes |  | 2023-10-19 |  | PVC |  | Yes |  | 2023-10-19 |  | Non-lead
042423 | LOT 08 2950 OVERSEAS HWY |  | Polytube | Yes |  | 2022-07-14 |  | PVC |  | Yes |  | 2022-07-14 |  | Non-lead
042424 | LOT 10 2950 OVERSEAS HWY |  | Polytube | Yes |  | 2022-07-07 |  | PVC |  | Yes |  | 2022-07-07 |  | Non-lead
042425 | LOT 12 2950 OVERSEAS HWY |  | Polytube | Yes |  | 2022-07-07 |  | PVC |  | Yes |  | 2022-07-07 |  | Non-lead
042426 | LOT 14 2950 OVERSEAS HWY |  | Polytube | Yes |  | 2022-07-07 |  | PVC |  | Yes |  | 2022-07-07 |  | Non-lead
042427 | LOT 16 2950 OVERSEAS HWY |  | Polytube | Yes |  | 2022-07-07 |  | PVC |  | Yes |  | 2022-07-07 |  | Non-lead
042428 | LOT 17 2950 OVERSEAS HWY |  | Polytube | Yes |  | 2023-03-31 |  | PVC |  | Yes |  | 2023-03-31 |  | Non-lead
042429 | 19 PARK AVE |  | Polytube | Yes |  | 2022-07-07 |  | PVC |  | Yes |  | 2022-07-07 |  | Non-lead
042430 | 2950 OVERSEAS HWY |  | Polytube | Yes |  | 2023-10-06 |  | PVC | 2002 | Yes |  | 2023-10-06 |  | Non-lead
042431 | LOT 21 2950 OVERSEAS HWY |  | Unknown, Non-Lead | No |  |  |  | Polytube | 2002 | No |  |  |  | Non-lead
042432 | LOT 23 2950 OVERSEAS HWY |  | Polytube | Yes |  | 2022-07-07 |  | PVC |  | Yes |  | 2022-07-07 |  | Non-lead
042433 | LOT 24 2950 OVERSEAS HWY |  | Polytube | Yes |  | 2022-07-07 |  | PVC |  | Yes |  | 2022-07-07 |  | Non-lead
042434 | LOT 25 2950 OVERSEAS HWY |  | Polytube | Yes |  | 2022-07-07 |  | PVC |  | Yes |  | 2022-07-07 |  | Non-lead
042435 | LOT 26 2950 OVERSEAS HWY |  | Polytube | Yes |  | 2022-07-07 |  | PVC |  | Yes |  | 2022-07-07 |  | Non-lead
042436 | LOT 28 2950 OVERSEAS HWY |  | Polytube | Yes |  | 2022-07-07 |  | PVC |  | Yes |  | 2022-07-07 |  | Non-lead
042437 | LOT 29 2950 OVERSEAS HWY |  | Polytube | Yes |  | 2022-07-07 |  | PVC |  | Yes |  | 2022-07-07 |  | Non-lead
042438 | LOT 30 2950 OVERSEAS HWY |  | Polytube | Yes |  | 2022-07-07 |  | PVC |  | Yes |  | 2022-07-07 |  | Non-lead
042439 | LOT 32 2950 OVERSEAS HWY |  | Polytube | Yes |  | 2022-07-07 |  | PVC |  | Yes |  | 2022-07-07 |  | Non-lead
042440 | LOT 33 2950 OVERSEAS HWY |  | Polytube | Yes |  | 2022-07-07 |  | PVC |  | Yes |  | 2022-07-07 |  | Non-lead
042441 | LOT 34 2950 OVERSEAS HWY |  | Polytube | Yes |  | 2022-07-07 |  | PVC |  | Yes |  | 2022-07-07 |  | Non-lead
042442 | LOT 36 2950 OVERSEAS HWY |  | Polytube | Yes |  | 2022-07-07 |  | PVC |  | Yes |  | 2022-07-07 |  | Non-lead
042443 | LOT 51 2950 OVERSEAS HWY |  | Polytube | Yes |  | 2022-07-07 |  | PVC |  | Yes |  | 2022-07-07 |  | Non-lead
042444 | LOT 52 2950 OVERSEAS HWY |  | Polytube | Yes |  | 2022-07-07 |  | PVC |  | Yes |  | 2022-07-07 |  | Non-lead
042445 | LOT 53 2950 OVERSEAS HWY |  | Polytube | Yes |  | 2022-07-07 |  | PVC |  | Yes |  | 2022-07-07 |  | Non-lead
042446 | LOT 55 2950 OVERSEAS HWY |  | Polytube | Yes |  | 2022-07-07 |  | PVC |  | Yes |  | 2022-07-07 |  | Non-lead
042447 | LOT 56 2950 OVERSEAS HWY |  | Polytube | Yes |  | 2022-07-07 |  | PVC |  | Yes |  | 2022-07-07 |  | Non-lead
042448 | LOT 57 2950 OVERSEAS HWY |  | Polytube | Yes |  | 2022-07-07 |  | PVC |  | Yes |  | 2022-07-07 |  | Non-lead
042449 | LOT 58 2950 OVERSEAS HWY |  | Polytube | Yes |  | 2022-07-07 |  | PVC |  | Yes |  | 2022-07-07 |  | Non-lead
042450 | LOT 59 2950 OVERSEAS HWY |  | Polytube | Yes |  | 2023-10-25 |  | PVC |  | Yes |  | 2023-10-25 |  | Non-lead
042451 | LOT 60 2950 OVERSEAS HWY |  | Polytube | Yes |  | 2022-07-07 |  | PVC |  | Yes |  | 2022-07-07 |  | Non-lead
042452 | LOT 61 2950 OVERSEAS HWY |  | Polytube | Yes |  | 2022-07-07 |  | PVC |  | Yes |  | 2022-07-07 |  | Non-lead
042453 | LOT 62 2950 OVERSEAS HWY |  | Polytube | Yes |  | 2022-07-07 |  | PVC |  | Yes |  | 2022-07-07 |  | Non-lead
042454 | LOT 63 2950 OVERSEAS HWY |  | Polytube | Yes |  | 2022-07-07 |  | PVC |  | Yes |  | 2022-07-07 |  | Non-lead
042455 | LOT 66 2950 OVERSEAS HWY |  | Polytube | Yes |  | 2023-12-22 |  | PVC |  | Yes |  | 2023-12-22 |  | Non-lead
042456 | LOT 67 2950 OVERSEAS HWY |  | Polytube | Yes |  | 2022-07-07 |  | PVC |  | Yes |  | 2022-07-07 |  | Non-lead
042457 | LOT 68 2950 OVERSEAS HWY |  | Polytube | Yes |  | 2022-07-07 |  | PVC |  | Yes |  | 2022-07-07 |  | Non-lead
042458 | LOT 69 2950 OVERSEAS HWY |  | Polytube | Yes |  | 2022-07-07 |  | PVC |  | Yes |  | 2022-07-07 |  | Non-lead
042459 | LOT 70 2950 OVERSEAS HWY |  | Polytube | Yes |  | 2022-07-07 |  | PVC |  | Yes |  | 2022-07-07 |  | Non-lead
042460 | LOT 71 2950 OVERSEAS HWY |  | Polytube | Yes |  | 2018-10-26 |  | Unknown |  | Yes |  | 2018-10-26 |  | Lead Status Unknown
042461 | LOT 72 2950 OVERSEAS HWY |  | Polytube | Yes |  | 2022-08-04 |  | PVC |  | Yes |  | 2022-08-04 |  | Non-lead
042462 | LOT 73 2950 OVERSEAS HWY |  | Polytube | Yes |  | 2023-12-22 |  | Unknown |  | Yes |  | 2023-12-22 |  | Lead Status Unknown
042463 | LOT 74 2950 OVERSEAS HWY |  | Polytube | Yes |  | 2018-12-11 |  | Polytube |  | Yes |  | 2018-12-11 |  | Non-lead
042464 | LOT 75 2950 OVERSEAS HWY |  | Polytube | Yes |  | 2018-04-30 |  | Polytube |  | Yes |  | 2018-04-30 |  | Non-Lead
042465 | LOT 76 2950 OVERSEAS HWY |  | Polytube | No |  |  |  | Unknown |  | No |  |  |  | Lead Status Unknown
042466 | LOT 77 2950 OVERSEAS HWY |  | Unknown | Yes |  | 2024-07-24 |  | Unknown |  | Yes |  | 2024-07-24 |  | Lead Status Unknown
042467 | LOT 78 2950 OVERSEAS HWY |  | Polytube | Yes |  | 2023-07-28 |  | Polytube |  | Yes |  | 2023-07-28 |  | Non-Lead
042468 | LOT 79 2950 OVERSEAS HWY |  | Polytube | Yes |  | 2018-05-02 |  | PVC |  | Yes |  | 2018-05-02 |  | Non-lead
042469 | 320 SOUND DR |  | Polytube | Yes |  | 2023-06-27 |  | PVC | 1980 | Yes |  | 2023-06-27 |  | Non-lead
042470 | 3 ATLANTIC AVE |  | Polytube | Yes |  | 2022-08-26 |  | PVC | 1991 | Yes |  | 2022-08-26 |  | Non-lead
042471 | 121 GALLEON RD |  | Unknown, Non-Lead | Yes |  | 2020-03-23 |  | Unknown, Non-Lead | 1992 | Yes |  | 2020-03-23 |  | Non-lead
042472 | 159 BOUGANVILLA ST |  | Unknown, Non-Lead | Yes |  | 2023-12-15 |  | PVC | 2000 | Yes |  | 2023-12-15 |  | Non-lead
042473 | 260 TARPON ST L1,2 |  | Unknown, Non-Lead | Yes |  | 2018-09-28 |  | Unknown, Non-Lead | 1992 | Yes |  | 2018-09-28 |  | Non-lead
042474 | 29130 CAMELLIA LN |  | Unknown, Non-Lead | Yes |  | 2018-11-29 |  | PVC | 1992 | Yes |  | 2018-11-29 |  | Non-lead
042475 | 17192 MARLIN DR |  | Unknown, Non-Lead | No |  |  |  | Unknown, Non-Lead | 1992 | No |  |  |  | Non-lead
042476 | #5 402 GULF PRT ST |  | Polytube | Yes |  | 2022-06-22 |  | PVC | 1962 | Yes |  | 2022-06-22 |  | Non-lead
042478 | 17037 W BONITA LN |  | Polytube | Yes |  | 2022-06-10 |  | PVC | 1992 | Yes |  | 2022-06-10 |  | Non-lead
042479 | 121 MARINA AVE |  | Polytube | Yes |  | 2023-05-04 |  | PVC | 1963 | Yes |  | 2023-05-04 |  | Non-lead
042480 | 96 MARINA AVE |  | Unknown, Non-Lead | Yes |  | 2019-05-30 |  | Unknown, Non-Lead | 1992 | Yes |  | 2019-05-30 |  | Non-lead
042481 | 173 OCEAN SHORES DRI |  | Polytube | Yes |  | 2022-11-23 |  | PVC | 1995 | Yes |  | 2022-11-23 |  | Non-lead
042482 | 969 N SHAW DR |  | Polytube | Yes |  | 2022-08-26 |  | PVC | 1993 | Yes |  | 2022-08-26 |  | Non-lead
042483 | 300 GROUPER TR FRONT |  | Polytube | Yes |  | 2023-01-31 |  | PVC | 1974 | Yes |  | 2023-01-31 |  | Non-lead
042485 | 2728 N ROOSEVELT BLVD |  | Unknown, Non-Lead | Yes |  | 2020-05-04 |  | Unknown, Non-Lead | 1992 | Yes |  | 2020-05-04 |  | Non-lead
042486 | REAR 300 GROUPER TRAIL |  | Polytube | Yes |  | 2023-02-17 |  | PVC | 1974 | Yes |  | 2023-02-17 |  | Non-lead
042487 | 200 THOMPSONVILLE RD |  | Polytube | Yes |  | 2022-06-03 |  | PVC | 1948 | Yes |  | 2022-06-03 |  | Non-lead
042488 | 36 CARDINAL LN |  | Unknown, Non-Lead | No |  |  |  | Unknown, Non-Lead | 1993 | No |  |  |  | Non-lead
042489 | 16 CORRINE PL |  | Polytube | Yes |  | 2024-07-22 |  | PVC | 1981 | Yes |  | 2024-07-22 |  | Non-lead
042490 | 389 LAGUNA AVE |  | Polytube | Yes |  | 2023-10-25 |  | PVC | 1992 | Yes |  | 2023-10-25 |  | Non-lead
042491 | 2278 SAN MARCO DR |  | Unknown, Non-Lead | Yes |  | 2024-04-19 |  | Unknown, Non-Lead | 1992 | Yes |  | 2024-04-19 |  | Non-lead
042492 | 820 1ST ST |  | Unknown, Non-Lead | Yes |  | 2024-06-28 |  | Unknown, Non-Lead | 2003 | Yes |  | 2024-06-28 |  | Non-lead
042493 | 99 PIPPIN DR |  | Unknown, Non-Lead | Yes |  | 2022-09-19 |  | Unknown, Non-Lead | 1993 | Yes |  | 2022-09-19 |  | Non-lead
042494 | 189 LORELANE PL |  | Unknown, Non-Lead | Yes |  | 2020-05-07 |  | PVC | 2006 | Yes |  | 2020-05-07 |  | Non-lead
042495 | 128 LORELANE PL |  | Unknown, Non-Lead | Yes |  | 2021-12-29 |  | Unknown, Non-Lead | 1993 | Yes |  | 2021-12-29 |  | Non-lead
042496 | 130 LORELANE PL |  | Unknown, Non-Lead | Yes |  | 2021-12-10 |  | Copper | 1993 | Yes |  | 2021-12-10 |  | Non-lead
042497 | 204 THOMPSONVILLE RD |  | Polytube | Yes |  | 2022-06-03 |  | PVC | 1948 | Yes |  | 2022-06-03 |  | Non-lead
042498 | JUNIOR COLLEGE RD |  | Unknown, Non-Lead | Yes |  | 2024-04-09 |  | Polytube | 1988 | Yes |  | 2024-04-09 |  | Non-lead
042499 | 30467 DATE ROW |  | Unknown, Non-Lead | Yes |  | 2022-07-25 |  | Unknown, Non-Lead | 1992 | Yes |  | 2022-07-25 |  | Non-lead
042500 | 1506 UNITED ST |  | Polytube | Yes |  | 2022-09-02 |  | PVC | 1943 | Yes |  | 2022-09-02 |  | Non-lead
042501 | LOT 4G 88976 OVERSEAS HWY |  | Polytube | Yes |  | 2022-07-12 |  | PVC | 1948 | Yes |  | 2022-07-12 |  | Non-lead
042502 | 24 E SNAPPER PT DR |  | Unknown, Non-Lead | Yes |  | 2020-01-06 |  | PVC | 1992 | Yes |  | 2020-01-06 |  | Non-lead
042503 | 157 VENETIAN DR |  | Polytube | Yes |  | 2022-06-21 |  | PVC | 1992 | Yes |  | 2022-06-21 |  | Non-lead
042504 | 118 FIRST TERR |  | Unknown, Non-Lead | No |  |  |  | Unknown, Non-Lead | 1992 | No |  |  |  | Non-lead
042505 | 99751 OVERSEAS HWY |  | Unknown, Non-Lead | Yes |  | 2021-06-01 |  | Unknown, Non-Lead | 1992 | Yes |  | 2021-06-01 |  | Non-lead
042506 | 83 VENETIAN WAY |  | Unknown, Non-Lead | Yes |  | 2023-03-31 |  | Unknown, Non-Lead | 1992 | Yes |  | 2023-03-31 |  | Non-lead
042507 | 30338 FLAMINGO LN |  | Polytube | Yes |  | 2020-04-27 |  | PVC | 1992 | Yes |  | 2020-04-27 |  | Non-lead
042508 | LOT 097 1571 OVERSEAS HWY |  | PVC | Yes |  | 2022-10-05 |  | PVC | 1952 | Yes |  | 2022-10-05 |  | Non-lead
042509 | 896 81ST ST |  | Unknown, Non-Lead | Yes |  | 2024-07-03 |  | Unknown, Non-Lead | 1992 | Yes |  | 2024-07-03 |  | Non-lead
042510 | 1819 GROUPER DR |  | Unknown, Non-Lead | Yes |  | 2022-01-21 |  | Unknown, Non-Lead | 1993 | Yes |  | 2022-01-21 |  | Non-lead
042511 | LOT 023 1571 OVERSEAS HWY |  | PVC | Yes |  | 2022-11-18 |  | PVC | 1952 | Yes |  | 2022-11-18 |  | Non-Lead
042512 | 10 OCEAN EAST |  | Unknown, Non-Lead | Yes |  | 2023-05-08 |  | Unknown, Non-Lead | 1992 | Yes |  | 2023-05-08 |  | Non-lead
042513 | 611 W INDIES DR |  | Unknown, Non-Lead | Yes |  | 2019-08-31 |  | Unknown, Non-Lead | 1992 | Yes |  | 2019-08-31 |  | Non-lead
042514 | 20 BAY DR |  | Polytube | Yes |  | 2023-08-21 |  | PVC | 1986 | Yes |  | 2023-08-21 |  | Non-lead
042515 | 22870 BLACKBEARD LN |  | Unknown, Non-Lead | Yes |  | 2016-12-29 |  | Unknown, Non-Lead | 1992 | Yes |  | 2016-12-29 |  | Non-lead
042516 | 3668 LANDERS ST |  | Polytube | Yes |  | 2019-10-16 |  | PVC | 1991 | Yes |  | 2019-10-16 |  | Non-lead
042517 | 140 SUGARLOAF DR |  | Unknown, Non-Lead | Yes |  | 2019-11-18 |  | Unknown, Non-Lead | 1989 | Yes |  | 2019-11-18 |  | Non-lead
042518 | 41 CARD SOUND RD |  | Unknown, Non-Lead | Yes |  | 2021-09-07 |  | PVC | 2000 | Yes |  | 2021-09-07 |  | Non-lead
042519 | 142 FIRST RD |  | Unknown, Non-Lead | No |  |  |  | Unknown, Non-Lead | 1992 | No |  |  |  | Non-lead
042520 | 125 MILANO DR |  | Unknown, Non-Lead | Yes |  | 2021-01-08 |  | PVC | 1992 | Yes |  | 2021-01-08 |  | Non-lead
042521 | 282 S COCONUT PALM Blvd |  | Polytube | Yes |  | 2022-06-14 |  | PVC | 1964 | Yes |  | 2022-06-14 |  | Non-lead
042522 | 13 BLUEWATER DR |  | Polytube | Yes |  | 2023-05-04 |  | PVC | 2020 | Yes |  | 2023-05-04 |  | Non-lead
042523 | 451 E SHORE DR |  | Unknown, Non-Lead | Yes |  | 2021-06-01 |  | Unknown, Non-Lead | 1993 | Yes |  | 2021-06-01 |  | Non-lead
042524 | 20878 W 5TH AVE |  | Unknown, Non-Lead | Yes |  | 2024-01-25 |  | PVC | 1995 | Yes |  | 2024-01-25 |  | Non-lead
042525 | 28274 HELEN AVE |  | Unknown, Non-Lead | Yes |  | 2024-06-04 |  | Unknown, Non-Lead | 2005 | Yes |  | 2024-06-04 |  | Non-lead
042526 | 764 EAST SHORE DR |  | Unknown, Non-Lead | No |  |  |  | Unknown, Non-Lead | 1991 | No |  |  |  | Non-lead
042527 | #L166 110 FRONT ST |  | Unknown, Non-Lead | Yes |  | 2020-05-06 |  | Unknown, Non-Lead | 1992 | Yes |  | 2020-05-06 |  | Non-lead
042528 | 653 INDIES RD |  | Unknown, Non-Lead | No |  |  |  | Unknown, Non-Lead | 1993 | No |  |  |  | Non-lead
042529 | 2758 N ROOSEVELT BLVD |  | Unknown, Non-Lead | Yes |  | 2020-05-04 |  | Unknown, Non-Lead | 1992 | Yes |  | 2020-05-04 |  | Non-lead
042530 | 16657 HOLLY LN |  | Unknown, Non-Lead | Yes |  | 2019-10-03 |  | PVC | 1994 | Yes |  | 2019-10-03 |  | Non-lead
042531 | 2782 N ROOSEVELT BLVD |  | Unknown, Non-Lead | Yes |  | 2022-02-17 |  | Unknown, Non-Lead | 1992 | Yes |  | 2022-02-17 |  | Non-lead
042532 | 16600 CYPRESS RD |  | Polytube | Yes |  | 2022-11-09 |  | PVC | 1992 | Yes |  | 2022-11-09 |  | Non-lead
042533 | 20945 8TH WEST AVE |  | Unknown, Non-Lead | Yes |  | 2020-10-27 |  | Unknown, Non-Lead | 1992 | Yes |  | 2020-10-27 |  | Non-lead
042534 | 2724 N ROOSEVELT BLVD |  | None | Yes |  | 2024-01-17 |  | PVC | 1992 | Yes |  | 2024-01-17 |  | Non-Lead
042535 | 2123 SAN REMO DR |  | Unknown, Non-Lead | Yes |  | 2021-07-26 |  | Unknown, Non-Lead | 1992 | Yes |  | 2021-07-26 |  | Non-lead
042536 | 2460 COCO PLUM DR |  | Polytube | Yes |  | 2024-04-03 |  | PVC | 1992 | Yes |  | 2024-04-03 |  | Non-lead
042537 | 335 13TH ST |  | Unknown, Non-Lead | Yes |  | 2018-05-18 |  | Unknown, Non-Lead | 1992 | Yes |  | 2018-05-18 |  | Non-lead
042538 | 501 12TH ST |  | Polytube | Yes |  | 2023-11-03 |  | PVC | 1983 | Yes |  | 2023-11-03 |  | Non-lead
042539 | 3718 SEAGRAPE ST |  | Polytube | Yes |  | 2022-06-06 |  | PVC | 1994 | Yes |  | 2022-06-06 |  | Non-lead
042540 | 50 SHORELAND DR |  | Unknown, Non-Lead | Yes |  | 2017-08-03 |  | PVC | 1992 | Yes |  | 2017-08-03 |  | Non-lead
042541 | 10 BUTTONWOOD / ORANGE DR |  | Unknown, Non-Lead | No |  |  |  | Unknown, Non-Lead | 1992 | No |  |  |  | Non-lead
042542 | 100 FOURTH LN |  | Unknown, Non-Lead | Yes |  | 2020-01-27 |  | Unknown, Non-Lead | 1992 | Yes |  | 2020-01-27 |  | Non-lead
042543 | 78 JEAN LAFITTE DR |  | Unknown, Non-Lead | Yes |  | 2023-07-13 |  | Unknown, Non-Lead | 1988 | Yes |  | 2023-07-13 |  | Non-lead
042544 | 248 TARPON ST |  | Unknown, Non-Lead | Yes |  | 2017-11-22 |  | PVC | 1993 | Yes |  | 2017-11-22 |  | Non-lead
042545 | 28533 TORTUGA RD |  | Unknown, Non-Lead | Yes |  | 2023-08-24 |  | Unknown, Non-Lead | 1993 | Yes |  | 2023-08-24 |  | Non-lead
042546 | APT 2 UP 1027 HOWE ST |  | Polytube | Yes |  | 2022-11-07 |  | PVC | 1959 | Yes |  | 2022-11-07 |  | Non-lead
042547 | APT 1 COTTAGE 1027 HOWE ST |  | Polytube | Yes |  | 2023-11-28 |  | PVC | 1959 | Yes |  | 2023-11-28 |  | Non-lead
042548 | 20916 W 9TH AVE |  | Polytube | Yes |  | 2023-07-25 |  | PVC | 1992 | Yes |  | 2023-07-25 |  | Non-lead
042549 | 12 EXUMA RD |  | Unknown, Non-Lead | No |  |  |  | Unknown, Non-Lead | 1990 | No |  |  |  | Non-lead
042550 | 3 82762 OVERSEAS HWY |  | Unknown, Non-Lead | Yes |  | 2021-08-05 |  | Unknown, Non-Lead | 1998 | Yes |  | 2021-08-05 |  | Non-lead
042551 | 52 WATERWAYS DR |  | Unknown, Non-Lead | Yes |  | 2024-04-19 |  | PVC | 1993 | Yes |  | 2024-04-19 |  | Non-lead
042552 | 292 GARDENIA ST |  | Polytube | Yes |  | 2024-09-23 |  | PVC | 1974 | Yes |  | 2024-09-23 |  | Non-lead
042553 | 374 BAHIA AVE |  | Unknown, Non-Lead | No |  |  |  | Unknown, Non-Lead | 1992 | No |  |  |  | Non-lead
042554 | 2760 N ROOSEVELT BLVD |  | Polytube | Yes |  | 2025-03-13 |  | PVC | 1992 | Yes |  | 2025-03-13 |  | Non-lead
042555 | 957 OCEAN DR |  | Unknown, Non-Lead | No |  |  |  | Unknown, Non-Lead | 1992 | No |  |  |  | Non-lead
042556 | UNIT 3 UP 906 TRUMAN AVE |  | PVC | Yes |  | 2023-03-23 |  | PVC | 1933 | Yes |  | 2023-03-23 |  | Non-lead
042557 | APT 2 906 TRUMAN AVE |  | PVC | Yes |  | 2023-03-23 |  | PVC | 1933 | Yes |  | 2023-03-23 |  | Non-lead
042558 | UNIT 1 DOWN 906 TRUMAN AVE |  | PVC | Yes |  | 2023-03-23 |  | PVC | 1933 | Yes |  | 2023-03-23 |  | Non-lead
042559 | 22938 PORT ROYAL LANE |  | Unknown, Non-Lead | Yes |  | 2018-03-09 |  | PVC | 1992 | Yes |  | 2018-03-09 |  | Non-lead
042560 | 2716 N ROOSEVELT BLVD |  | Unknown, Non-Lead | No |  |  |  | Unknown, Non-Lead | 1992 | No |  |  |  | Non-lead
042561 | APT 3 325 DUVAL ST |  | PVC | Yes |  | 2022-12-02 |  | PVC | 1958 | Yes |  | 2022-12-02 |  | Non-lead
042562 | APT 5 325 DUVAL ST |  | PVC | Yes |  | 2024-06-10 |  | PVC | 1958 | Yes |  | 2024-06-10 |  | Non-lead
042563 | APT 6 325 DUVAL ST |  | PVC | Yes |  | 2022-12-02 |  | PVC | 1958 | Yes |  | 2022-12-02 |  | Non-lead
042564 | APT 2 325 DUVAL ST |  | PVC | Yes |  | 2022-12-02 |  | PVC | 1958 | Yes |  | 2022-12-02 |  | Non-lead
042565 | APT 4 325 DUVAL ST |  | PVC | Yes |  | 2022-12-02 |  | PVC | 1958 | Yes |  | 2022-12-02 |  | Non-lead
042566 | 279 ST THOMAS AVE |  | Unknown, Non-Lead | No |  |  |  | Unknown, Non-Lead | 1992 | No |  |  |  | Non-lead
042567 | 273 HIBISCUS ST |  | Polytube | Yes |  | 2022-05-09 |  | PVC | 1992 | Yes |  | 2022-05-09 |  | Non-lead
042568 | 9 BAYBERRY LN |  | Unknown, Non-Lead | Yes |  | 2018-12-20 |  | Unknown, Non-Lead | 1992 | Yes |  | 2018-12-20 |  | Non-lead
042569 | 720 SHARON PL |  | Polytube | Yes |  | 2022-09-29 |  | PVC | 1972 | Yes |  | 2022-09-29 |  | Non-lead
042570 | 73 N BOUNTY LANE |  | Polytube | Yes |  | 2025-05-12 |  | PVC | 1992 | Yes |  | 2025-05-12 |  | Non-lead
042571 | 71 BAY DR |  | Unknown, Non-Lead | Yes |  | 2019-09-19 |  | Unknown, Non-Lead | 1992 | Yes |  | 2019-09-19 |  | Non-lead
042572 | 113 PATRICIA LN |  | Unknown, Non-Lead | No |  |  |  | Unknown, Non-Lead | 2002 | No |  |  |  | Non-lead
042573 | 431 12TH ST |  | Unknown, Non-Lead | Yes |  | 2023-09-25 |  | Unknown, Non-Lead | 1993 | Yes |  | 2023-09-25 |  | Non-lead
042574 | 112 SAGUARO LT 6 BK LN |  | Unknown, Non-Lead | Yes |  | 2024-03-25 |  | PVC | 1992 | Yes |  | 2024-03-25 |  | Non-lead
042575 | 1497 COPA D'ORO |  | Unknown, Non-Lead | Yes |  | 2024-04-17 |  | Unknown, Non-Lead | 1989 | Yes |  | 2024-04-17 |  | Non-lead
042576 | 760 12TH ST |  | Unknown, Non-Lead | Yes |  | 2021-07-16 |  | Unknown, Non-Lead | 1992 | Yes |  | 2021-07-16 |  | Non-lead
042577 | 2400 N ROOSEVELT BLVD |  | Unknown | Yes |  | 2022-07-18 |  | Unknown | 1958 | Yes |  | 2022-07-18 |  | Lead Status Unknown
042578 | 38 KEY HAVEN RD |  | Unknown, Non-Lead | No |  |  |  | Unknown, Non-Lead | 1992 | No |  |  |  | Non-lead
042580 | 24356 OVERSEAS HWY |  | Polytube | Yes |  | 2023-04-25 |  | PVC |  | Yes |  | 2023-04-25 |  | Non-lead
042581 | 194 CUTTHROAT DR |  | Polytube | Yes |  | 2022-12-28 |  | PVC | 1963 | Yes |  | 2022-12-28 |  | Non-lead
042582 | 476 BAHIA AVE |  | Unknown, Non-Lead | No |  |  |  | Unknown, Non-Lead | 1988 | No |  |  |  | Non-lead
042583 | 136 BAYVIEW ISLE DR |  | Unknown, Non-Lead | Yes |  | 2021-05-27 |  | Unknown, Non-Lead | 1990 | Yes |  | 2021-05-27 |  | Non-lead
042584 | 95 PLAZA DEL SOL |  | Unknown, Non-Lead | Yes |  | 2020-11-24 |  | Unknown, Non-Lead | 1993 | Yes |  | 2020-11-24 |  | Non-lead
042585 | 27 SOUTH DR |  | Polytube | Yes |  | 2022-12-05 |  | PVC | 1980 | Yes |  | 2022-12-05 |  | Non-lead
042586 | 17 GALE PLACE |  | Polytube | Yes |  | 2023-01-25 |  | PVC | 1984 | Yes |  | 2023-01-25 |  | Non-lead
042587 | 323 AVENUE A |  | Unknown | Yes |  | 2023-05-04 |  | Unknown | 1987 | Yes |  | 2023-05-04 |  | Lead Status Unknown
042588 | 800 TAMARIND LN |  | Unknown, Non-Lead | Yes |  | 2020-01-09 |  | PVC | 1996 | Yes |  | 2020-01-09 |  | Non-lead
042589 | 316 GULF ST |  | Polytube | Yes |  | 2023-03-29 |  | PVC | 1954 | Yes |  | 2023-03-29 |  | Non-lead
042590 | 877 LAPALOMA RD |  | Unknown, Non-Lead | Yes |  | 2022-02-24 |  | PVC | 1993 | Yes |  | 2022-02-24 |  | Non-lead
042591 | 212 CUBA RD |  | Polytube | Yes |  | 2023-05-25 |  | PVC | 1972 | Yes |  | 2023-05-25 |  | Non-lead
042592 | 188 LAPALOMA RD |  | Polytube | Yes |  | 2023-03-29 |  | PVC | 1981 | Yes |  | 2023-03-29 |  | Non-lead
042593 | 29116 ASTER LN |  | Unknown, Non-Lead | No |  |  |  | Unknown, Non-Lead | 1992 | No |  |  |  | Non-lead
042595 | 118 COURT CONTESSA L |  | Unknown, Non-Lead | No |  |  |  | Unknown, Non-Lead | 1992 | No |  |  |  | Non-lead
042596 | 59 PLAZA DEL SOL |  | Unknown, Non-Lead | Yes |  | 2020-03-30 |  | PVC | 1992 | Yes |  | 2020-03-30 |  | Non-lead
042597 | L5520 552 OCEAN CAY DR |  | Unknown, Non-Lead | Yes |  | 2019-06-24 |  | PVC | 2006 | Yes |  | 2019-06-24 |  | Non-lead
042598 | 150 TEQUESTA ST |  | Polytube | Yes |  | 2019-06-27 |  | PVC | 1993 | Yes |  | 2019-06-27 |  | Non-lead
042599 | 1020 W 75TH OCEAN ST |  | Polytube | Yes |  | 2023-01-19 |  | PVC | 1963 | Yes |  | 2023-01-19 |  | Non-lead
042600 | 1100 MANOR LN |  | Unknown, Non-Lead | Yes |  | 2024-10-03 |  | Unknown, Non-Lead | 1992 | Yes |  | 2024-10-03 |  | Non-lead
042601 | 118 NASSAU ST |  | Unknown, Non-Lead | Yes |  | 2024-05-13 |  | Unknown, Non-Lead | 1994 | Yes |  | 2024-05-13 |  | Non-lead
042602 | 138 MOCKINGBIRD LN |  | Unknown, Non-Lead | Yes |  | 2024-09-16 |  | PVC | 1992 | Yes |  | 2024-09-16 |  | Non-lead
042603 | 1707 NARCISSUS LANE |  | Polytube | Yes |  | 2024-05-17 |  | PVC | 1971 | Yes |  | 2024-05-17 |  | Non-lead
042604 | 1092 BAY DR |  | Unknown, Non-Lead | No |  |  |  | Unknown, Non-Lead | 1992 | No |  |  |  | Non-lead
042605 | 3635 SOUTH SEAS ST |  | Unknown, Non-Lead | Yes |  | 2018-09-21 |  | Unknown, Non-Lead | 1992 | Yes |  | 2018-09-21 |  | Non-lead
042606 | APT REAR 1208 DUVAL ST |  | Polytube | Yes |  | 2022-09-26 |  | PVC | 1928 | Yes |  | 2022-09-26 |  | Non-lead
042607 | 2796 N ROOSEVELT BLVD |  | Unknown, Non-Lead | No |  |  |  | Unknown, Non-Lead | 1992 | No |  |  |  | Non-lead
042608 | 28177 JULIA AVE |  | Polytube | Yes |  | 2024-06-04 |  | PVC | 1971 | Yes |  | 2024-06-04 |  | Non-lead
042609 | 24740 PARK DR |  | Unknown, Non-Lead | Yes |  | 2018-10-24 |  | Unknown, Non-Lead | 1991 | Yes |  | 2018-10-24 |  | Non-lead
042610 | UNIT 165 620 THOMAS ST |  | Unknown, Non-Lead | Yes |  | 2020-01-08 |  | Unknown, Non-Lead | 1991 | Yes |  | 2020-01-08 |  | Non-lead
042611 | UNIT 265 620 THOMAS ST |  | Unknown, Non-Lead | Yes |  | 2024-09-20 |  | Unknown, Non-Lead | 1991 | Yes |  | 2024-09-20 |  | Non-lead
042612 | UNIT 164 620 THOMAS ST |  | Unknown, Non-Lead | Yes |  | 2022-01-07 |  | Unknown, Non-Lead | 1991 | Yes |  | 2022-01-07 |  | Non-lead
042613 | UNIT 264 620 THOMAS ST |  | Polytube | Yes |  | 2022-07-29 |  | Copper | 1991 | Yes |  | 2022-07-29 |  | Non-lead
042614 | UNIT 263 620 THOMAS ST |  | Unknown, Non-Lead | Yes |  | 2020-01-13 |  | Unknown, Non-Lead | 1991 | Yes |  | 2020-01-13 |  | Non-lead
042615 | UNIT 163 620 THOMAS ST |  | Unknown, Non-Lead | Yes |  | 2020-07-16 |  | Unknown, Non-Lead | 1991 | Yes |  | 2020-07-16 |  | Non-lead
042616 | UNIT 262 620 THOMAS ST |  | Unknown, Non-Lead | No |  |  |  | Unknown, Non-Lead | 1991 | No |  |  |  | Non-lead
042617 | UNIT 162 620 THOMAS ST |  | Unknown, Non-Lead | Yes |  | 2023-10-02 |  | Unknown, Non-Lead | 1991 | Yes |  | 2023-10-02 |  | Non-lead
042618 | UNIT 261 620 THOMAS ST |  | Unknown, Non-Lead | No |  |  |  | Unknown, Non-Lead | 1991 | No |  |  |  | Non-lead
042619 | UNIT 161 620 THOMAS ST |  | Unknown, Non-Lead | Yes |  | 2022-01-27 |  | Unknown, Non-Lead | 1991 | Yes |  | 2022-01-27 |  | Non-lead
042620 | UNIT 260 620 THOMAS ST |  | Unknown, Non-Lead | No |  |  |  | Unknown, Non-Lead | 1991 | No |  |  |  | Non-lead
042621 | UNIT 160 620 THOMAS ST |  | Unknown, Non-Lead | No |  |  |  | Unknown, Non-Lead | 1991 | No |  |  |  | Non-lead
042622 | UNIT 159 620 THOMAS ST |  | Unknown, Non-Lead | No |  |  |  | Unknown, Non-Lead | 1991 | No |  |  |  | Non-lead
042623 | 572 BEACH RD |  | Polytube | Yes |  | 2022-07-20 |  | PVC | 1970 | Yes |  | 2022-07-20 |  | Non-lead
042624 | 14 BOWEN DR |  | Unknown, Non-Lead | Yes |  | 2018-02-06 |  | PVC | 1992 | Yes |  | 2018-02-06 |  | Non-lead
042625 | UNIT 301 80639 OLD HWY |  | Unknown, Non-Lead | Yes |  | 2018-07-19 |  | Unknown, Non-Lead | 1994 | Yes |  | 2018-07-19 |  | Non-lead
042626 | UNIT 302 80639 OLD HWY |  | Unknown, Non-Lead | Yes |  | 2019-09-17 |  | PVC | 1994 | Yes |  | 2019-09-17 |  | Non-lead
042627 | UNIT 303 80639 OLD HWY |  | Unknown, Non-Lead | Yes |  | 2022-01-31 |  | Unknown, Non-Lead | 1994 | Yes |  | 2022-01-31 |  | Non-lead
042628 | 27333 DOMINICA LN |  | Polytube | Yes |  | 2022-10-03 |  | PVC | 1992 | Yes |  | 2022-10-03 |  | Non-lead
042629 | UNIT 304 80639 OLD HWY |  | Unknown, Non-Lead | Yes |  | 2019-02-15 |  | Unknown, Non-Lead | 1994 | Yes |  | 2019-02-15 |  | Non-lead
042630 | UNIT 305 80639 OLD HWY |  | Unknown, Non-Lead | Yes |  | 2019-11-01 |  | Unknown, Non-Lead | 1994 | Yes |  | 2019-11-01 |  | Non-lead
042631 | UNIT 306 80639 OLD HWY |  | Unknown, Non-Lead | Yes |  | 2018-08-28 |  | Unknown, Non-Lead | 1994 | Yes |  | 2018-08-28 |  | Non-lead
042632 | UNIT 307 80639 OLD HWY |  | Unknown, Non-Lead | Yes |  | 2021-02-16 |  | Unknown, Non-Lead | 1994 | Yes |  | 2021-02-16 |  | Non-lead
042633 | UNIT 308 80639 OLD HWY |  | Unknown, Non-Lead | Yes |  | 2019-07-15 |  | Unknown, Non-Lead | 1994 | Yes |  | 2019-07-15 |  | Non-lead
042634 | UNIT 309 80639 OLD HWY |  | Unknown, Non-Lead | Yes |  | 2021-01-06 |  | Unknown, Non-Lead | 1994 | Yes |  | 2021-01-06 |  | Non-lead
042635 | 263 BAY DR |  | Polytube | Yes |  | 2023-01-30 |  | PVC | 1958 | Yes |  | 2023-01-30 |  | Non-lead
042636 | SO 115 COCOPLUM RD |  | Unknown, Non-Lead | Yes |  | 2019-02-19 |  | Unknown, Non-Lead | 1995 | Yes |  | 2019-02-19 |  | Non-lead
042637 | 854 CARDINAL LN |  | Unknown, Non-Lead | Yes |  | 2022-01-24 |  | PVC | 1992 | Yes |  | 2022-01-24 |  | Non-lead
042638 | 2720 N ROOSEVELT BLVD |  | Unknown, Non-Lead | Yes |  | 2021-04-09 |  | Unknown, Non-Lead | 1992 | Yes |  | 2021-04-09 |  | Non-lead
042639 | 21 DRIFTWOOD DR |  | Polytube | Yes |  | 2022-05-09 |  | PVC | 1992 | Yes |  | 2022-05-09 |  | Non-lead
042640 | 1644 BOGIE DR |  | Polytube | Yes |  | 2024-05-02 |  | PVC | 1992 | Yes |  | 2024-05-02 |  | Non-lead
042641 | DOCK 1432 HARBOR DR |  | Polytube | Yes |  | 2023-02-28 |  | PVC | 1959 | Yes |  | 2023-02-28 |  | Non-lead
042642 | 58417 MORTON ST |  | Polytube | Yes |  | 2023-09-07 |  | PVC | 1963 | Yes |  | 2023-09-07 |  | Non-lead
042643 | 800 80TH OCEAN ST |  | Polytube | Yes |  | 2023-04-25 |  | PVC | 1992 | Yes |  | 2023-04-25 |  | Non-lead
042644 | 58009 E MORTON ST |  | Polytube | Yes |  | 2023-08-08 |  | PVC | 1993 | Yes |  | 2023-08-08 |  | Non-lead
042645 | 740 12TH ST |  | Polytube | Yes |  | 2022-11-22 |  | PVC | 1994 | Yes |  | 2022-11-22 |  | Non-lead
042646 | 117 AVE E |  | Polytube | Yes |  | 2022-11-07 |  | PVC | 1994 | Yes |  | 2022-11-07 |  | Non-lead
042647 | 17041 STARFISH LN W |  | Polytube | Yes |  | 2023-02-10 |  | PVC | 1996 | Yes |  | 2023-02-10 |  | Non-lead
042648 | 133 VENETIAN WAY |  | Unknown, Non-Lead | Yes |  | 2023-12-15 |  | PVC | 1992 | Yes |  | 2023-12-15 |  | Non-lead
042649 | 95 MARINA AVE |  | Unknown, Non-Lead | No |  |  |  | Unknown, Non-Lead | 1992 | No |  |  |  | Non-lead
042650 | 219 UPPER MATECUMBE RD |  | Unknown, Non-Lead | Yes |  | 2023-03-06 |  | Unknown, Non-Lead | 1992 | Yes |  | 2023-03-06 |  | Non-lead
042651 | 121 RIVIERA DR |  | Unknown, Non-Lead | Yes |  | 2021-03-19 |  | Unknown, Non-Lead | 1992 | Yes |  | 2021-03-19 |  | Non-lead
042652 | 59 MUTINY PL |  | Unknown, Non-Lead | Yes |  | 2023-03-29 |  | Unknown, Non-Lead | 1992 | Yes |  | 2023-03-29 |  | Non-lead
042653 | 629 ISLAND DR |  | Unknown, Non-Lead | Yes |  | 2021-04-30 |  | PVC | 1992 | Yes |  | 2021-04-30 |  | Non-lead
042654 | 2764 N ROOSEVELT BLVD |  | PVC | Yes |  | 2025-03-13 |  | Polytube | 1992 | Yes |  | 2025-03-13 |  | Non-lead
042655 | 577 HECK AVE |  | Unknown, Non-Lead | Yes |  | 2022-01-06 |  | Unknown, Non-Lead | 1992 | Yes |  | 2022-01-06 |  | Non-lead
042656 | 3693 LANDERS ST |  | Unknown, Non-Lead | Yes |  | 2020-01-23 |  | Polytube | 1992 | Yes |  | 2020-01-23 |  | Non-lead
042657 | 5 DRIFTWOOD TERR |  | Unknown, Non-Lead | No |  |  |  | Unknown, Non-Lead | 1992 | No |  |  |  | Non-lead
042658 | 100 SACARMA DR |  | Polytube | Yes |  | 2022-11-09 |  | PVC | 1975 | Yes |  | 2022-11-09 |  | Non-lead
042659 | 27036 DOLPHIN RD |  | Unknown, Non-Lead | Yes |  | 2018-05-01 |  | PVC | 1991 | Yes |  | 2018-05-01 |  | Non-lead
042660 | 158 APACHE ST |  | Unknown, Non-Lead | Yes |  | 2022-11-28 |  | Unknown, Non-Lead | 1992 | Yes |  | 2022-11-28 |  | Non-lead
042661 | 215 OJIBWAY AVE |  | Polytube | Yes |  | 2022-05-16 |  | PVC | 1987 | Yes |  | 2022-05-16 |  | Non-lead
042662 | 4 MANGROVE LN |  | Unknown, Non-Lead | No |  |  |  | Unknown, Non-Lead | 1989 | No |  |  |  | Non-lead
042663 | 202 W CANAL DR |  | Polytube | Yes |  | 2022-09-08 |  | PVC | 1994 | Yes |  | 2022-09-08 |  | Non-lead
042664 | 121 GUMBO LIMBO RD |  | Unknown, Non-Lead | Yes |  | 2024-06-20 |  | Unknown, Non-Lead | 1992 | Yes |  | 2024-06-20 |  | Non-lead
042665 | 178 HARBOR DR |  | Polytube | Yes |  | 2023-04-12 |  | PVC | 1968 | Yes |  | 2023-04-12 |  | Non-lead
042666 | 1007 SIMONTON ST |  | Polytube | Yes |  | 2022-10-31 |  | PVC | 1933 | Yes |  | 2022-10-31 |  | Non-lead
042667 | APT B 1007 SIMONTON ST |  | Polytube | Yes |  | 2022-10-31 |  | PVC | 1933 | Yes |  | 2022-10-31 |  | Non-lead
042668 | APT A 1007 SIMONTON ST |  | Polytube | Yes |  | 2022-10-31 |  | PVC | 1933 | Yes |  | 2022-10-31 |  | Non-lead
042669 | 29099 PINE AVE |  | Unknown, Non-Lead | Yes |  | 2023-10-20 |  | Unknown, Non-Lead | 1992 | Yes |  | 2023-10-20 |  | Non-lead
042670 | 14 B 1432 KENNEDY DR |  | Unknown, Non-Lead | Yes |  | 2018-08-09 |  | Unknown, Non-Lead | 1988 | Yes |  | 2018-08-09 |  | Non-lead
042671 | 676 HECK AVENUE |  | Unknown, Non-Lead | Yes |  | 2021-05-25 |  | Unknown, Non-Lead | 1992 | Yes |  | 2021-05-25 |  | Non-lead
042672 | 656 HECK AVE |  | Unknown, Non-Lead | Yes |  | 2023-10-20 |  | Unknown, Non-Lead | 1992 | Yes |  | 2023-10-20 |  | Non-lead
042673 | LEFT 230 9TH ST |  | Polytube | Yes |  | 2024-07-08 |  | PVC | 1968 | Yes |  | 2024-07-08 |  | Non-lead
042674 | 689 CALLE DE LUNA |  | Unknown, Non-Lead | Yes |  | 2021-11-12 |  | Unknown, Non-Lead | 1992 | Yes |  | 2021-11-12 |  | Non-lead
042675 | 1325 H AVE |  | Polytube | Yes |  | 2022-08-03 |  | PVC | 1993 | Yes |  | 2022-08-03 |  | Non-lead
042678 | 115 N BAHAMA DR |  | Unknown, Non-Lead | Yes |  | 2020-03-18 |  | PVC | 1992 | Yes |  | 2020-03-18 |  | Non-lead
042679 | 17127 W FLYING FISH LN |  | Unknown, Non-Lead | Yes |  | 2019-06-03 |  | Unknown, Non-Lead | 1994 | Yes |  | 2019-06-03 |  | Non-lead
042680 | 643 INDIES RD |  | Unknown, Non-Lead | No |  |  |  | Unknown, Non-Lead | 1992 | No |  |  |  | Non-lead
042681 | 17222 STARFISH LN E |  | Unknown, Non-Lead | Yes |  | 2018-04-10 |  | PVC | 1993 | Yes |  | 2018-04-10 |  | Non-lead
042682 | 250 AMELIA ST |  | Polytube | Yes |  | 2022-06-21 |  | Unknown |  | Yes |  | 2022-06-21 |  | Lead Status Unknown
042683 | 3545 FLAGLER AVE |  | Polytube | Yes |  | 2024-05-22 |  | Copper | 1966 | Yes |  | 2024-05-22 |  | Non-lead
042684 | LIFT STATION 1529 SEMINARY ST |  | Polytube | Yes |  | 2022-08-31 |  | PVC | 1950 | Yes |  | 2022-08-31 |  | Non-lead
042685 | 21076 3RD AVE |  | Polytube | Yes |  | 2022-10-31 |  | PVC | 1974 | Yes |  | 2022-10-31 |  | Non-lead
042686 | 250 TRUMBO RD |  | Polytube | Yes |  | 2023-12-20 |  | Unknown |  | Yes |  | 2023-12-20 |  | Lead Status Unknown
042687 | 60 WATERWAYS DR |  | Unknown, Non-Lead | Yes |  | 2018-05-31 |  | Unknown, Non-Lead | 1993 | Yes |  | 2018-05-31 |  | Non-lead
042689 | SEA KING CIRCLE |  | Unknown, Non-Lead | No |  |  |  | No Piping | Vacant | No |  |  |  | Non-lead
042690 | SEA JETTY MM RD |  | Unknown, Non-Lead | No |  |  |  | No Piping | Vacant | No |  |  |  | Non-lead
042691 | SEA KING CIRCLE |  | Unknown, Non-Lead | No |  |  |  | No Piping | Vacant | No |  |  |  | Non-lead
042692 | 82 CUTTHROAT DR |  | Unknown, Non-Lead | Yes |  | 2024-01-24 |  | Unknown, Non-Lead | 1991 | Yes |  | 2024-01-24 |  | Non-lead
042694 | SEA GULL 94825 OVERSEAS HWY |  | Unknown, Non-Lead | No |  |  |  | Unknown, Non-Lead | 2018 | No |  |  |  | Non-lead
042695 | CNR SEABIRD & SE RD |  | Unknown, Non-Lead | No |  |  |  | No Piping | Vacant | No |  |  |  | Non-lead
042696 | CNR SEA ANCHOR & RD |  | Unknown, Non-Lead | No |  |  |  | No Piping | Vacant | No |  |  |  | Non-lead
042698 | SEA ANCHOR CIRCL |  | Unknown, Non-Lead | No |  |  |  | No Piping | Vacant | No |  |  |  | Non-lead
042699 | 8 HARBOR ISLAND DR |  | Unknown, Non-Lead | Yes |  | 2018-08-30 |  | Unknown, Non-Lead | 1993 | Yes |  | 2018-08-30 |  | Non-lead
042700 | 80 OCEAN FRONT DR |  | Polytube | Yes |  | 2022-10-03 |  | PVC | 1993 | Yes |  | 2022-10-03 |  | Non-lead
042701 | 250 BOUGANVILLA ST |  | Polytube | No |  |  |  | PVC | 2007 | No |  |  |  | Non-lead
042702 | 157 OCALA DR |  | Unknown, Non-Lead | No |  |  |  | Unknown, Non-Lead | 1992 | No |  |  |  | Non-lead
042703 | 258 ATLANTIC BLVD |  | Polytube | Yes |  | 2022-06-15 |  | PVC | 1982 | Yes |  | 2022-06-15 |  | Non-lead
042704 | 1181 COATES LANE |  | Unknown, Non-Lead | Yes |  | 2018-12-31 |  | Unknown, Non-Lead | 1993 | Yes |  | 2018-12-31 |  | Non-lead
042705 | 2784 N ROOSEVELT BLVD |  | Unknown, Non-Lead | Yes |  | 2020-05-08 |  | Unknown, Non-Lead | 1992 | Yes |  | 2020-05-08 |  | Non-lead
042706 | 151 PALOMINO HORSE TRL |  | Unknown, Non-Lead | Yes |  | 2024-09-23 |  | Unknown, Non-Lead | 1992 | Yes |  | 2024-09-23 |  | Non-lead
042710 | 30383 QUAIL ROOST TRL |  | Unknown, Non-Lead | Yes |  | 2024-02-08 |  | Unknown, Non-Lead | 1992 | Yes |  | 2024-02-08 |  | Non-lead
042711 | 177 CARAMBOLA LN |  | Polytube | Yes |  | 2024-04-08 |  | PVC | 1979 | Yes |  | 2024-04-08 |  | Non-lead
042712 | 19688 DATE PALM DR |  | Unknown, Non-Lead | Yes |  | 2023-02-14 |  | Unknown, Non-Lead | 1992 | Yes |  | 2023-02-14 |  | Non-lead
042713 | 19518 CALOOSA ST |  | Unknown, Non-Lead | Yes |  | 2022-12-28 |  | Unknown, Non-Lead | 1992 | Yes |  | 2022-12-28 |  | Non-lead
042714 | 2805 N ROOSEVELT BLVD |  | Unknown, Non-Lead | No |  |  |  | Unknown, Non-Lead | 1992 | No |  |  |  | Non-lead
042715 | 166 DOVE LAKE DR |  | Unknown, Non-Lead | No |  |  |  | Unknown, Non-Lead | 1993 | No |  |  |  | Non-lead
042716 | 122 BAYVIEW ISLE DR |  | Polytube | Yes |  | 2022-06-15 |  | PVC | 1976 | Yes |  | 2022-06-15 |  | Non-lead
042717 | 110 PLANTATION AVE |  | Unknown, Non-Lead | No |  |  |  | Unknown, Non-Lead | 1993 | No |  |  |  | Non-lead
042718 | EAST SIDE 94825 OVERSEAS HWY |  | Unknown, Non-Lead | No |  |  |  | Unknown, Non-Lead | 2018 | No |  |  |  | Non-lead
042719 | 243 94825 OVERSEAS Hwy |  | Unknown, Non-Lead | Yes |  | 2022-01-27 |  | Unknown, Non-Lead | 2018 | Yes |  | 2022-01-27 |  | Non-lead
042720 | 734 GROUPER LN |  | Unknown, Non-Lead | No |  |  |  | Unknown, Non-Lead | 1994 | No |  |  |  | Non-lead
042721 | 412 SUNSHINE BLVD |  | Unknown, Non-Lead | Yes |  | 2019-07-10 |  | Unknown, Non-Lead | 1999 | Yes |  | 2019-07-10 |  | Non-lead
042722 | P/L1 SEC 69500 OVERSEAS HWY |  | Unknown, Non-Lead | Yes |  | 2023-07-07 |  | Unknown, Non-Lead | 1993 | Yes |  | 2023-07-07 |  | Non-lead
042723 | 152 TEQUESTA ST |  | Unknown, Non-Lead | No |  |  |  | Unknown, Non-Lead | 1994 | No |  |  |  | Non-lead
042724 | 181 CORAL AVE |  | Polytube | Yes |  | 2022-06-13 |  | PVC | 1981 | Yes |  | 2022-06-13 |  | Non-lead
042725 | 30387 QUAIL ROOST TRL |  | Unknown, Non-Lead | Yes |  | 2018-12-06 |  | Unknown, Non-Lead | 1992 | Yes |  | 2018-12-06 |  | Non-lead
042726 | 30387 QUAIL ROOST TRL |  | Unknown, Non-Lead | Yes |  | 2023-01-13 |  | Unknown, Non-Lead | 1992 | Yes |  | 2023-01-13 |  | Non-lead
042727 | 30385 QUAIL ROOST TRL |  | Unknown, Non-Lead | Yes |  | 2018-12-05 |  | Unknown, Non-Lead | 1992 | Yes |  | 2018-12-05 |  | Non-lead
042728 | 131 PALOMINO HORSE TRL |  | Unknown, Non-Lead | Yes |  | 2018-09-24 |  | Unknown, Non-Lead | 1992 | Yes |  | 2018-09-24 |  | Non-lead
042729 | 133 PALOMINO HORSE TRL |  | Polytube | Yes |  | 2023-05-11 |  | PVC | 1992 | Yes |  | 2023-05-11 |  | Non-lead
042730 | 135 PALOMINO HORSE TRL |  | Unknown, Non-Lead | Yes |  | 2017-06-21 |  | Unknown, Non-Lead | 1992 | Yes |  | 2017-06-21 |  | Non-lead
042731 | 137 PALOMINO HORSE TRL |  | Unknown, Non-Lead | Yes |  | 2023-05-11 |  | Unknown, Non-Lead | 1992 | Yes |  | 2023-05-11 |  | Non-lead
042732 | 527 DUVAL ST |  | Polytube | Yes |  | 2022-12-02 |  | PVC | 1933 | Yes |  | 2022-12-02 |  | Non-lead
042733 | 1046 BIG PINE AVE |  | Unknown, Non-Lead | Yes |  | 2019-12-23 |  | Unknown, Non-Lead | 1992 | Yes |  | 2019-12-23 |  | Non-lead
042734 | 180 ANA CT |  | Unknown, Non-Lead | Yes |  | 2017-08-17 |  | PVC | 1994 | Yes |  | 2017-08-17 |  | Non-lead
042735 | LOT 008/009 1571 OVERSEAS HWY |  | PVC | Yes |  | 2022-05-17 |  | PVC | 1952 | Yes |  | 2022-05-17 |  | Non-lead
042736 | 104 799 W OCEAN Dr |  | Unknown, Non-Lead | Yes |  | 2021-01-25 |  | Unknown, Non-Lead | 1990 | Yes |  | 2021-01-25 |  | Non-lead
042737 | 371 2ND St |  | Polytube | Yes |  | 2023-06-26 |  | PVC | 1992 | Yes |  | 2023-06-26 |  | Non-lead
042738 | LS 361 2ND ST |  | Unknown, Non-Lead | Yes |  | 2023-10-06 |  | PVC | 1992 | Yes |  | 2023-10-06 |  | Non-lead
042740 | 17069 BONEFISH LN W |  | Polytube | Yes |  | 2022-07-27 |  | PVC | 1993 | Yes |  | 2022-07-27 |  | Non-lead
042741 | 2756 N ROOSEVELT BLVD |  | Unknown, Non-Lead | Yes |  | 2020-05-04 |  | Unknown, Non-Lead | 1992 | Yes |  | 2020-05-04 |  | Non-lead
042742 | 19 SAPPHIRE DR |  | Unknown, Non-Lead | No |  |  |  | Unknown, Non-Lead | 1995 | No |  |  |  | Non-lead
042743 | 539 OCEAN CAY DR |  | Unknown, Non-Lead | Yes |  | 2021-07-12 |  | PVC | 1993 | Yes |  | 2021-07-12 |  | Non-lead
042744 | 157 ATLANTIC AVE |  | Unknown, Non-Lead | No |  |  |  | Unknown, Non-Lead | 1992 | No |  |  |  | Non-lead
042745 | 14 CORRINE PL |  | Unknown, Non-Lead | Yes |  | 2021-09-27 |  | Unknown, Non-Lead | 1992 | Yes |  | 2021-09-27 |  | Non-lead
042746 | 24 CORRINE PL |  | Polytube | Yes |  | 2024-10-15 |  | PVC | 1990 | Yes |  | 2024-10-15 |  | Non-lead
042747 | 21 CORRINE PL |  | Polytube | Yes |  | 2023-05-19 |  | PVC | 1991 | Yes |  | 2023-05-19 |  | Non-lead
042748 | UNIT E101 799 W OCEAN DR |  | Unknown, Non-Lead | Yes |  | 2018-08-13 |  | Unknown, Non-Lead | 1990 | Yes |  | 2018-08-13 |  | Non-lead
042749 | 745 98TH OCEAN ST |  | Polytube | Yes |  | 2024-09-05 |  | PVC | 1977 | Yes |  | 2024-09-05 |  | Non-lead
042750 | 21055 HAMILTON AVE |  | Unknown, Non-Lead | No |  |  |  | Unknown, Non-Lead | 1990 | No |  |  |  | Non-lead
042751 | 105 799 W OCEAN Dr |  | Unknown, Non-Lead | Yes |  | 2021-01-22 |  | Unknown, Non-Lead | 1990 | Yes |  | 2021-01-22 |  | Non-lead
042752 | 526 SOMBRERO BCH RD |  | Unknown, Non-Lead | Yes |  | 2024-01-24 |  | Unknown, Non-Lead | 2018 | Yes |  | 2024-01-24 |  | Non-lead
042753 | MASTER TAP 215 FKAA ISLE CONDO RESORT TAP |  | None | Yes |  | 2022-06-30 |  | None |  | Yes |  | 2022-06-30 |  | Non-lead
042754 | 205 SOUTHARD ST |  | Polytube | Yes |  | 2022-11-03 |  | PVC | 1992 | Yes |  | 2022-11-03 |  | Non-lead
042755 | UNIT 13 209 SOUTHARD ST |  | Unknown, Non-Lead | Yes |  | 2024-06-03 |  | Unknown, Non-Lead | 1992 | Yes |  | 2024-06-03 |  | Non-lead
042756 | 213 SOUTHARD ST |  | Unknown, Non-Lead | Yes |  | 2024-06-25 |  | Unknown, Non-Lead | 1992 | Yes |  | 2024-06-25 |  | Non-lead
042757 | 217 SOUTHARD ST |  | Unknown, Non-Lead | Yes |  | 2019-04-08 |  | Unknown, Non-Lead | 1992 | Yes |  | 2019-04-08 |  | Non-lead
042758 | 221 SOUTHARD ST |  | Unknown, Non-Lead | Yes |  | 2018-04-24 |  | Unknown, Non-Lead | 1992 | Yes |  | 2018-04-24 |  | Non-lead
042759 | 33 N BLACKWATER LN |  | Polytube | Yes |  | 2022-07-25 |  | PVC | 1975 | Yes |  | 2022-07-25 |  | Non-lead
042760 | 177 GARDENIA ST |  | Unknown, Non-Lead | Yes |  | 2018-02-23 |  | PVC | 1996 | Yes |  | 2018-02-23 |  | Non-lead
042761 | 21 JENNY LN |  | Polytube | Yes |  | 2023-02-08 |  | PVC | 1969 | Yes |  | 2023-02-08 |  | Non-lead
042762 | LOT 285 94825 OVERSEAS HWY |  | Polytube | Yes |  | 2018-12-28 |  | Unknown, Non-Lead | 2018 | Yes |  | 2018-12-28 |  | Non-lead
042763 | 194 INDIAN MOUND TR |  | Polytube | Yes |  | 2022-06-03 |  | PVC | 1972 | Yes |  | 2022-06-03 |  | Non-lead
042764 | 1220 WHITE ST |  | Polytube | Yes |  | 2022-07-18 |  | PVC | 1933 | Yes |  | 2022-07-18 |  | Non-lead
042765 | 210 PALMETTO AVE |  | Unknown, Non-Lead | Yes |  | 2018-09-28 |  | Unknown, Non-Lead | 1992 | Yes |  | 2018-09-28 |  | Non-lead
042766 | 27370 CROIX LANE (110 ST |  | Unknown, Non-Lead | No |  |  |  | Unknown, Non-Lead | 1992 | No |  |  |  | Non-lead
042767 | 476 BAY SHORE DR |  | Unknown, Non-Lead | Yes |  | 2018-03-06 |  | PVC | 1992 | Yes |  | 2018-03-06 |  | Non-lead
042768 | 29152 POINSETTA LANE |  | Unknown, Non-Lead | No |  |  |  | Unknown, Non-Lead | 1992 | No |  |  |  | Non-lead
042769 | 303 799 W OCEAN Dr |  | Unknown, Non-Lead | Yes |  | 2020-10-27 |  | Unknown, Non-Lead | 1990 | Yes |  | 2020-10-27 |  | Non-lead
042770 | 103 799 W OCEAN Dr |  | Unknown, Non-Lead | Yes |  | 2021-01-22 |  | Unknown, Non-Lead | 1990 | Yes |  | 2021-01-22 |  | Non-lead
042771 | 56283 OCEAN DR |  | Unknown, Non-Lead | Yes |  | 2024-09-06 |  | Unknown, Non-Lead | 1993 | Yes |  | 2024-09-06 |  | Non-lead
042772 | 13 TREASURE RD |  | Unknown, Non-Lead | Yes |  | 2021-04-19 |  | Unknown, Non-Lead | 1993 | Yes |  | 2021-04-19 |  | Non-lead
042773 | 565 COPA D'ORO |  | Unknown, Non-Lead | Yes |  | 2023-12-05 |  | PVC | 1992 | Yes |  | 2023-12-05 |  | Non-lead
042774 | 5501 COLLEGE RD |  | Unknown, Non-Lead | Yes |  | 2019-06-13 |  | Unknown, Non-Lead | 1993 | Yes |  | 2019-06-13 |  | Non-lead
042775 | . JR COLLEGE RD |  | Unknown, Non-Lead | No |  |  |  | Unknown, Non-Lead | 1993 | No |  |  |  | Non-lead
042776 | 113 SAWYER DR |  | Unknown, Non-Lead | Yes |  | 2024-09-19 |  | Unknown, Non-Lead | 1992 | Yes |  | 2024-09-19 |  | Non-lead
042777 | 29428 INDEPENDENCE AVE |  | Unknown, Non-Lead | Yes |  | 2018-12-11 |  | Unknown, Non-Lead | 1992 | Yes |  | 2018-12-11 |  | Non-lead
042778 | 3832 NO NAME RD |  | Unknown, Non-Lead | No |  |  |  | Unknown, Non-Lead | 1993 | No |  |  |  | Non-lead
042779 | 197 NAUTILUS DR |  | Unknown, Non-Lead | Yes |  | 2021-04-19 |  | Unknown, Non-Lead | 1992 | Yes |  | 2021-04-19 |  | Non-lead
042780 | 70 OCEAN FRONT PRT/ DR |  | Polytube | Yes |  | 2023-10-11 |  | PVC | 1993 | Yes |  | 2023-10-11 |  | Non-lead
042781 | 104 THIRD LN |  | Unknown, Non-Lead | No |  |  |  | Unknown, Non-Lead | 1993 | No |  |  |  | Non-lead
042782 | 558 OCEAN CAY DR |  | Unknown, Non-Lead | Yes |  | 2021-07-02 |  | Polytube | 1998 | Yes |  | 2021-07-02 |  | Non-lead
042783 | 149 LAKE RD |  | Unknown, Non-Lead | No |  |  |  | Unknown, Non-Lead | 1993 | No |  |  |  | Non-lead
042784 | 2798 N ROOSEVELT BLVD |  | Unknown, Non-Lead | Yes |  | 2023-09-18 |  | Unknown, Non-Lead | 1992 | Yes |  | 2023-09-18 |  | Non-lead
042785 | 865 LOGGERHEAD LN |  | Unknown, Non-Lead | Yes |  | 2017-07-28 |  | PVC | 1993 | Yes |  | 2017-07-28 |  | Non-lead
042786 | 21061 FIRST AVE |  | Polytube | Yes |  | 2024-04-26 |  | PVC | 1984 | Yes |  | 2024-04-26 |  | Non-lead
042787 | 1127 FLAGSHIP DRIVE |  | Unknown, Non-Lead | Yes |  | 2018-12-05 |  | Unknown, Non-Lead | 1993 | Yes |  | 2018-12-05 |  | Non-lead
042788 | 17214 LA BRISA |  | Unknown, Non-Lead | No |  |  |  | Unknown, Non-Lead | 1992 | No |  |  |  | Non-lead
042789 | REC ROOM 800 EMMA ST |  | Unknown, Non-Lead | No |  |  |  | Unknown, Non-Lead | 1991 | No |  |  |  | Non-lead
042790 | FIRE . HARBOUR WALK |  | Unknown, Non-Lead | Yes |  | 2018-07-19 |  | Copper | 1995 | Yes |  | 2018-07-19 |  | Non-lead
042791 | 17 SAPPHIRE DR |  | Polytube | Yes |  | 2023-08-02 |  | PVC | 1992 | Yes |  | 2023-08-02 |  | Non-lead
042792 | 73801 OVERSEAS ANNE'S BCH HWY |  | PVC | Yes |  | 2022-06-29 |  | PVC | 1970 | Yes |  | 2022-06-29 |  | Non-lead
042793 | 101 W PLAZA DEL LAGO |  | Unknown, Non-Lead | Yes |  | 2019-12-19 |  | Unknown, Non-Lead | 1994 | Yes |  | 2019-12-19 |  | Non-lead
042794 | 290 WOODS AVE |  | Unknown, Non-Lead | Yes |  | 2021-03-18 |  | Unknown, Non-Lead | 1992 | Yes |  | 2021-03-18 |  | Non-lead
042795 | 130 IROQUOIS ST |  | Unknown, Non-Lead | Yes |  | 2024-09-06 |  | Unknown, Non-Lead | 1992 | Yes |  | 2024-09-06 |  | Non-lead
042796 | 220 LAPALOMA |  | Unknown, Non-Lead | Yes |  | 2019-03-26 |  | PVC | 2001 | Yes |  | 2019-03-26 |  | Non-lead
042797 | 15 OAKWOOD AVE |  | Unknown, Non-Lead | No |  |  |  | Unknown, Non-Lead | 1991 | No |  |  |  | Non-lead
042798 | 141 CUTLASS LN |  | Unknown, Non-Lead | No |  |  |  | Unknown, Non-Lead | 1992 | No |  |  |  | Non-lead
042799 | 339 SUNRISE RD |  | Polytube | No |  |  |  | PVC | 1992 | No |  |  |  | Non-lead
042800 | 557 HECK RD |  | Unknown, Non-Lead | Yes |  | 2018-11-05 |  | Unknown, Non-Lead | 1992 | Yes |  | 2018-11-05 |  | Non-lead
042801 | 20761 2ND AVE W |  | Polytube | Yes |  | 2022-09-22 |  | PVC | 2010 | Yes |  | 2022-09-22 |  | Non-lead
042802 | 1331 CRANE BLVD |  | Polytube | Yes |  | 2023-01-13 |  | PVC | 1986 | Yes |  | 2023-01-13 |  | Non-lead
042803 | 3857 DONNA RD |  | Unknown, Non-Lead | Yes |  | 2018-08-23 |  | Unknown, Non-Lead | 1991 | Yes |  | 2018-08-23 |  | Non-lead
042804 | 17 CORRINE PL |  | Polytube | Yes |  | 2022-06-27 |  | PVC | 1992 | Yes |  | 2022-06-27 |  | Non-lead
042805 | 75460 OVERSEAS HWY |  | Polytube | Yes |  | 2024-01-19 |  | PVC | 2007 | Yes |  | 2024-01-19 |  | Non-lead
042806 | 110 MARINA AVE |  | Polytube | Yes |  | 2023-05-02 |  | PVC | 1992 | Yes |  | 2023-05-02 |  | Non-lead
042807 | 176 BESSIE RD |  | Polytube | Yes |  | 2022-05-06 |  | PVC | 1967 | Yes |  | 2022-05-06 |  | Non-lead
042808 | 176 CORRINE PL |  | Polytube | Yes |  | 2018-03-02 |  | PVC | 1992 | Yes |  | 2018-03-02 |  | Non-lead
042809 | 234 SAWYER DR |  | Unknown, Non-Lead | Yes |  | 2024-01-03 |  | Unknown, Non-Lead | 2020 | Yes |  | 2024-01-03 |  | Non-lead
042810 | 31425 B AVE |  | Unknown, Non-Lead | Yes |  | 2024-09-20 |  | Polytube | 1992 | Yes |  | 2024-09-20 |  | Non-lead
042811 | 31433 B AVE |  | Unknown, Non-Lead | Yes |  | 2023-01-13 |  | Unknown, Non-Lead | 1992 | Yes |  | 2023-01-13 |  | Non-lead
042812 | 28555 JOLLY ROGER DR |  | Polytube | Yes |  | 2023-01-23 |  | PVC | 1968 | Yes |  | 2023-01-23 |  | Non-lead
042813 | 20944 7TH WEST AVE |  | Polytube | Yes |  | 2022-10-31 |  | PVC | 1979 | Yes |  | 2022-10-31 |  | Non-lead
042814 | 211 HARBOR DR |  | Unknown, Non-Lead | No |  |  |  | Unknown, Non-Lead | 1992 | No |  |  |  | Non-lead
042815 | 1 HARRY DAVIS CIR |  | Polytube | Yes |  | 2024-03-26 |  | Copper | 1993 | Yes |  | 2024-03-26 |  | Non-lead
042816 | 137 PLANTATION BLVD |  | Unknown, Non-Lead | No |  |  |  | Unknown, Non-Lead | 1992 | No |  |  |  | Non-lead
042817 | LT 3 330 WOODS AVE |  | Unknown, Non-Lead | Yes |  | 2020-02-13 |  | Unknown, Non-Lead | 1993 | Yes |  | 2020-02-13 |  | Non-lead
042818 | 52 CORTEZ LN |  | Unknown, Non-Lead | Yes |  | 2021-03-18 |  | Unknown, Non-Lead | 1991 | Yes |  | 2021-03-18 |  | Non-lead
042819 | 468 CROTON LANE |  | Unknown, Non-Lead | No |  |  |  | Unknown, Non-Lead | 1993 | No |  |  |  | Non-lead
042820 | 27018 ANGELFISH RD |  | Unknown, Non-Lead | No |  |  |  | Unknown, Non-Lead | 1992 | No |  |  |  | Non-lead
042821 | 29136 ALLAMANDA LN |  | Polytube | Yes |  | 2024-01-22 |  | PVC | 1991 | Yes |  | 2024-01-22 |  | Non-lead
042822 | 31148 AVENUE I |  | Polytube | Yes |  | 2023-01-31 |  | PVC | 1992 | Yes |  | 2023-01-31 |  | Non-lead
042823 | 29478 RANGER AVE |  | Polytube | Yes |  | 2022-12-01 |  | PVC | 1986 | Yes |  | 2022-12-01 |  | Non-lead
042824 | 75 LOBSTERTAIL RD |  | Unknown, Non-Lead | Yes |  | 2018-05-18 |  | PVC | 1992 | Yes |  | 2018-05-18 |  | Non-lead
042825 | 7935 PORPOISE DR |  | Unknown, Non-Lead | Yes |  | 2017-05-08 |  | Unknown, Non-Lead | 1992 | Yes |  | 2017-05-08 |  | Non-lead
042826 | 2121 H AVE |  | Unknown, Non-Lead | Yes |  | 2024-08-21 |  | Unknown, Non-Lead | 1993 | Yes |  | 2024-08-21 |  | Non-lead
042827 | 10741 3RD GULF AVE |  | Unknown, Non-Lead | No |  |  |  | Unknown, Non-Lead | 1992 | No |  |  |  | Non-lead
042828 | 431 HARBOR DR |  | Unknown, Non-Lead | Yes |  | 2019-01-31 |  | PVC | 1993 | Yes |  | 2019-01-31 |  | Non-lead
042830 | 327 SPICA LN |  | Unknown, Non-Lead | Yes |  | 2022-02-23 |  | PVC | 1999 | Yes |  | 2022-02-23 |  | Non-lead
042831 | 2001 S ROOSEVELT BLVD |  | Unknown, Non-Lead | Yes |  | 2024-10-04 |  | Unknown, Non-Lead | 1993 | Yes |  | 2024-10-04 |  | Non-lead
042832 | 30358 POINCIANA RD |  | Polytube | No |  |  |  | PVC | 1992 | No |  |  |  | Non-lead
042833 | 162 GARDEN ST |  | Polytube | Yes |  | 2023-01-11 |  | PVC | 1984 | Yes |  | 2023-01-11 |  | Non-lead
042834 | 45 MUTINY PL |  | Unknown, Non-Lead | Yes |  | 2022-09-26 |  | Unknown, Non-Lead | 1994 | Yes |  | 2022-09-26 |  | Non-lead
042835 | 125 RIVIERA DR |  | Unknown, Non-Lead | Yes |  | 2020-04-22 |  | PVC | 1992 | Yes |  | 2020-04-22 |  | Non-lead
042836 | 21 MANGROVE LANE |  | Unknown, Non-Lead | No |  |  |  | Unknown, Non-Lead | 1993 | No |  |  |  | Non-lead
042837 | 129 OCEAN SHORES DR |  | Unknown, Non-Lead | Yes |  | 2018-12-18 |  | Polytube | 1997 | Yes |  | 2018-12-18 |  | Non-lead
042838 | UNIT 156 620 THOMAS ST |  | Unknown, Non-Lead | No |  |  |  | Unknown, Non-Lead | 1991 | No |  |  |  | Non-lead
042839 | UNIT 157 620 THOMAS ST |  | PVC | Yes |  | 2022-10-06 |  | PVC | 1991 | Yes |  | 2022-10-06 |  | Non-lead
042840 | UNIT 158 620 THOMAS ST |  | Unknown, Non-Lead | No |  |  |  | Unknown, Non-Lead | 1991 | No |  |  |  | Non-lead
042841 | UNIT 256 620 THOMAS ST |  | Unknown, Non-Lead | No |  |  |  | Unknown, Non-Lead | 1991 | No |  |  |  | Non-lead
042842 | UNIT 257 620 THOMAS ST |  | Unknown, Non-Lead | No |  |  |  | Unknown, Non-Lead | 1991 | No |  |  |  | Non-lead
042843 | UNIT 258 620 THOMAS ST |  | Unknown, Non-Lead | Yes |  | 2020-05-06 |  | Unknown, Non-Lead | 1991 | Yes |  | 2020-05-06 |  | Non-lead
042844 | UNIT 188 620 THOMAS ST |  | Unknown, Non-Lead | No |  |  |  | Unknown, Non-Lead | 1991 | No |  |  |  | Non-lead
042845 | UNIT 189 620 THOMAS ST |  | Unknown, Non-Lead | Yes |  | 2016-11-02 |  | Unknown, Non-Lead | 1991 | Yes |  | 2016-11-02 |  | Non-lead
042846 | UNIT 190 620 THOMAS ST |  | Unknown, Non-Lead | No |  |  |  | Unknown, Non-Lead | 1991 | No |  |  |  | Non-lead
042847 | UNIT 191 620 THOMAS ST |  | Unknown, Non-Lead | Yes |  | 2021-07-21 |  | Unknown, Non-Lead | 1991 | Yes |  | 2021-07-21 |  | Non-lead
042848 | UNIT 192 620 THOMAS ST |  | Unknown, Non-Lead | No |  |  |  | Unknown, Non-Lead | 1991 | No |  |  |  | Non-lead
042849 | UNIT 288 620 THOMAS ST |  | Unknown, Non-Lead | No |  |  |  | Unknown, Non-Lead | 1991 | No |  |  |  | Non-lead
042850 | UNIT 289 620 THOMAS ST |  | Unknown, Non-Lead | Yes |  | 2022-01-27 |  | Unknown, Non-Lead | 1991 | Yes |  | 2022-01-27 |  | Non-lead
042851 | UNIT 290 620 THOMAS ST |  | Unknown, Non-Lead | Yes |  | 2023-10-23 |  | Unknown, Non-Lead | 1991 | Yes |  | 2023-10-23 |  | Non-lead
042852 | UNIT 291 620 THOMAS ST |  | Unknown, Non-Lead | No |  |  |  | Unknown, Non-Lead | 1991 | No |  |  |  | Non-lead
042853 | UNIT 292 620 THOMAS ST |  | Polytube | Yes |  | 2022-06-06 |  | PVC | 1991 | Yes |  | 2022-06-06 |  | Non-lead
042854 | RS 27 SADOWSKI ST |  | Polytube | Yes |  | 2022-10-22 |  | PVC | 1960 | Yes |  | 2022-10-22 |  | Non-lead
042855 | 102 AVE E |  | Unknown, Non-Lead | Yes |  | 2018-09-06 |  | PVC | 1993 | Yes |  | 2018-09-06 |  | Non-lead
042856 | LOT 001 1571 OVERSEAS HWY |  | PVC | Yes |  | 2022-01-14 |  | PVC | 1952 | Yes |  | 2022-01-14 |  | Non-lead
042857 | 2101 CORTE DE LUNA |  | Unknown, Non-Lead | Yes |  | 2024-06-18 |  | Unknown, Non-Lead | 1993 | Yes |  | 2024-06-18 |  | Non-lead
042858 | 10880 5TH GULF AVE |  | Unknown, Non-Lead | Yes |  | 2023-07-17 |  | Unknown, Non-Lead | 2008 | Yes |  | 2023-07-17 |  | Non-lead
042859 | 22612 LAFITTE DR |  | Unknown, Non-Lead | Yes |  | 2019-03-15 |  | PVC | 1992 | Yes |  | 2019-03-15 |  | Non-lead
042860 | 27038 ANGELFISH RD |  | Unknown, Non-Lead | No |  |  |  | Unknown, Non-Lead | 1992 | No |  |  |  | Non-lead
042861 | 481 CORAL AVE |  | Unknown, Non-Lead | No |  |  |  | Unknown, Non-Lead | 1992 | No |  |  |  | Non-lead
042862 | 21006 3RD AVE |  | Unknown, Non-Lead | Yes |  | 2021-11-29 |  | Unknown, Non-Lead | 1992 | Yes |  | 2021-11-29 |  | Non-lead
042863 | STE:A 127 INDUSTRIAL RD |  | Polytube | Yes |  | 2024-01-24 |  | PVC | 1992 | Yes |  | 2024-01-24 |  | Non-lead
042864 | 813 LOGGERHEAD LN |  | Unknown, Non-Lead | No |  |  |  | Unknown, Non-Lead | 1992 | No |  |  |  | Non-lead
042865 | 135 N AIRPORT RD |  | Polytube | Yes |  | 2022-05-12 |  | PVC | 1993 | Yes |  | 2022-05-12 |  | Non-lead
042866 | 407 PALM DR |  | Polytube | Yes |  | 2022-07-20 |  | PVC | 1981 | Yes |  | 2022-07-20 |  | Non-lead
042867 | 108 GARDENIA ST |  | Unknown, Non-Lead | Yes |  | 2024-08-28 |  | Unknown, Non-Lead | 1994 | Yes |  | 2024-08-28 |  | Non-lead
042868 | 61 E BEACH RD |  | Unknown, Non-Lead | Yes |  | 2023-09-28 |  | Unknown, Non-Lead | 1993 | Yes |  | 2023-09-28 |  | Non-lead
042869 | 436 LAGUNA AVE |  | Unknown, Non-Lead | Yes |  | 2021-06-21 |  | Unknown, Non-Lead | 1993 | Yes |  | 2021-06-21 |  | Non-lead
042870 | 2110 SAN REMO DR |  | Unknown, Non-Lead | Yes |  | 2023-06-26 |  | Unknown, Non-Lead | 1992 | Yes |  | 2023-06-26 |  | Non-lead
042871 | 1415 WEST SHORE DR |  | Unknown, Non-Lead | Yes |  | 2023-10-20 |  | Unknown, Non-Lead | 1992 | Yes |  | 2023-10-20 |  | Non-lead
042872 | 87 DRIFTWOOD DR |  | Polytube | Yes |  | 2023-09-06 |  | PVC | 1993 | Yes |  | 2023-09-06 |  | Non-lead
042873 | 26958 MARIPOSA RD |  | Unknown, Non-Lead | Yes |  | 2017-08-02 |  | PVC | 2003 | Yes |  | 2017-08-02 |  | Non-lead
042874 | 20821 8TH WEST AVE |  | Unknown, Non-Lead | Yes |  | 2019-02-11 |  | Unknown, Non-Lead | 1993 | Yes |  | 2019-02-11 |  | Non-lead
042875 | 832 CAROLINE ST |  | Polytube | Yes |  | 2023-02-16 |  | PVC | 1954 | Yes |  | 2023-02-16 |  | Non-lead
042876 | STE E 127 INDUSTRIAL RD |  | Unknown, Non-Lead | Yes |  | 2021-06-10 |  | Unknown, Non-Lead | 1992 | Yes |  | 2021-06-10 |  | Non-lead
042877 | STE D 127 INDUSTRIAL RD |  | Unknown, Non-Lead | Yes |  | 2022-01-28 |  | Unknown, Non-Lead | 1992 | Yes |  | 2022-01-28 |  | Non-lead
042878 | 330 SPANISH MAIN DR |  | Unknown, Non-Lead | Yes |  | 2017-06-28 |  | Unknown, Non-Lead | 1992 | Yes |  | 2017-06-28 |  | Non-lead
042879 | APT F 1111 WATSON ST |  | Polytube | Yes |  | 2023-03-23 |  | Polytube | 1938 | Yes |  | 2023-03-23 |  | Non-lead
042880 | 391 LAGUNA AVE |  | Unknown, Non-Lead | Yes |  | 2017-11-21 |  | Polytube | 1993 | Yes |  | 2017-11-21 |  | Non-lead
042881 | 164 ORANGE BLOSSOM L RD |  | Unknown, Non-Lead | Yes |  | 2021-06-16 |  | PVC | 1991 | Yes |  | 2021-06-16 |  | Non-lead
042882 | 463 BAHIA AVE |  | Unknown, Non-Lead | Yes |  | 2018-07-24 |  | Unknown, Non-Lead | 1994 | Yes |  | 2018-07-24 |  | Non-lead
042883 | 807 BONITO LN |  | Unknown, Non-Lead | Yes |  | 2022-04-11 |  | PVC | 2014 | Yes |  | 2022-04-11 |  | Non-lead
042884 | 61 BAHAMA AVE |  | Polytube | Yes |  | 2022-11-29 |  | PVC | 1976 | Yes |  | 2022-11-29 |  | Non-lead
042885 | APT 3 1311 PETRONIA ST |  | Polytube | Yes |  | 2022-09-19 |  | PVC | 1943 | Yes |  | 2022-09-19 |  | Non-lead
042886 | APT 2 1311 PETRONIA ST |  | Polytube | Yes |  | 2022-09-19 |  | PVC | 1943 | Yes |  | 2022-09-19 |  | Non-lead
042887 | 37 SHIPSWAY |  | Unknown, Non-Lead | Yes |  | 2021-06-25 |  | Unknown, Non-Lead | 1992 | Yes |  | 2021-06-25 |  | Non-lead
042888 | 33 KYLE WAY SOUTH |  | Unknown, Non-Lead | Yes |  | 2023-05-04 |  | PVC | 1995 | Yes |  | 2023-05-04 |  | Non-lead
042889 | 310 14TH ST |  | Polytube | Yes |  | 2024-05-07 |  | PVC | 2018 | Yes |  | 2024-05-07 |  | Non-lead
042890 | 108 SAGUARO LANE |  | Polytube | Yes |  | 2024-01-24 |  | PVC | 1986 | Yes |  | 2024-01-24 |  | Non-lead
042891 | 300 13TH ST |  | Unknown, Non-Lead | Yes |  | 2019-02-19 |  | Unknown, Non-Lead | 2017 | Yes |  | 2019-02-19 |  | Non-lead
042892 | 329 CALZADA DE BOUGA |  | Polytube | Yes |  | 2023-03-23 |  | PVC | 1981 | Yes |  | 2023-03-23 |  | Non-lead
042893 | 20909 5TH WEST AVE |  | Polytube | Yes |  | 2022-10-31 |  | PVC | 1981 | Yes |  | 2022-10-31 |  | Non-lead
042894 | 928 GULF DR |  | Polytube | Yes |  | 2023-04-25 |  | PVC | 1977 | Yes |  | 2023-04-25 |  | Non-lead
042895 | 551 SEMINOLE DR |  | Unknown, Non-Lead | Yes |  | 2023-08-28 |  | Unknown, Non-Lead | 1993 | Yes |  | 2023-08-28 |  | Non-lead
042896 | 108 MARINA AVE |  | Polytube | Yes |  | 2022-11-02 |  | PVC | 1992 | Yes |  | 2022-11-02 |  | Non-lead
042897 | 146 FONTAINE DR |  | Unknown, Non-Lead | Yes |  | 2018-07-03 |  | PVC | 1990 | Yes |  | 2018-07-03 |  | Non-lead
042898 | 511 CARIBBEAN DR |  | Unknown, Non-Lead | Yes |  | 2021-05-07 |  | Unknown, Non-Lead | 1997 | Yes |  | 2021-05-07 |  | Non-lead
042899 | 212 LIGNUMVITAE DR |  | Polytube | No |  |  |  | PVC | 1993 | No |  |  |  | Non-lead
042900 | 816 OAKWOOD AVE |  | Unknown, Non-Lead | Yes |  | 2019-07-31 |  | Unknown, Non-Lead | 1992 | Yes |  | 2019-07-31 |  | Non-lead
042901 | APT DOWN 827 BAPTIST LN |  | Polytube | Yes |  | 2022-07-12 |  | PVC | 1909 | Yes |  | 2022-07-12 |  | Non-lead
042902 | 735 SAWYER DR |  | Polytube | Yes |  | 2022-11-28 |  | PVC | 1993 | Yes |  | 2022-11-28 |  | Non-lead
042903 | 21 SHIPSWAY |  | Unknown, Non-Lead | Yes |  | 2019-01-04 |  | Unknown, Non-Lead | 1992 | Yes |  | 2019-01-04 |  | Non-lead
042904 | 13 SHIPSWAY |  | Unknown, Non-Lead | No |  |  |  | Unknown, Non-Lead | 1992 | No |  |  |  | Non-lead
042905 | 5 SHIPSWAY |  | Unknown, Non-Lead | Yes |  | 2023-09-20 |  | Unknown, Non-Lead | 1992 | Yes |  | 2023-09-20 |  | Non-lead
042906 | 33 SHIPSWAY |  | Unknown, Non-Lead | Yes |  | 2019-01-04 |  | Unknown, Non-Lead | 1992 | Yes |  | 2019-01-04 |  | Non-lead
042907 | 818 OAKWOOD AVE |  | Unknown, Non-Lead | Yes |  | 2022-01-05 |  | PVC | 1992 | Yes |  | 2022-01-05 |  | Non-lead
042908 | TRACT D 77071 OVERSEAS HWY |  | Polytube | Yes |  | 2022-07-11 |  | PVC | 1982 | Yes |  | 2022-07-11 |  | Non-lead
042909 | 30 CARDINAL LN B1 |  | Polytube | Yes |  | 2023-03-10 |  | PVC | 1993 | Yes |  | 2023-03-10 |  | Non-lead
042910 | 409 COCONUT DR |  | Unknown, Non-Lead | No |  |  |  | Unknown, Non-Lead | 1993 | No |  |  |  | Non-lead
042911 | 321 TOLLGATE SHRS |  | Unknown, Non-Lead | Yes |  | 2020-10-13 |  | Unknown, Non-Lead | 1993 | Yes |  | 2020-10-13 |  | Non-lead
042912 | ACCESS PIER TO P |  | Copper | Yes |  | 2022-06-23 |  | Copper |  | Yes |  | 2022-06-23 |  | Non-lead
042913 | 22644 JOLLY ROGER DR |  | Unknown, Non-Lead | No |  |  |  | Unknown, Non-Lead | 1993 | No |  |  |  | Non-lead
042914 | 29144 VIOLET DR |  | Polytube | Yes |  | 2021-11-18 |  | PVC | 1992 | Yes |  | 2021-11-18 |  | Non-lead
042915 | 531 3RD RGHT ST |  | Polytube | Yes |  | 2024-03-08 |  | PVC | 1985 | Yes |  | 2024-03-08 |  | Non-lead
042916 | 22430 JOLLY ROGERS DR |  | Polytube | Yes |  | 2022-11-08 |  | PVC | 1982 | Yes |  | 2022-11-08 |  | Non-lead
042917 | 126 LORELANE PL |  | Unknown, Non-Lead | Yes |  | 2021-05-24 |  | PVC | 2003 | Yes |  | 2021-05-24 |  | Non-lead
042918 | 2A JUDY PL |  | Polytube | Yes |  | 2023-07-11 |  | PVC | 1993 | Yes |  | 2023-07-11 |  | Non-lead
042919 | 457 BAHIA AVE |  | Unknown, Non-Lead | Yes |  | 2022-03-28 |  | Unknown, Non-Lead | 1994 | Yes |  | 2022-03-28 |  | Non-lead
042920 | 79 IBIS LN |  | Unknown, Non-Lead | Yes |  | 2022-06-17 |  | PVC | 1993 | Yes |  | 2022-06-17 |  | Non-lead
042921 | 63 WATERWAYS DR |  | Unknown, Non-Lead | No |  |  |  | Unknown, Non-Lead | 1995 | No |  |  |  | Non-lead
042922 | 521 3RD ST |  | Unknown, Non-Lead | Yes |  | 2021-07-12 |  | Unknown, Non-Lead | 1989 | Yes |  | 2021-07-12 |  | Non-lead
042923 | 175 S INDIES DR |  | Polytube | Yes |  | 2022-11-07 |  | PVC | 2016 | Yes |  | 2022-11-07 |  | Non-lead
042924 | 450 11TH ST |  | Polytube | Yes |  | 2023-12-06 |  | PVC | 1969 | Yes |  | 2023-12-06 |  | Non-lead
042925 | 6 OCEAN EAST DR |  | Unknown, Non-Lead | Yes |  | 2022-11-10 |  | PVC | 1994 | Yes |  | 2022-11-10 |  | Non-lead
042926 | 820 12TH ST |  | Polytube | Yes |  | 2024-04-01 |  | PVC | 1973 | Yes |  | 2024-04-01 |  | Non-lead
042927 | 29178 CAMELLIA LN |  | Polytube | Yes |  | 2022-12-21 |  | PVC | 1975 | Yes |  | 2022-12-21 |  | Non-lead
042928 | 1575 LANTANA LN |  | Unknown, Non-Lead | No |  |  |  | Unknown, Non-Lead | 1989 | No |  |  |  | Non-lead
042929 | 479 POWELL AVE |  | Unknown, Non-Lead | Yes |  | 2018-09-24 |  | Unknown, Non-Lead | 1993 | Yes |  | 2018-09-24 |  | Non-lead
042930 | 29864 JOURNEYS END RD |  | Unknown, Non-Lead | Yes |  | 2024-01-16 |  | Unknown, Non-Lead | 1992 | Yes |  | 2024-01-16 |  | Non-lead
042931 | 136 BAHIA HONDA RD |  | Unknown, Non-Lead | Yes |  | 2024-04-25 |  | Unknown, Non-Lead | 1992 | Yes |  | 2024-04-25 |  | Non-lead
042932 | 17136 HIBISCUS LN |  | Unknown, Non-Lead | Yes |  | 2024-02-21 |  | PVC | 1993 | Yes |  | 2024-02-21 |  | Non-lead
042933 | 63 CORTEZ LN |  | Copper | Yes |  | 2023-03-27 |  | PVC | 1991 | Yes |  | 2023-03-27 |  | Non-lead
042934 | 459 BAHIA AVE |  | Unknown, Non-Lead | Yes |  | 2022-03-28 |  | Unknown, Non-Lead | 1993 | Yes |  | 2022-03-28 |  | Non-lead
042935 | 180 OCEAN DR |  | Unknown, Non-Lead | Yes |  | 2022-10-31 |  | Unknown, Non-Lead | 1992 | Yes |  | 2022-10-31 |  | Non-lead
042936 | 135 CORTEZ DR |  | Unknown, Non-Lead | Yes |  | 2021-10-22 |  | Unknown, Non-Lead | 1995 | Yes |  | 2021-10-22 |  | Non-lead
042937 | 178 PLANTATION AVE |  | Unknown, Non-Lead | Yes |  | 2020-04-07 |  | Unknown, Non-Lead | 1993 | Yes |  | 2020-04-07 |  | Non-lead
042938 | 66 BAY DR |  | Unknown, Non-Lead | Yes |  | 2024-05-30 |  | Unknown, Non-Lead | 1993 | Yes |  | 2024-05-30 |  | Non-lead
042939 | 225 S ANGLERS DR |  | Unknown, Non-Lead | Yes |  | 2022-04-07 |  | Unknown, Non-Lead | 1993 | Yes |  | 2022-04-07 |  | Non-lead
042940 | 58631 MORTON ST |  | Unknown, Non-Lead | Yes |  | 2021-08-30 |  | Unknown, Non-Lead | 1992 | Yes |  | 2021-08-30 |  | Non-lead
042941 | 58691 MORTON ST |  | Unknown, Non-Lead | Yes |  | 2024-02-07 |  | Unknown, Non-Lead | 1995 | Yes |  | 2024-02-07 |  | Non-lead
042942 | 1888 107TH GULF ST |  | Unknown, Non-Lead | Yes |  | 2023-05-10 |  | Unknown, Non-Lead | 1993 | Yes |  | 2023-05-10 |  | Non-lead
042943 | 280 14TH STREET |  | Unknown, Non-Lead | Yes |  | 2023-08-29 |  | Unknown, Non-Lead | 1995 | Yes |  | 2023-08-29 |  | Non-lead
042944 | 22925 JOHN AVERY LN |  | Unknown, Non-Lead | No |  |  |  | Unknown, Non-Lead | 1993 | No |  |  |  | Non-lead
042945 | 41 FLORIDA DR |  | Unknown, Non-Lead | No |  |  |  | Unknown, Non-Lead | 1992 | No |  |  |  | Non-lead
042946 | 17 OAKWOOD AVE |  | Unknown, Non-Lead | Yes |  | 2022-01-05 |  | Unknown, Non-Lead | 1991 | Yes |  | 2022-01-05 |  | Non-lead
042947 | 800 OAKWOOD AVE |  | Polytube | Yes |  | 2023-05-04 |  | PVC | 1960 | Yes |  | 2023-05-04 |  | Non-lead
042948 | 166 CORRINE PL |  | Polytube | Yes |  | 2022-09-29 |  | PVC | 1993 | Yes |  | 2022-09-29 |  | Non-lead
042949 | 224 S OCEAN SHORES DR |  | Unknown, Non-Lead | Yes |  | 2020-12-29 |  | Unknown, Non-Lead | 1994 | Yes |  | 2020-12-29 |  | Non-lead
042950 | 117 FOURTH LN |  | Unknown, Non-Lead | No |  |  |  | Unknown, Non-Lead | 1992 | No |  |  |  | Non-lead
042951 | 105 SAN REMO DR |  | Polytube | Yes |  | 2022-06-09 |  | PVC | 1971 | Yes |  | 2022-06-09 |  | Non-lead
042952 | 208 DOVE LAKE DR |  | Unknown, Non-Lead | No |  |  |  | Unknown, Non-Lead | 1990 | No |  |  |  | Non-lead
042953 | 105 CORTEZ Dr |  | Polytube | Yes |  | 2022-07-07 |  | PVC | 1982 | Yes |  | 2022-07-07 |  | Non-lead
042954 | FRNT A 151 INDIAN MOUND TR |  | Polytube | Yes |  | 2022-06-03 |  | PVC | 1963 | Yes |  | 2022-06-03 |  | Non-lead
042955 | 118 DUVAL ST |  | Polytube | Yes |  | 2023-10-03 |  | PVC | 1891 | Yes |  | 2023-10-03 |  | Non-lead
042956 | 17179 LA BRISA CT |  | Unknown, Non-Lead | No |  |  |  | Unknown, Non-Lead | 1993 | No |  |  |  | Non-lead
042957 | 353 W SANDY CIR |  | Polytube | Yes |  | 2023-03-02 |  | PVC | 1976 | Yes |  | 2023-03-02 |  | Non-lead
042958 | 1623 VENETIAN DR |  | Polytube | Yes |  | 2023-06-07 |  | PVC | 1992 | Yes |  | 2023-06-07 |  | Non-lead
042959 | 1038 CALICO JACK CIRC |  | Unknown, Non-Lead | No |  |  |  | Unknown, Non-Lead | 1993 | No |  |  |  | Non-lead
042960 | 23041 SNAPPER LN |  | Polytube | Yes |  | 2024-01-31 |  | PVC | 1983 | Yes |  | 2024-01-31 |  | Non-lead
042961 | 20935 2ND WEST AVE |  | Unknown, Non-Lead | Yes |  | 2019-02-05 |  | Unknown, Non-Lead | 1993 | Yes |  | 2019-02-05 |  | Non-lead
042962 | 2212 STAPLES AVE |  | Unknown, Non-Lead | Yes |  | 2024-05-16 |  | Unknown, Non-Lead | 1993 | Yes |  | 2024-05-16 |  | Non-lead
042963 | 17426 JAMAICA LN |  | Unknown, Non-Lead | No |  |  |  | PVC | 1992 | No |  |  |  | Non-lead
042964 | #L22 17396 JAMAICA LN |  | Unknown, Non-Lead | No |  |  |  | Unknown, Non-Lead | 1992 | No |  |  |  | Non-lead
042965 | 17376 JAMAICA LN |  | Unknown, Non-Lead | Yes |  | 2019-02-01 |  | Unknown, Non-Lead | 1992 | Yes |  | 2019-02-01 |  | Non-lead
042966 | 367 KING AVE |  | Polytube | Yes |  | 2025-06-16 |  | PVC | 2006 | Yes |  | 2019-09-05 |  | Non-lead
042967 | 23 MANGROVE LN |  | Unknown, Non-Lead | Yes |  | 2023-05-25 |  | Unknown, Non-Lead | 1993 | Yes |  | 2023-05-25 |  | Non-lead
042968 | 21 OAKWOOD AVE |  | Polytube | Yes |  | 2020-09-30 |  | PVC | 1992 | Yes |  | 2020-09-30 |  | Non-lead
042969 | 170 HIBISCUS ST |  | Unknown, Non-Lead | Yes |  | 2022-02-16 |  | Unknown, Non-Lead | 1993 | Yes |  | 2022-02-16 |  | Non-lead
042970 | 121 BUTTONWOOD LN |  | Polytube | Yes |  | 2022-05-03 |  | PVC | 1984 | Yes |  | 2022-05-03 |  | Non-lead
042971 | 17367 ALLAMANDA DR E |  | Unknown, Non-Lead | Yes |  | 2018-09-04 |  | Unknown, Non-Lead | 1994 | Yes |  | 2018-09-04 |  | Non-lead
042972 | 24536 OVERSEAS HWY |  | Polytube | Yes |  | 2023-04-25 |  | PVC | 1976 | Yes |  | 2023-04-25 |  | Non-lead
042973 | 24530 OVERSEAS HWY |  | Polytube | Yes |  | 2023-03-02 |  | PVC | 1976 | Yes |  | 2023-03-02 |  | Non-lead
042976 | HOA IRRIGATION . ADMIRALS LN |  | PVC | Yes |  | 2022-06-16 |  | PVC |  | Yes |  | 2022-06-16 |  | Non-lead
042977 | EXT 301 WHITE ST |  | Polytube | Yes |  | 2023-04-24 |  | PVC | 1943 | Yes |  | 2023-04-24 |  | Non-lead
042978 | 1176 THATCH LN |  | Polytube | Yes |  | 2023-11-27 |  | PVC | 1984 | Yes |  | 2023-11-27 |  | Non-lead
042979 | 716 JAMAICA LN |  | Polytube | Yes |  | 2023-02-13 |  | PVC | 1987 | Yes |  | 2023-02-13 |  | Non-lead
042980 | 1161 COATES LT3 BK10 LN |  | Unknown, Non-Lead | No |  |  |  | Unknown, Non-Lead | 1992 | No |  |  |  | Non-lead
042981 | 105 SAN JUAN DR |  | Polytube | Yes |  | 2022-06-13 |  | PVC | 1983 | Yes |  | 2022-06-13 |  | Non-lead
042982 | 156 ATLANTIC AVE |  | Polytube | No |  |  |  | PVC | 1997 | No |  |  |  | Non-lead
042983 | 12 CENTER PT/L5&6 B LN |  | Unknown, Non-Lead | Yes |  | 2023-10-19 |  | PVC | 1993 | Yes |  | 2023-10-19 |  | Non-lead
042984 | 236 SECOND RD |  | Unknown, Non-Lead | Yes |  | 2022-04-25 |  | PVC | 1993 | Yes |  | 2022-04-25 |  | Non-lead
042985 | 102 FIRST TERR |  | Polytube | Yes |  | 2022-10-17 |  | PVC | 1974 | Yes |  | 2022-10-17 |  | Non-lead
042986 | 13 AVENUE F |  | Unknown, Non-Lead | Yes |  | 2022-02-03 |  | PVC | 1992 | Yes |  | 2022-02-03 |  | Non-lead
042987 | RS 250 4TH ST |  | Polytube | Yes |  | 2023-06-01 |  | PVC | 1959 | Yes |  | 2023-06-01 |  | Non-lead
042988 | 2410 COCO PLUM DR |  | Unknown, Non-Lead | Yes |  | 2024-08-08 |  | PVC | 1994 | Yes |  | 2024-08-08 |  | Non-lead
042989 | 975 OCOTILLO LN |  | Unknown, Non-Lead | Yes |  | 2019-09-11 |  | PVC | 1997 | Yes |  | 2019-09-11 |  | Non-lead
042990 | 1825 H AVE |  | Unknown, Non-Lead | Yes |  | 2024-08-21 |  | Unknown, Non-Lead | 1990 | Yes |  | 2024-08-21 |  | Non-lead
042991 | 27984 BARTON AVE |  | Unknown, Non-Lead | Yes |  | 2023-03-31 |  | PVC | 1993 | Yes |  | 2023-03-31 |  | Non-lead
042992 | 305 WOODS AVE |  | Polytube | Yes |  | 2023-10-11 |  | PVC | 1993 | Yes |  | 2023-10-11 |  | Non-lead
042993 | 17156 WEST HIBISCUS DR |  | Unknown, Non-Lead | Yes |  | 2022-07-20 |  | Unknown, Non-Lead | 1993 | Yes |  | 2022-07-20 |  | Non-lead
042994 | 22811 JOHN SILVER LANE |  | Unknown, Non-Lead | No |  |  |  | Unknown, Non-Lead | 1992 | No |  |  |  | Non-lead
042995 | 28452 YUCATAN LANE |  | Polytube | Yes |  | 2024-07-17 |  | PVC | 1993 | Yes |  | 2024-07-17 |  | Non-lead
042996 | 27384 BARBUDA LANE |  | Unknown, Non-Lead | No |  |  |  | Unknown, Non-Lead | 1993 | No |  |  |  | Non-lead
042997 | 1113 DELUSSAN LN |  | Unknown, Non-Lead | Yes |  | 2021-11-30 |  | Unknown, Non-Lead | 1992 | Yes |  | 2021-11-30 |  | Non-lead
042998 | 1114 DELUSSAN LN |  | Polytube | Yes |  | 2024-06-28 |  | PVC | 1992 | Yes |  | 2024-06-28 |  | Non-lead
042999 | 817 GRANADA LN |  | Unknown, Non-Lead | Yes |  | 2023-07-28 |  | Unknown, Non-Lead | 1993 | Yes |  | 2023-07-28 |  | Non-lead
043000 | 110 FIRST TERR |  | Unknown, Non-Lead | No |  |  |  | Unknown, Non-Lead | 1993 | No |  |  |  | Non-lead
043001 | 515 CARIBBEAN DR |  | Unknown, Non-Lead | No |  |  |  | Unknown, Non-Lead | 1993 | No |  |  |  | Non-lead
043002 | 30 MUTINY PLACE |  | Unknown, Non-Lead | Yes |  | 2019-06-26 |  | Unknown, Non-Lead | 1993 | Yes |  | 2019-06-26 |  | Non-lead
043003 | 429 LAGUNA AVE |  | Polytube | Yes |  | 2024-05-29 |  | PVC | 1981 | Yes |  | 2024-05-29 |  | Non-lead
043004 | 150 KAHIKI DR |  | Unknown, Non-Lead | No |  |  |  | Unknown, Non-Lead | 1993 | No |  |  |  | Non-lead
043005 | 29113 TULIP LANE |  | Polytube | Yes |  | 2022-12-21 |  | PVC | 1981 | Yes |  | 2022-12-21 |  | Non-lead
043006 | 29063 CEDAR DR |  | Polytube | Yes |  | 2022-06-24 |  | PVC | 1993 | Yes |  | 2022-06-24 |  | Non-lead
043007 | 291 FRONT ST |  | Polytube | Yes |  | 2024-07-30 |  | PVC | 1900 | Yes |  | 2024-07-30 |  | Non-lead
043008 | 3689 TREASURE ISLAND ST |  | Unknown, Non-Lead | Yes |  | 2018-10-29 |  | Unknown, Non-Lead | 1993 | Yes |  | 2018-10-29 |  | Non-lead
043009 | 708 THOMAS ST |  | Polytube | Yes |  | 2023-05-04 |  | PVC | 1923 | Yes |  | 2023-05-04 |  | Non-lead
043010 | 29879 NEWFOUND BLVD |  | Unknown, Non-Lead | Yes |  | 2024-03-04 |  | Unknown, Non-Lead | 1994 | Yes |  | 2024-03-04 |  | Non-lead
043011 | 914 FLAGSHIP DR |  | Polytube | Yes |  | 2022-08-04 |  | PVC | 1990 | Yes |  | 2022-08-04 |  | Non-lead
043012 | 103 OCEAN SHORES DR |  | Polytube | Yes |  | 2023-02-06 |  | PVC | 1981 | Yes |  | 2023-02-06 |  | Non-lead
043013 | 8 BASS AVE |  | Unknown, Non-Lead | Yes |  | 2019-12-09 |  | Unknown, Non-Lead | 1994 | Yes |  | 2019-12-09 |  | Non-lead
043014 | 87881 OLD HWY P/TR-H C |  | Unknown, Non-Lead | No |  |  |  | Unknown, Non-Lead | 1993 | No |  |  |  | Non-lead
043015 | 828 NORWOOD AVE |  | Unknown, Non-Lead | Yes |  | 2022-01-06 |  | Unknown, Non-Lead | 1992 | Yes |  | 2022-01-06 |  | Non-lead
043016 | 113 GUMBO LIMBO DR |  | Unknown, Non-Lead | Yes |  | 2019-09-05 |  | Unknown, Non-Lead | 1992 | Yes |  | 2019-09-05 |  | Non-lead
043017 | 2805 N ROOSEVELT BLVD |  | Unknown, Non-Lead | No |  |  |  | Unknown, Non-Lead | 2003 | No |  |  |  | Non-lead
043018 | 1622 DENNIS ST |  | Unknown, Non-Lead | No |  |  |  | Unknown, Non-Lead | 1992 | No |  |  |  | Non-lead
043019 | 585 E CARIBBEAN DR |  | Polytube | Yes |  | 2023-04-24 |  | PVC | 1987 | Yes |  | 2023-04-24 |  | Non-lead
043020 | 2726 N ROOSEVELT BLVD |  | Unknown, Non-Lead | Yes |  | 2020-05-08 |  | Unknown, Non-Lead | 1992 | Yes |  | 2020-05-08 |  | Non-lead
043021 | 1373 LONG BEACH DR |  | Polytube | Yes |  | 2022-06-23 |  | PVC | 1993 | Yes |  | 2022-06-23 |  | Non-lead
043022 | 810 PEARL ST |  | Polytube | Yes |  | 2022-08-29 |  | PVC | 1948 | Yes |  | 2022-08-29 |  | Non-lead
043023 | 1323 HUDGINS DR |  | Polytube | Yes |  | 2023-04-25 |  | PVC | 1980 | Yes |  | 2023-04-25 |  | Non-lead
043024 | 784 BLACKBEARD RD |  | Unknown, Non-Lead | Yes |  | 2021-10-25 |  | Unknown, Non-Lead | 1995 | Yes |  | 2021-10-25 |  | Non-lead
043025 | UNIT 184 620 THOMAS ST |  | Unknown, Non-Lead | No |  |  |  | Unknown, Non-Lead | 1991 | No |  |  |  | Non-lead
043026 | UNIT 185 620 THOMAS ST |  | Unknown, Non-Lead | No |  |  |  | Unknown, Non-Lead | 1991 | No |  |  |  | Non-lead
043027 | UNIT 186 620 THOMAS ST |  | Unknown, Non-Lead | No |  |  |  | Unknown, Non-Lead | 1991 | No |  |  |  | Non-lead
043028 | UNIT 187 620 THOMAS ST |  | Unknown, Non-Lead | No |  |  |  | Unknown, Non-Lead | 1991 | No |  |  |  | Non-lead
043029 | UNIT 283 620 THOMAS ST |  | Unknown, Non-Lead | No |  |  |  | Unknown, Non-Lead | 1991 | No |  |  |  | Non-lead
043030 | UNIT 284 620 THOMAS ST |  | Unknown, Non-Lead | No |  |  |  | Unknown, Non-Lead | 1991 | No |  |  |  | Non-lead
043031 | UNIT 285 620 THOMAS ST |  | Unknown, Non-Lead | Yes |  | 2023-11-08 |  | PVC | 1991 | Yes |  | 2023-11-08 |  | Non-lead
043032 | UNIT 286 620 THOMAS ST |  | Unknown, Non-Lead | Yes |  | 2018-06-21 |  | Unknown, Non-Lead | 1991 | Yes |  | 2018-06-21 |  | Non-lead
043033 | UNIT 287 620 THOMAS ST |  | Unknown, Non-Lead | Yes |  | 2020-09-08 |  | Unknown, Non-Lead | 1991 | Yes |  | 2020-09-08 |  | Non-lead
043034 | 29359 OLEANDER DR |  | Polytube | Yes |  | 2022-12-19 |  | PVC | 1982 | Yes |  | 2022-12-19 |  | Non-lead
043035 | 331 N ANGLERS DR |  | Unknown, Non-Lead | Yes |  | 2022-03-31 |  | PVC | 1992 | Yes |  | 2022-03-31 |  | Non-lead
043036 | 329 N ANGLERS DR |  | Unknown, Non-Lead | Yes |  | 2023-12-19 |  | Unknown, Non-Lead | 1992 | Yes |  | 2023-12-19 |  | Non-lead
043037 | 58446 MORTON ST |  | Unknown, Non-Lead | Yes |  | 2022-04-25 |  | Unknown, Non-Lead | 1993 | Yes |  | 2022-04-25 |  | Non-lead
043038 | 147 S INDIES DR |  | Unknown, Non-Lead | Yes |  | 2017-03-02 |  | Unknown, Non-Lead | 2021 | Yes |  | 2017-03-02 |  | Non-lead
043039 | 327 N ANGLERS DR |  | Unknown, Non-Lead | Yes |  | 2024-01-18 |  | Unknown, Non-Lead | 1992 | Yes |  | 2024-01-18 |  | Non-lead
043040 | 115 GUMBO LIMBO |  | Unknown, Non-Lead | No |  |  |  | Unknown, Non-Lead | 1992 | No |  |  |  | Non-lead
043041 | 109 VENETIAN WAY |  | Unknown, Non-Lead | Yes |  | 2019-06-18 |  | Unknown, Non-Lead | 1993 | Yes |  | 2019-06-18 |  | Non-lead
043042 | 36 ORANGE DR |  | Unknown, Non-Lead | No |  |  |  | Unknown, Non-Lead | 1993 | No |  |  |  | Non-lead
043043 | 148 MARINA AVE |  | Copper | Yes |  | 2024-06-26 |  | PVC | 1969 | Yes |  | 2024-06-26 |  | Non-lead
043044 | 87883 OLD HWY TR/H |  | Unknown, Non-Lead | Yes |  | 2019-10-23 |  | PVC | 1993 | Yes |  | 2019-10-23 |  | Non-lead
043045 | 317 B AVE |  | Unknown, Non-Lead | Yes |  | 2023-08-29 |  | Unknown, Non-Lead | 1993 | Yes |  | 2023-08-29 |  | Non-lead
043046 | 3643 ATLANTIC ST |  | Unknown, Non-Lead | No |  |  |  | Unknown, Non-Lead | 1994 | No |  |  |  | Non-lead
043047 | 21660 OVERSEAS HWY |  | PVC | Yes |  | 2022-10-03 |  | Polytube | 1999 | Yes |  | 2022-10-03 |  | Non-lead
043048 | 3 COCONUT DR |  | Unknown, Non-Lead | No |  |  |  | Unknown, Non-Lead | 1994 | No |  |  |  | Non-lead
043049 | 22924 LOOKDOWN LN |  | Unknown, Non-Lead | Yes |  | 2022-03-09 |  | Unknown, Non-Lead | 1992 | Yes |  | 2022-03-09 |  | Non-lead
043050 | 406 HARBOUR DR |  | Polytube | Yes |  | 2022-08-03 |  | PVC | 1993 | Yes |  | 2022-08-03 |  | Non-lead
043051 | 325 N ANGLERS DR |  | Unknown, Non-Lead | Yes |  | 2024-09-16 |  | Unknown, Non-Lead | 1992 | Yes |  | 2024-09-16 |  | Non-lead
043052 | 3719 SEAGRAPE ST |  | Unknown, Non-Lead | Yes |  | 2021-12-15 |  | Unknown, Non-Lead | 1993 | Yes |  | 2021-12-15 |  | Non-lead
043053 | 139 N INDIES DR |  | Polytube | Yes |  | 2023-08-09 |  | PVC | 1992 | Yes |  | 2023-08-09 |  | Non-lead
043054 | 305 13TH STREET |  | Unknown, Non-Lead | Yes |  | 2024-05-21 |  | PVC | 1993 | Yes |  | 2024-05-21 |  | Non-lead
043055 | 12 IBIS LN |  | Unknown, Non-Lead | No |  |  |  | Unknown, Non-Lead | 2016 | No |  |  |  | Non-lead
043056 | APT 2 2209 STAPLES AVE |  | Polytube | Yes |  | 2023-04-26 |  | PVC | 1979 | Yes |  | 2023-04-26 |  | Non-lead
043057 | APT 3 2209 STAPLES AVE |  | Polytube | Yes |  | 2023-04-26 |  | PVC | 1979 | Yes |  | 2023-04-26 |  | Non-lead
043058 | EAST CIRCLE DR |  | Unknown | Yes |  | 2023-05-04 |  | PVC |  | Yes |  | 2023-05-04 |  | Non-lead
043059 | UNIT 2 82762 OVERSEAS Hwy |  | Unknown, Non-Lead | Yes |  | 2022-03-22 |  | PVC | 1998 | Yes |  | 2022-03-22 |  | Non-lead
043060 | 983 VALENCIA RD |  | Unknown, Non-Lead | Yes |  | 2020-06-29 |  | PVC | 1992 | Yes |  | 2020-06-29 |  | Non-lead
043061 | 830 NORWOOD AVE |  | Unknown, Non-Lead | No |  |  |  | Unknown, Non-Lead | 1992 | No |  |  |  | Non-lead
043062 | 20 ATLANTIC BLVD |  | Unknown, Non-Lead | Yes |  | 2019-05-29 |  | Unknown, Non-Lead | 1993 | Yes |  | 2019-05-29 |  | Non-lead
043063 | 148 DOVE LAKE DR |  | Unknown, Non-Lead | Yes |  | 2020-11-17 |  | Unknown, Non-Lead | 1993 | Yes |  | 2020-11-17 |  | Non-lead
043064 | 675 CORTE DEL BRISAS |  | Unknown, Non-Lead | Yes |  | 2021-10-27 |  | PVC | 1993 | Yes |  | 2021-10-27 |  | Non-lead
043065 | 129 SNAPPER CREEK DR |  | Unknown, Non-Lead | Yes |  | 2018-10-19 |  | Unknown, Non-Lead | 1998 | Yes |  | 2018-10-19 |  | Non-lead
043066 | 11 IBIS LN |  | Polytube | Yes |  | 2023-04-12 |  | PVC | 1994 | Yes |  | 2023-04-12 |  | Non-lead
043067 | 301 12TH ST |  | Unknown, Non-Lead | Yes |  | 2018-08-10 |  | PVC | 2003 | Yes |  | 2018-08-10 |  | Non-lead
043068 | 265 13TH ST |  | Unknown, Non-Lead | No |  |  |  | Unknown, Non-Lead | 1993 | No |  |  |  | Non-lead
043069 | L39 964 LOGGERHEAD LN |  | Unknown, Non-Lead | Yes |  | 2022-01-04 |  | Unknown, Non-Lead | 1993 | Yes |  | 2022-01-04 |  | Non-lead
043070 | APT A 1105 TRUMAN AVE |  | Polytube | Yes |  | 2023-03-23 |  | PVC | 1925 | Yes |  | 2023-03-23 |  | Non-lead
043071 | 523 INDIES Rd |  | Unknown, Non-Lead | Yes |  | 2024-05-14 |  | Unknown, Non-Lead | 2006 | Yes |  | 2024-05-14 |  | Non-lead
043072 | 20862 1ST WEST AVE |  | Unknown, Non-Lead | Yes |  | 2020-10-30 |  | Unknown, Non-Lead | 1994 | Yes |  | 2020-10-30 |  | Non-lead
043073 | 62 COLUMBUS DR |  | Unknown, Non-Lead | Yes |  | 2021-08-25 |  | Unknown, Non-Lead | 1992 | Yes |  | 2021-08-25 |  | Non-lead
043074 | 76381 OVERSEAS HWY |  | Unknown, Non-Lead | Yes |  | 2019-07-19 |  | PVC | 1991 | Yes |  | 2019-07-19 |  | Non-lead
043075 | 113 VILLA BELLA DR |  | Polytube | Yes |  | 2022-06-13 |  | PVC | 1986 | Yes |  | 2022-06-13 |  | Non-lead
043076 | 369 CRANE ST |  | Unknown, Non-Lead | Yes |  | 2020-12-30 |  | Unknown, Non-Lead | 2015 | Yes |  | 2020-12-30 |  | Non-lead
043077 | 220 PLANTATION BLVD |  | Unknown, Non-Lead | Yes |  | 2023-09-21 |  | Unknown, Non-Lead | 1993 | Yes |  | 2023-09-21 |  | Non-lead
043078 | 3664 FOX ST |  | Unknown, Non-Lead | Yes |  | 2019-03-26 |  | Unknown, Non-Lead | 1992 | Yes |  | 2019-03-26 |  | Non-lead
043079 | 908 W OCEAN DR |  | Unknown, Non-Lead | Yes |  | 2020-08-28 |  | PVC | 1993 | Yes |  | 2020-08-28 |  | Non-lead
043080 | 918 W OCEAN DR |  | Unknown, Non-Lead | Yes |  | 2021-02-25 |  | Unknown, Non-Lead | 1993 | Yes |  | 2021-02-25 |  | Non-lead
043081 | 138 CALLE ENSUENO |  | Unknown, Non-Lead | Yes |  | 2021-12-17 |  | Unknown, Non-Lead | 1995 | Yes |  | 2021-12-17 |  | Non-lead
043082 | 57662 MORTON & CROTON |  | Unknown, Non-Lead | Yes |  | 2017-08-03 |  | PVC | 1993 | Yes |  | 2017-08-03 |  | Non-lead
043083 | APT A 705 SOMBRERO RD |  | Unknown, Non-Lead | Yes |  | 2024-05-16 |  | PVC | 1988 | Yes |  | 2024-05-16 |  | Non-lead
043084 | 153 VALENCIA DR |  | Polytube | Yes |  | 2022-07-06 |  | PVC | 1993 | Yes |  | 2022-07-06 |  | Non-lead
043085 | 25 OAKWOOD AVE |  | Unknown, Non-Lead | No |  |  |  | Unknown, Non-Lead | 1992 | No |  |  |  | Non-lead
043086 | 385 POMPANO |  | Unknown, Non-Lead | No |  |  |  | Unknown, Non-Lead | 1993 | No |  |  |  | Non-lead
043087 | B13 432 SUMMERLAND RD |  | Unknown, Non-Lead | Yes |  | 2024-02-07 |  | PVC | 2010 | Yes |  | 2024-02-07 |  | Non-lead
043088 | 41 DOLPHIN RD |  | Polytube | Yes |  | 2022-07-25 |  | Copper | 1959 | Yes |  | 2022-07-25 |  | Non-lead
043089 | WEST 20942 6TH AVE |  | Polytube | Yes |  | 2023-03-30 |  | PVC | 1994 | Yes |  | 2023-03-30 |  | Non-lead
043090 | 40 CANNON ROYAL DR |  | Unknown, Non-Lead | Yes |  | 2020-07-30 |  | Unknown, Non-Lead | 1993 | Yes |  | 2020-07-30 |  | Non-lead
043091 | 29083 VIOLET DR |  | Unknown, Non-Lead | No |  |  |  | Unknown, Non-Lead | 1992 | No |  |  |  | Non-lead
043092 | 441 AVE F |  | Unknown, Non-Lead | No |  |  |  | Unknown, Non-Lead | 1993 | No |  |  |  | Non-lead
043093 | 25077 7TH ST |  | Unknown, Non-Lead | No |  |  |  | Unknown, Non-Lead | 1992 | No |  |  |  | Non-lead
043094 | 58651 MORTON ST |  | Unknown, Non-Lead | Yes |  | 2021-12-08 |  | Unknown, Non-Lead | 1992 | Yes |  | 2021-12-08 |  | Non-lead
043095 | 1070 52ND ST GULF |  | Unknown, Non-Lead | Yes |  | 2021-08-26 |  | Unknown, Non-Lead | 1993 | Yes |  | 2021-08-26 |  | Non-lead
043096 | 250 8TH ST |  | Unknown, Non-Lead | No |  |  |  | Unknown, Non-Lead | 1993 | No |  |  |  | Non-lead
043097 | 240 8TH ST |  | Unknown, Non-Lead | No |  |  |  | Unknown, Non-Lead | 1993 | No |  |  |  | Non-lead
043098 | 1016 100TH OCEAN ST |  | Polytube | Yes |  | 2023-04-25 |  | PVC | 1958 | Yes |  | 2023-04-25 |  | Non-lead
043099 | 29015 CEDAR DR |  | Unknown, Non-Lead | Yes |  | 2017-08-17 |  | PVC | 1992 | Yes |  | 2017-08-17 |  | Non-lead
043100 | 29477 FLYING CLOUD AVE |  | Unknown, Non-Lead | Yes |  | 2020-02-03 |  | Unknown, Non-Lead | 1992 | Yes |  | 2020-02-03 |  | Non-lead
043101 | 70 BAY DR |  | Unknown, Non-Lead | Yes |  | 2017-07-28 |  | PVC | 1993 | Yes |  | 2017-07-28 |  | Non-lead
043102 | 430 LAGUNA AVE |  | Polytube | Yes |  | 2023-08-11 |  | PVC | 2019 | Yes |  | 2023-08-11 |  | Non-lead
043103 | 762 MUSA DR |  | Polytube | Yes |  | 2022-08-26 |  | PVC | 1993 | Yes |  | 2022-08-26 |  | Non-lead
043104 | 185 SUNSET DR |  | Polytube | Yes |  | 2022-06-28 |  | PVC | 1970 | Yes |  | 2022-06-28 |  | Non-lead
043105 | 364 S COCONUT PALM BLVD |  | Unknown, Non-Lead | Yes |  | 2021-11-18 |  | Unknown, Non-Lead | 1994 | Yes |  | 2021-11-18 |  | Non-lead
043106 | 97340 OVERSEAS HWY PT OF TR |  | Unknown, Non-Lead | Yes |  | 2020-01-30 |  | PVC | 1994 | Yes |  | 2020-01-30 |  | Non-lead
043107 | 22386 LA FITTE RD |  | Unknown | Yes |  | 2024-06-28 |  | PVC | 1980 | Yes |  | 2024-06-28 |  | Lead Status Unknown
043109 | PT 13 1 127 SEASHORE DR |  | Unknown, Non-Lead | Yes |  | 2022-03-09 |  | PVC | 1993 | Yes |  | 2022-03-09 |  | Non-lead
043110 | 30 JANET PL |  | Polytube | Yes |  | 2023-02-02 |  | PVC | 1963 | Yes |  | 2023-02-02 |  | Non-lead
043111 | 39 NORTH DR |  | Polytube | Yes |  | 2022-07-13 |  | PVC | 1993 | Yes |  | 2022-07-13 |  | Non-lead
043112 | 38 ANDROS RD |  | Unknown, Non-Lead | No |  |  |  | Unknown, Non-Lead | 1994 | No |  |  |  | Non-lead
043113 | 175 CORAL RD |  | Unknown, Non-Lead | No |  |  |  | Unknown, Non-Lead | 1993 | No |  |  |  | Non-lead
043114 | 377 BLACKBEARD RD |  | Unknown, Non-Lead | Yes |  | 2018-03-02 |  | PVC | 1993 | Yes |  | 2018-03-02 |  | Non-lead
043115 | #L155 502 PORTER LN |  | Unknown, Non-Lead | No |  |  |  | Unknown, Non-Lead | 1992 | No |  |  |  | Non-lead
043116 | 30363 FLAMINGO LN |  | Unknown, Non-Lead | Yes |  | 2021-11-30 |  | Unknown, Non-Lead | 1993 | Yes |  | 2021-11-30 |  | Non-lead
043119 | 58621 OVERSEAS HWY |  | Polytube | Yes |  | 2024-02-26 |  | Galvanized | 1986 | Yes |  | 2024-02-26 |  | Galvanized Requiring Replacement
043120 | 611 51ST GULF ST |  | Unknown, Non-Lead | Yes |  | 2024-05-21 |  | Unknown, Non-Lead | 1993 | Yes |  | 2024-05-21 |  | Non-lead
043121 | 500 PORTER LN |  | Unknown, Non-Lead | Yes |  | 2024-05-21 |  | Unknown, Non-Lead | 1992 | Yes |  | 2024-05-21 |  | Non-lead
043122 | 506 EMMA ST |  | Unknown, Non-Lead | Yes |  | 2024-02-09 |  | Unknown, Non-Lead | 1994 | Yes |  | 2024-02-09 |  | Non-lead
043123 | 504 PORTER LN |  | Unknown, Non-Lead | No |  |  |  | Unknown, Non-Lead | 1993 | No |  |  |  | Non-lead
043124 | 506 PORTER LN |  | Unknown, Non-Lead | No |  |  |  | Unknown, Non-Lead | 1993 | No |  |  |  | Non-lead
043125 | FIRE 291 FRONT ST |  | Polytube | Yes |  | 2022-06-06 |  | PVC | 1900 | Yes |  | 2022-06-06 |  | Non-lead
043126 | 37 W SANDY CIRCLE |  | Polytube | Yes |  | 2022-12-06 |  | PVC |  | Yes |  | 2022-12-06 |  | Non-lead
043127 | L45 482 BROWN DR |  | Unknown, Non-Lead | Yes |  | 2022-03-31 |  | PVC | 1993 | Yes |  | 2022-03-31 |  | Non-lead
043128 | UNIT 151 620 THOMAS ST |  | Unknown, Non-Lead | Yes |  | 2017-09-30 |  | Unknown, Non-Lead | 1991 | Yes |  | 2017-09-30 |  | Non-lead
043129 | 3755 DRIFTWOOD ST |  | Unknown, Non-Lead | Yes |  | 2021-03-23 |  | Unknown, Non-Lead | 1993 | Yes |  | 2021-03-23 |  | Non-lead
043130 | 117 NEWFOUND HARBOR RD |  | Unknown, Non-Lead | No |  |  |  | Unknown, Non-Lead | 1993 | No |  |  |  | Non-lead
043131 | UNIT A 33 PALMETTO DR |  | Unknown, Non-Lead | No |  |  |  | Unknown, Non-Lead | 1994 | No |  |  |  | Non-lead
043132 | APT B 33 PALMETTO DR |  | Unknown, Non-Lead | Yes |  | 2021-11-01 |  | Unknown, Non-Lead | 1994 | Yes |  | 2021-11-01 |  | Non-lead
043133 | B3L10 24347 W CARRIBEAN DR |  | Polytube | Yes |  | 2023-04-24 |  | PVC | 1977 | Yes |  | 2023-04-24 |  | Non-lead
043134 | 31136 AVE I |  | Unknown, Non-Lead | Yes |  | 2022-10-24 |  | Unknown, Non-Lead | 1993 | Yes |  | 2022-10-24 |  | Non-lead
043135 | APT UP 1418 FLAGLER AVE |  | Polytube | Yes |  | 2023-01-11 |  | PVC | 1992 | Yes |  | 2023-01-11 |  | Non-lead
043136 | L12BK4 856 W GULF DR |  | Unknown, Non-Lead | No |  |  |  | Unknown, Non-Lead | 1995 | No |  |  |  | Non-lead
043137 | 3665 BAHAMA LOT ST |  | Unknown, Non-Lead | Yes |  | 2023-03-23 |  | Unknown, Non-Lead | 1994 | Yes |  | 2023-03-23 |  | Non-lead
043138 | 103 COCO PLUM DR |  | Unknown, Non-Lead | Yes |  | 2024-04-17 |  | PVC | 1994 | Yes |  | 2024-04-17 |  | Non-lead
043139 | 53 AVENUE C |  | Unknown, Non-Lead | Yes |  | 2019-06-24 |  | PVC | 1995 | Yes |  | 2019-06-24 |  | Non-lead
043140 | 1555 BLUEFIN DR |  | Unknown, Non-Lead | No |  |  |  | Unknown, Non-Lead | 1993 | No |  |  |  | Non-lead
043141 | 1791 NARCISSUS AVE |  | Unknown, Non-Lead | Yes |  | 2024-08-09 |  | Unknown, Non-Lead | 1993 | Yes |  | 2024-08-09 |  | Non-lead
043142 | EAST 566 CARRIBEAN DR |  | Polytube | Yes |  | 2023-04-24 |  | PVC | 1974 | Yes |  | 2023-04-24 |  | Non-lead
043143 | 148 GULFSIDE DR |  | Unknown, Non-Lead | Yes |  | 2024-01-08 |  | Unknown, Non-Lead | 1994 | Yes |  | 2024-01-08 |  | Non-lead
043144 | 137 VENETIAN WAY |  | Unknown, Non-Lead | Yes |  | 2019-10-28 |  | PVC | 1992 | Yes |  | 2019-10-28 |  | Non-lead
043145 | 128 SEASHORE DR |  | Unknown, Non-Lead | Yes |  | 2022-08-17 |  | Unknown, Non-Lead | 1998 | Yes |  | 2022-08-17 |  | Non-lead
043146 | 8 OAKWOOD AVE |  | Unknown, Non-Lead | Yes |  | 2021-09-08 |  | Unknown, Non-Lead | 1993 | Yes |  | 2021-09-08 |  | Non-lead
043147 | 134 HARBOR DR |  | Polytube | Yes |  | 2022-06-14 |  | PVC | 1961 | Yes |  | 2022-06-14 |  | Non-lead
043148 | 1218 DUVAL ST |  | Polytube | Yes |  | 2024-05-08 |  | PVC | 1933 | Yes |  | 2024-05-08 |  | Non-lead
043149 | APT A 1218 DUVAL ST |  | Polytube | Yes |  | 2022-09-26 |  | PVC | 1933 | Yes |  | 2022-09-26 |  | Non-lead
043150 | 140 ARICA LN |  | Unknown, Non-Lead | No |  |  |  | Unknown, Non-Lead | 1993 | No |  |  |  | Non-lead
043151 | 3 HARRY DAVIS CIR |  | Unknown, Non-Lead | Yes |  | 2019-05-31 |  | PVC | 1993 | Yes |  | 2019-05-31 |  | Non-lead
043152 | 5 HARRY DAVIS CR |  | Polytube | Yes |  | 2022-05-13 |  | PVC | 1993 | Yes |  | 2022-05-13 |  | Non-lead
043153 | 11 HARRY DAVIS CIR |  | Unknown, Non-Lead | No |  |  |  | Unknown, Non-Lead | 1993 | No |  |  |  | Non-lead
043154 | 9 HARRY DAVIS CIR |  | Unknown, Non-Lead | No |  |  |  | Unknown, Non-Lead | 1993 | No |  |  |  | Non-lead
043155 | 15 HARRY DAVIS CR |  | Unknown, Non-Lead | No |  |  |  | PVC | 1993 | No |  |  |  | Non-lead
043156 | L9,10 13 HARRY DAVIS CR |  | Unknown, Non-Lead | No |  |  |  | Unknown, Non-Lead | 1993 | No |  |  |  | Non-lead
043157 | 7 HARRY DAVIS CIR |  | Unknown, Non-Lead | No |  |  |  | Unknown, Non-Lead | 1993 | No |  |  |  | Non-lead
043158 | 17 HARRY DAVIS CIRC |  | Unknown, Non-Lead | Yes |  | 2024-06-14 |  | Unknown, Non-Lead | 1993 | Yes |  | 2024-06-14 |  | Non-lead
043159 | 19 HARRY DAVIS CIRC |  | Unknown, Non-Lead | Yes |  | 2018-09-24 |  | PVC | 1993 | Yes |  | 2018-09-24 |  | Non-lead
043160 | 21 HARRY DAVIS CR L |  | Unknown, Non-Lead | No |  |  |  | Unknown, Non-Lead | 1993 | No |  |  |  | Non-lead
043161 | 2 HARRY DAVIS CR |  | Unknown, Non-Lead | Yes |  | 2019-01-28 |  | PVC | 1993 | Yes |  | 2019-01-28 |  | Non-lead
043162 | 4 HARRY DAVIS CIR |  | Unknown, Non-Lead | No |  |  |  | Unknown, Non-Lead | 1993 | No |  |  |  | Non-lead
043163 | 6 HARRY DAVIS CIR |  | Unknown, Non-Lead | Yes |  | 2018-06-11 |  | PVC | 1993 | Yes |  | 2018-06-11 |  | Non-lead
043164 | 8 HARRY DAVIS CIR |  | Unknown, Non-Lead | Yes |  | 2019-09-23 |  | PVC | 1993 | Yes |  | 2019-09-23 |  | Non-lead
043165 | 10 HARRY DAVIS CIR |  | Polytube | Yes |  | 2022-06-29 |  | PVC | 1993 | Yes |  | 2022-06-29 |  | Non-lead
043166 | 12 HARRY DAVIS CIR |  | Unknown, Non-Lead | Yes |  | 2021-11-22 |  | Unknown, Non-Lead | 1993 | Yes |  | 2021-11-22 |  | Non-lead
043167 | 14 HARRY DAVIS CIR |  | Polytube | Yes |  | 2022-05-13 |  | PVC | 1993 | Yes |  | 2022-05-13 |  | Non-lead
043168 | 16 HARRY DAVIS CIR |  | Unknown, Non-Lead | No |  |  |  | Unknown, Non-Lead | 1993 | No |  |  |  | Non-lead
043169 | 18 HARRY DAVIS CIR |  | Unknown, Non-Lead | No |  |  |  | Unknown, Non-Lead | 1993 | No |  |  |  | Non-lead
043170 | 20 HARRY DAVIS CIR |  | Unknown, Non-Lead | No |  |  |  | Unknown, Non-Lead | 1993 | No |  |  |  | Non-lead
043171 | 22 HARRY DAVIS CIR |  | PVC | Yes |  | 2023-12-01 |  | PVC | 1993 | Yes |  | 2023-12-01 |  | Non-lead
043172 | 24 HARRY DAVIS CIR |  | Unknown, Non-Lead | Yes |  | 2024-03-25 |  | Unknown, Non-Lead | 1993 | Yes |  | 2024-03-25 |  | Non-lead
043173 | 26 HARRY DAVIS CIR |  | Unknown, Non-Lead | Yes |  | 2019-05-10 |  | PVC | 1993 | Yes |  | 2019-05-10 |  | Non-lead
043174 | 28 HARRY DAVIS CIR |  | Unknown, Non-Lead | No |  |  |  | Unknown, Non-Lead | 1993 | No |  |  |  | Non-lead
043175 | 30 HARRY DAVIS CIR |  | Unknown, Non-Lead | Yes |  | 2020-09-29 |  | PVC | 1993 | Yes |  | 2020-09-29 |  | Non-lead
043176 | 32 HARRY DAVIS CIR |  | Unknown, Non-Lead | Yes |  | 2021-10-22 |  | Unknown, Non-Lead | 1993 | Yes |  | 2021-10-22 |  | Non-lead
043177 | 34 HARRY DAVIS CIR |  | Unknown, Non-Lead | Yes |  | 2020-04-30 |  | PVC | 1993 | Yes |  | 2020-04-30 |  | Non-lead
043178 | 36 HARRY DAVIS CIR |  | PVC | Yes |  | 2022-08-26 |  | PVC | 1993 | Yes |  | 2022-08-26 |  | Non-lead
043179 | 38 HARRY DAVIS CIR |  | Unknown, Non-Lead | Yes |  | 2020-06-11 |  | PVC | 1993 | Yes |  | 2020-06-11 |  | Non-lead
043180 | 40 HARRY DAVIS CIR |  | Unknown, Non-Lead | Yes |  | 2024-03-26 |  | Unknown, Non-Lead | 1993 | Yes |  | 2024-03-26 |  | Non-lead
043181 | 42 HARRY DAVIS CIR |  | Unknown, Non-Lead | Yes |  | 2017-10-17 |  | Unknown, Non-Lead | 1993 | Yes |  | 2017-10-17 |  | Non-lead
043182 | CIR 44 HARRY DAVIS |  | Unknown, Non-Lead | Yes |  | 2019-07-08 |  | PVC | 1993 | Yes |  | 2019-07-08 |  | Non-lead
043183 | 46 HARRY DAVIS CIR |  | Unknown, Non-Lead | Yes |  | 2023-07-25 |  | Unknown, Non-Lead | 1993 | Yes |  | 2023-07-25 |  | Non-lead
043184 | 48 HARRY DAVIS CIR |  | Unknown, Non-Lead | No |  |  |  | Unknown, Non-Lead | 1993 | No |  |  |  | Non-lead
043185 | 50 HARRY DAVIS CIR |  | Unknown, Non-Lead | Yes |  | 2020-11-13 |  | PVC | 1993 | Yes |  | 2020-11-13 |  | Non-lead
043186 | 52 HARRY DAVIS CIR |  | Unknown, Non-Lead | Yes |  | 2021-01-05 |  | Unknown, Non-Lead | 1993 | Yes |  | 2021-01-05 |  | Non-lead
043187 | 54 HARRY DAVIS CIR |  | Unknown, Non-Lead | Yes |  | 2023-12-15 |  | PVC | 1993 | Yes |  | 2023-12-15 |  | Non-lead
043188 | 56 HARRY DAVIS CIR |  | Unknown, Non-Lead | No |  |  |  | Unknown, Non-Lead | 1993 | No |  |  |  | Non-lead
043189 | 58 HARRY DAVIS CIR |  | Unknown, Non-Lead | No |  |  |  | Unknown, Non-Lead | 1993 | No |  |  |  | Non-lead
043190 | L9,10 62 HARRY DAVIS CIR |  | Unknown, Non-Lead | Yes |  | 2019-08-26 |  | PVC | 1993 | Yes |  | 2019-08-26 |  | Non-lead
043191 | 60 HARRY DAVIS CIR |  | Unknown, Non-Lead | No |  |  |  | Unknown, Non-Lead | 1993 | No |  |  |  | Non-lead
043192 | 64 HARRY DAVIS CIR |  | Unknown, Non-Lead | Yes |  | 2024-01-25 |  | Unknown, Non-Lead | 1993 | Yes |  | 2024-01-25 |  | Non-lead
043193 | 66 HARRY DAVIS CIR |  | Unknown, Non-Lead | No |  |  |  | Unknown, Non-Lead | 1993 | No |  |  |  | Non-lead
043194 | 68 HARRY DAVIS CIR |  | Unknown, Non-Lead | No |  |  |  | PVC | 1993 | No |  |  |  | Non-lead
043195 | 70 HARRY DAVIS CIR |  | Unknown, Non-Lead | No |  |  |  | Unknown, Non-Lead | 1993 | No |  |  |  | Non-lead
043196 | 72 HARRY DAVIS CIR |  | Unknown, Non-Lead | No |  |  |  | Unknown, Non-Lead | 1993 | No |  |  |  | Non-lead
043197 | 74 HARRY DAVIS CIR |  | Unknown, Non-Lead | Yes |  | 2018-07-31 |  | Unknown, Non-Lead | 1993 | Yes |  | 2018-07-31 |  | Non-lead
043198 | 76 HARRY DAVIS CIR |  | Unknown, Non-Lead | Yes |  | 2020-02-27 |  | PVC | 1993 | Yes |  | 2020-02-27 |  | Non-lead
043199 | 78 HARRY DAVIS CIR |  | Unknown, Non-Lead | No |  |  |  | Unknown, Non-Lead | 1993 | No |  |  |  | Non-lead
043200 | 80 HARRY DAVIS CR |  | Unknown, Non-Lead | Yes |  | 2018-02-21 |  | Unknown, Non-Lead | 1993 | Yes |  | 2018-02-21 |  | Non-lead
043201 | 100211 OVERSEAS HWY |  | Unknown, Non-Lead | Yes |  | 2024-03-21 |  | Unknown, Non-Lead | 1994 | Yes |  | 2024-03-21 |  | Non-lead
043202 | 571 W INDIES DR |  | Unknown, Non-Lead | No |  |  |  | Unknown, Non-Lead | 1993 | No |  |  |  | Non-lead
043203 | 907 SOUTH ST |  | Polytube | Yes |  | 2022-10-27 |  | PVC | 1935 | Yes |  | 2022-10-27 |  | Non-lead
043204 | 494 CARIBBEAN DR |  | Polytube | Yes |  | 2022-11-03 |  | PVC | 1994 | Yes |  | 2022-11-03 |  | Non-lead
043205 | 128 BAHAMA RD |  | Polytube | Yes |  | 2023-02-01 |  | PVC | 1985 | Yes |  | 2023-02-01 |  | Non-lead
043206 | 244 COSTA BRAVO |  | Unknown, Non-Lead | Yes |  | 2017-10-30 |  | PVC | 1996 | Yes |  | 2017-10-30 |  | Non-lead
043207 | 23 OAKWOOD AVE |  | Unknown, Non-Lead | Yes |  | 2022-03-09 |  | PVC | 1993 | Yes |  | 2022-03-09 |  | Non-lead
043208 | 31 OAKWOOD AVE |  | Unknown, Non-Lead | Yes |  | 2018-07-10 |  | PVC | 1992 | Yes |  | 2018-07-10 |  | Non-lead
043209 | 29178 IRIS DR |  | Unknown, Non-Lead | No |  |  |  | Unknown, Non-Lead | 1993 | No |  |  |  | Non-lead
043210 | 716 WILLIAM ST |  | Polytube | Yes |  | 2023-01-04 |  | PVC | 1981 | Yes |  | 2023-01-04 |  | Non-lead
043211 | 27399 HAITI LN |  | Unknown, Non-Lead | Yes |  | 2023-10-30 |  | Unknown, Non-Lead | 1993 | Yes |  | 2023-10-30 |  | Non-lead
043212 | 17235 KEYSTONE RD |  | Unknown, Non-Lead | Yes |  | 2018-09-04 |  | Unknown, Non-Lead | 1995 | Yes |  | 2018-09-04 |  | Non-lead
043213 | L36 163 SHORE DR |  | Unknown, Non-Lead | No |  |  |  | Unknown, Non-Lead | 1994 | No |  |  |  | Non-lead
043214 | LSIDE 541 8TH ST |  | Unknown, Non-Lead | No |  |  |  | Unknown, Non-Lead | 1994 | No |  |  |  | Non-lead
043215 | 551 8TH St |  | Polytube | Yes |  | 2022-10-22 |  | PVC | 1970 | Yes |  | 2022-10-22 |  | Non-lead
043216 | LSIDE 521 8TH ST |  | Unknown | Yes |  | 2022-10-22 |  | Unknown | 1979 | Yes |  | 2022-10-22 |  | Lead Status Unknown
043217 | RSIDE 531 8TH ST |  | Unknown, Non-Lead | Yes |  | 2020-07-07 |  | Unknown, Non-Lead | 1994 | Yes |  | 2020-07-07 |  | Non-lead
043218 | 58130 MORTON ST |  | Unknown, Non-Lead | No |  |  |  | Unknown, Non-Lead | 1993 | No |  |  |  | Non-lead
043219 | 27 OAKWOOD AVE |  | Unknown, Non-Lead | Yes |  | 2018-10-25 |  | Unknown, Non-Lead | 1992 | Yes |  | 2018-10-25 |  | Non-lead
043220 | 29 OAKWOOD AVE |  | Unknown, Non-Lead | No |  |  |  | Unknown, Non-Lead | 1992 | No |  |  |  | Non-lead
043221 | 371 S COCONUT PALM BLVD |  | Unknown, Non-Lead | Yes |  | 2020-01-31 |  | PVC | 1993 | Yes |  | 2020-01-31 |  | Non-lead
043222 | 413 S COCONUT PALM BLVD |  | Polytube | Yes |  | 2022-06-13 |  | PVC | 1963 | Yes |  | 2022-06-13 |  | Non-lead
043223 | 76 SIR FRANCES DRAKE DR |  | Polytube | Yes |  | 2023-01-31 |  | PVC | 1955 | Yes |  | 2023-01-31 |  | Non-lead
043224 | END INDIES RD |  | Unknown, Non-Lead | Yes |  | 2017-08-22 |  | Other | 1993 | Yes |  | 2017-08-22 |  | Unknown
043225 | 1659 LONG BEACH DR |  | Unknown, Non-Lead | Yes |  | 2024-08-22 |  | Unknown, Non-Lead | 1996 | Yes |  | 2024-08-22 |  | Non-lead
043226 | 770 9TH ST |  | Polytube | Yes |  | 2019-02-19 |  | PVC | 1993 | Yes |  | 2019-02-19 |  | Non-lead
043227 | RSIDE 760 9TH ST |  | Polytube | Yes |  | 2023-09-07 |  | PVC | 1975 | Yes |  | 2023-09-07 |  | Non-lead
043228 | 3923 DIANE RD |  | Unknown, Non-Lead | No |  |  |  | Unknown, Non-Lead | 1993 | No |  |  |  | Non-lead
043229 | 76 TINGLERS LN |  | Unknown, Non-Lead | Yes |  | 2019-08-19 |  | PVC | 1994 | Yes |  | 2019-08-19 |  | Non-lead
043230 | 3680 TREASURE ISLAND ST |  | Unknown, Non-Lead | No |  |  |  | Unknown, Non-Lead | 1993 | No |  |  |  | Non-lead
043231 | 17022 STARFISH LN W |  | Polytube | Yes |  | 2022-07-11 |  | PVC | 1982 | Yes |  | 2022-07-11 |  | Non-lead
043232 | 145 CUTLASS LANE |  | Unknown, Non-Lead | Yes |  | 2021-02-25 |  | PVC | 1993 | Yes |  | 2021-02-25 |  | Non-lead
043233 | 149 ELLIS DR |  | Polytube | Yes |  | 2023-02-09 |  | PVC | 1958 | Yes |  | 2023-02-09 |  | Non-lead
043234 | 171 KAHIKI DR |  | Unknown, Non-Lead | Yes |  | 2021-11-22 |  | Unknown, Non-Lead | 1990 | Yes |  | 2021-11-22 |  | Non-lead
043235 | 69 NO BOUNTY LN |  | Unknown, Non-Lead | Yes |  | 2021-08-27 |  | Unknown, Non-Lead | 1994 | Yes |  | 2021-08-27 |  | Non-lead
043236 | 154 APACHE ST |  | Unknown, Non-Lead | Yes |  | 2019-05-31 |  | Unknown, Non-Lead | 1993 | Yes |  | 2019-05-31 |  | Non-lead
043237 | 229 S BAY HARBOR DR |  | Unknown, Non-Lead | Yes |  | 2019-02-28 |  | PVC | 1993 | Yes |  | 2019-02-28 |  | Non-lead
043238 | 558 E SHORE DR |  | Unknown, Non-Lead | Yes |  | 2024-02-07 |  | Unknown, Non-Lead | 1994 | Yes |  | 2024-02-07 |  | Non-lead
043239 | 28574 LA GRAND RD |  | Polytube | Yes |  | 2023-09-13 |  | PVC | 1986 | Yes |  | 2023-09-13 |  | Non-lead
043240 | 28562 MARACAIBO RD |  | Unknown, Non-Lead | No |  |  |  | Unknown, Non-Lead | 1994 | No |  |  |  | Non-lead
043242 | 31142 I AVE |  | Unknown, Non-Lead | No |  |  |  | Unknown, Non-Lead | 1993 | No |  |  |  | Non-lead
043243 | 3707 DONALD AVE |  | Unknown, Non-Lead | No |  |  |  | Unknown, Non-Lead | 1996 | No |  |  |  | Non-lead
043244 | 21388 CONCH DR |  | Polytube | Yes |  | 2023-12-22 |  | PVC | 1980 | Yes |  | 2023-12-22 |  | Non-lead
043245 | UNIT 152 620 THOMAS ST |  | Unknown, Non-Lead | Yes |  | 2021-06-07 |  | Unknown, Non-Lead | 1991 | Yes |  | 2021-06-07 |  | Non-lead
043246 | UNIT 153 620 THOMAS ST |  | Unknown, Non-Lead | No |  |  |  | Unknown, Non-Lead | 1991 | No |  |  |  | Non-lead
043247 | UNIT 154 620 THOMAS ST |  | Unknown, Non-Lead | Yes |  | 2018-08-13 |  | Unknown, Non-Lead | 1991 | Yes |  | 2018-08-13 |  | Non-lead
043248 | UNIT 155 620 THOMAS ST |  | Unknown, Non-Lead | Yes |  | 2022-01-27 |  | Unknown, Non-Lead | 1991 | Yes |  | 2022-01-27 |  | Non-lead
043249 | UNIT 251 620 THOMAS ST |  | Unknown, Non-Lead | No |  |  |  | Unknown, Non-Lead | 1991 | No |  |  |  | Non-lead
043250 | UNIT 252 620 THOMAS ST |  | Unknown, Non-Lead | No |  |  |  | Unknown, Non-Lead | 1991 | No |  |  |  | Non-lead
043251 | UNIT 253 620 THOMAS ST |  | Unknown, Non-Lead | No |  |  |  | Unknown, Non-Lead | 1991 | No |  |  |  | Non-lead
043252 | UNIT 254 620 THOMAS ST |  | Unknown, Non-Lead | Yes |  | 2019-05-30 |  | Unknown, Non-Lead | 1991 | Yes |  | 2019-05-30 |  | Non-lead
043253 | UNIT 255 620 THOMAS ST |  | Unknown, Non-Lead | No |  |  |  | Unknown, Non-Lead | 1991 | No |  |  |  | Non-lead
043254 | 34 DRIFTWOOD DR |  | Polytube | Yes |  | 2022-05-09 |  | Unknown, Non-Lead | 1993 | Yes |  | 2022-05-09 |  | Non-lead
043255 | 303 BUTTONWOOD CIR L |  | Polytube | Yes |  | 2022-03-29 |  | PVC | 1994 | Yes |  | 2022-03-29 |  | Non-lead
043256 | 23 SO EXUMA RD |  | Unknown, Non-Lead | Yes |  | 2019-04-02 |  | PVC | 1989 | Yes |  | 2019-04-02 |  | Non-lead
043257 | 30 THATCH PALM Way |  | Unknown, Non-Lead | Yes |  | 2019-08-19 |  | Unknown, Non-Lead | 1994 | Yes |  | 2019-08-19 |  | Non-lead
043258 | 4 OAKWOOD AVE |  | Polytube | Yes |  | 2023-04-06 |  | PVC | 1993 | Yes |  | 2023-04-06 |  | Non-lead
043259 | 10 OAKWOOD AVE |  | Unknown, Non-Lead | No |  |  |  | Unknown, Non-Lead | 1993 | No |  |  |  | Non-lead
043260 | 500 CORTE CHICA RD |  | Polytube | Yes |  | 2023-06-29 |  | PVC | 1983 | Yes |  | 2023-06-29 |  | Non-lead
043261 | 481 11TH ST |  | Unknown, Non-Lead | Yes |  | 2019-11-20 |  | Unknown, Non-Lead | 1993 | Yes |  | 2019-11-20 |  | Non-lead
043262 | 209 SCHOONER LANE |  | Polytube | Yes |  | 2022-10-22 |  | PVC | 1980 | Yes |  | 2022-10-22 |  | Non-lead
043263 | 29635 SARATOGA AVE |  | Polytube | Yes |  | 2022-12-05 |  | PVC | 1980 | Yes |  | 2022-12-05 |  | Non-lead
043264 | 29459 ENTERPRISE AVE |  | Polytube | Yes |  | 2022-12-01 |  | PVC | 1987 | Yes |  | 2022-12-01 |  | Non-lead
043265 | 471 CORAL AVE |  | Unknown, Non-Lead | Yes |  | 2019-08-29 |  | Unknown, Non-Lead | 1993 | Yes |  | 2019-08-29 |  | Non-lead
043266 | 820 LOGGERHEAD RD |  | Polytube | Yes |  | 2023-01-13 |  | PVC | 1986 | Yes |  | 2023-01-13 |  | Non-lead
043267 | 200 FRONT ST |  | Polytube | Yes |  | 2024-02-23 |  | PVC | 1930 | Yes |  | 2024-02-23 |  | Non-lead
043268 | 3 PALMETTO DR |  | Unknown, Non-Lead | Yes |  | 2019-09-26 |  | Unknown, Non-Lead | 1993 | Yes |  | 2019-09-26 |  | Non-lead
043269 | 139 LEGRANDE LN |  | Unknown, Non-Lead | Yes |  | 2018-03-14 |  | PVC | 1990 | Yes |  | 2018-03-14 |  | Non-lead
043270 | 360 LES RHODES DR |  | Polytube | Yes |  | 2022-10-14 |  | PVC | 1993 | Yes |  | 2022-10-14 |  | Non-lead
043271 | 238 SPANISH MAIN DR |  | Unknown, Non-Lead | No |  |  |  | Unknown, Non-Lead | 1993 | No |  |  |  | Non-lead
043272 | 635 IXORA DR |  | Polytube | Yes |  | 2022-11-14 |  | PVC | 1982 | Yes |  | 2022-11-14 |  | Non-lead
043273 | 229 S ANGLERS DR |  | Unknown, Non-Lead | Yes |  | 2023-08-31 |  | Unknown, Non-Lead | 1994 | Yes |  | 2023-08-31 |  | Non-lead
043274 | 375 122ND ST |  | Unknown, Non-Lead | Yes |  | 2022-05-10 |  | Unknown, Non-Lead | 1993 | Yes |  | 2022-05-10 |  | Non-lead
043275 | #3 7999 OVERSEAS HWY |  | Unknown, Non-Lead | No |  |  |  | Unknown, Non-Lead | 1993 | No |  |  |  | Non-lead
043276 | #2 7999 OVERSEAS HWY |  | Unknown, Non-Lead | Yes |  | 2022-01-19 |  | Unknown, Non-Lead | 1993 | Yes |  | 2022-01-19 |  | Non-lead
043277 | #1 7999 OVERSEAS HWY |  | Unknown, Non-Lead | No |  |  |  | Unknown, Non-Lead | 1993 | No |  |  |  | Non-lead
043278 | BLDG 3 IRR 500 BURTON DR |  | Unknown, Non-Lead | No |  |  |  | Unknown, Non-Lead | 1991 | No |  |  |  | Non-lead
043279 | 1525 OCEAN BAY DR |  | Unknown, Non-Lead | No |  |  |  | Unknown, Non-Lead | 1994 | No |  |  |  | Non-lead
043280 | 71 JEAN LAFITTE DR |  | Unknown, Non-Lead | Yes |  | 2024-03-12 |  | PVC | 1990 | Yes |  | 2024-03-12 |  | Non-lead
043281 | L11 396 S COCONUT PALM BLVD |  | Polytube | Yes |  | 2023-07-27 |  | PVC | 1970 | Yes |  | 2023-07-27 |  | Non-lead
043282 | 111 BUTTONWOOD LN |  | Polytube | Yes |  | 2023-02-06 |  | PVC | 1966 | Yes |  | 2023-02-06 |  | Non-lead
043283 | 17 MARLIN AVE |  | Unknown, Non-Lead | No |  |  |  | Unknown, Non-Lead | 2009 | No |  |  |  | Non-lead
043284 | 7999 OVERSEAS HWY STE 4 |  | Polytube | Yes |  | 2023-01-20 |  | PVC | 1957 | Yes |  | 2023-01-20 |  | Non-lead
043285 | 846 COPA D'ORO |  | Unknown, Non-Lead | Yes |  | 2020-11-20 |  | PVC | 1998 | Yes |  | 2020-11-20 |  | Non-lead
043286 | 575 95TH OCEAN ST |  | Polytube | Yes |  | 2022-10-03 |  | PVC | 1980 | Yes |  | 2022-10-03 |  | Non-lead
043287 | 1129 CALLE ENSENADA |  | Polytube | Yes |  | 2023-01-04 |  | PVC | 2021 | Yes |  | 2023-01-04 |  | Non-lead
043288 | UNIT B 30971 AVENUE A |  | Polytube | Yes |  | 2024-05-03 |  | PVC | 1993 | Yes |  | 2024-05-03 |  | Non-lead
043289 | UNIT C 30971 AVENUE A |  | Polytube | Yes |  | 2024-05-17 |  | PVC | 1993 | Yes |  | 2024-05-17 |  | Non-lead
043290 | 2798 OVERSEAS HWY |  | Unknown, Non-Lead | Yes |  | 2023-03-14 |  | Unknown, Non-Lead | 1993 | Yes |  | 2023-03-14 |  | Non-lead
043291 | UNIT 3201 500 BURTON DR |  | Unknown, Non-Lead | Yes |  | 2022-09-23 |  | Unknown, Non-Lead | 1991 | Yes |  | 2022-09-23 |  | Non-lead
043292 | UNIT 3202 500 BURTON DR |  | Unknown, Non-Lead | Yes |  | 2021-07-30 |  | Unknown, Non-Lead | 1991 | Yes |  | 2021-07-30 |  | Non-lead
043293 | UNIT 3203 500 BURTON DR |  | Polytube | Yes |  | 2024-01-12 |  | PVC | 1991 | Yes |  | 2024-01-12 |  | Non-lead
043294 | UNIT 3204 500 BURTON DR |  | Unknown, Non-Lead | Yes |  | 2021-05-12 |  | Unknown, Non-Lead | 1991 | Yes |  | 2021-05-12 |  | Non-lead
043295 | UNIT 3205 500 BURTON DR |  | Unknown, Non-Lead | Yes |  | 2021-12-13 |  | Unknown, Non-Lead | 1991 | Yes |  | 2021-12-13 |  | Non-lead
043296 | UNIT 3206 500 BURTON DR |  | Unknown, Non-Lead | Yes |  | 2023-12-31 |  | Unknown, Non-Lead | 1991 | Yes |  | 2023-12-31 |  | Non-lead
043297 | UNIT 3207 500 BURTON DR |  | Unknown, Non-Lead | Yes |  | 2021-04-29 |  | PVC | 1991 | Yes |  | 2021-04-29 |  | Non-lead
043298 | UNIT 3208 500 BURTON DR |  | Unknown, Non-Lead | Yes |  | 2019-11-12 |  | Unknown, Non-Lead | 1991 | Yes |  | 2019-11-12 |  | Non-lead
043299 | UNIT 3209 500 BURTON DR |  | Unknown, Non-Lead | Yes |  | 2019-11-13 |  | PVC | 1991 | Yes |  | 2019-11-13 |  | Non-lead
043300 | UNIT 3210 500 BURTON DR |  | Unknown, Non-Lead | Yes |  | 2018-02-12 |  | Unknown, Non-Lead | 1991 | Yes |  | 2018-02-12 |  | Non-lead
043301 | UNIT 3211 500 BURTON DR |  | Unknown, Non-Lead | No |  |  |  | Unknown, Non-Lead | 1991 | No |  |  |  | Non-lead
043302 | UNIT 3212 500 BURTON DR |  | Unknown, Non-Lead | Yes |  | 2018-02-12 |  | PVC | 1991 | Yes |  | 2018-02-12 |  | Non-lead
043303 | UNIT 3213 500 BURTON DR |  | Unknown, Non-Lead | Yes |  | 2022-04-14 |  | Unknown, Non-Lead | 1991 | Yes |  | 2022-04-14 |  | Non-lead
043304 | UNIT 3214 500 BURTON DR |  | Unknown, Non-Lead | Yes |  | 2022-02-04 |  | Unknown, Non-Lead | 1991 | Yes |  | 2022-02-04 |  | Non-lead
043305 | UNIT 3215 500 BURTON DR |  | Unknown, Non-Lead | Yes |  | 2020-12-14 |  | Unknown, Non-Lead | 1991 | Yes |  | 2020-12-14 |  | Non-lead
043306 | UNIT 3216 500 BURTON DR |  | Unknown, Non-Lead | Yes |  | 2023-11-15 |  | Unknown, Non-Lead | 1991 | Yes |  | 2023-11-15 |  | Non-lead
043307 | UNIT 3301 500 BURTON DR |  | Unknown, Non-Lead | Yes |  | 2023-11-15 |  | Unknown, Non-Lead | 1991 | Yes |  | 2023-11-15 |  | Non-lead
043308 | UNIT 3302 500 BURTON DR |  | Polytube | Yes |  | 2022-05-17 |  | Unknown, Non-Lead | 1991 | Yes |  | 2022-05-17 |  | Non-lead
043309 | UNIT 3303 500 BURTON DR |  | Unknown, Non-Lead | No |  |  |  | Unknown, Non-Lead | 1991 | No |  |  |  | Non-lead
043310 | UNIT 3304 500 BURTON DR |  | Unknown, Non-Lead | Yes |  | 2024-03-04 |  | Unknown, Non-Lead | 1991 | Yes |  | 2024-03-04 |  | Non-lead
043311 | UNIT 3305 500 BURTON DR |  | Unknown, Non-Lead | No |  |  |  | Unknown, Non-Lead | 1991 | No |  |  |  | Non-lead
043312 | UNIT 3306 500 BURTON DR |  | Unknown, Non-Lead | No |  |  |  | Unknown, Non-Lead | 1991 | No |  |  |  | Non-lead
043313 | UNIT 3307 500 BURTON DR |  | Unknown, Non-Lead | Yes |  | 2020-09-30 |  | PVC | 1991 | Yes |  | 2020-09-30 |  | Non-lead
043314 | UNIT 3308 500 BURTON DR |  | Unknown, Non-Lead | Yes |  | 2020-01-14 |  | PVC | 1991 | Yes |  | 2020-01-14 |  | Non-lead
043315 | UNIT 3309 500 BURTON DR |  | Unknown, Non-Lead | No |  |  |  | Unknown, Non-Lead | 1991 | No |  |  |  | Non-lead
043316 | UNIT 3310 500 BURTON DR |  | Unknown, Non-Lead | Yes |  | 2020-08-11 |  | PVC | 1991 | Yes |  | 2020-08-11 |  | Non-lead
043317 | UNIT 3311 500 BURTON DR |  | Unknown, Non-Lead | Yes |  | 2023-12-11 |  | PVC | 1991 | Yes |  | 2023-12-11 |  | Non-lead
043318 | UNIT 3312 500 BURTON DR |  | Unknown, Non-Lead | No |  |  |  | Unknown, Non-Lead | 1991 | No |  |  |  | Non-lead
043319 | UNIT 3313 500 BURTON DR |  | Unknown, Non-Lead | Yes |  | 2017-11-20 |  | Unknown, Non-Lead | 1991 | Yes |  | 2017-11-20 |  | Non-lead
043320 | UNIT 3314 500 BURTON DR |  | Unknown, Non-Lead | Yes |  | 2020-05-12 |  | PVC | 1991 | Yes |  | 2020-05-12 |  | Non-lead
043321 | UNIT 3315 500 BURTON DR |  | Unknown, Non-Lead | No |  |  |  | Unknown, Non-Lead | 1991 | No |  |  |  | Non-lead
043322 | UNIT 3316 500 BURTON DR |  | Unknown, Non-Lead | No |  |  |  | Unknown, Non-Lead | 1991 | No |  |  |  | Non-lead
043323 | UNIT 3401 500 BURTON DR |  | Polytube | Yes |  | 2022-06-23 |  | Copper | 1991 | Yes |  | 2022-06-23 |  | Non-lead
043324 | UNIT 3402 500 BURTON DR |  | Unknown, Non-Lead | Yes |  | 2022-03-17 |  | Unknown, Non-Lead | 1991 | Yes |  | 2022-03-17 |  | Non-lead
043325 | UNIT 3403 500 BURTON DR |  | Unknown, Non-Lead | Yes |  | 2020-11-13 |  | Unknown, Non-Lead | 1991 | Yes |  | 2020-11-13 |  | Non-lead
043326 | UNIT 3404 500 BURTON DR |  | Unknown, Non-Lead | Yes |  | 2018-04-25 |  | Unknown, Non-Lead | 1991 | Yes |  | 2018-04-25 |  | Non-lead
043327 | UNIT 3405 500 BURTON DR |  | Unknown, Non-Lead | No |  |  |  | Unknown, Non-Lead | 1991 | No |  |  |  | Non-lead
043328 | UNIT 3406 500 BURTON DR |  | Unknown, Non-Lead | Yes |  | 2021-06-08 |  | PVC | 1991 | Yes |  | 2021-06-08 |  | Non-lead
043329 | UNIT 3407 500 BURTON DR |  | Unknown, Non-Lead | Yes |  | 2020-07-20 |  | Unknown, Non-Lead | 1991 | Yes |  | 2020-07-20 |  | Non-lead
043330 | UNIT 3408 500 BURTON DR |  | Unknown, Non-Lead | Yes |  | 2021-05-10 |  | Unknown, Non-Lead | 1991 | Yes |  | 2021-05-10 |  | Non-lead
043331 | UNIT 3409 500 BURTON DR |  | Unknown, Non-Lead | No |  |  |  | Unknown, Non-Lead | 1991 | No |  |  |  | Non-lead
043332 | UNIT 3410 500 BURTON DR |  | Unknown, Non-Lead | Yes |  | 2023-12-19 |  | Unknown, Non-Lead | 1991 | Yes |  | 2023-12-19 |  | Non-lead
043333 | UNIT 3411 500 BURTON DR |  | Unknown, Non-Lead | Yes |  | 2018-03-13 |  | Unknown, Non-Lead | 1991 | Yes |  | 2018-03-13 |  | Non-lead
043334 | UNIT 3412 500 BURTON DR |  | Unknown, Non-Lead | Yes |  | 2020-05-18 |  | PVC | 1991 | Yes |  | 2020-05-18 |  | Non-lead
043335 | UNIT 3413 500 BURTON DR |  | Unknown, Non-Lead | Yes |  | 2019-06-05 |  | Unknown, Non-Lead | 1991 | Yes |  | 2019-06-05 |  | Non-lead
043336 | UNIT 3414 500 BURTON DR |  | Unknown, Non-Lead | Yes |  | 2020-07-14 |  | PVC | 1991 | Yes |  | 2020-07-14 |  | Non-lead
043337 | UNIT 3415 500 BURTON DR |  | Unknown, Non-Lead | Yes |  | 2018-10-18 |  | Unknown, Non-Lead | 1991 | Yes |  | 2018-10-18 |  | Non-lead
043338 | UNIT 3416 500 BURTON DR |  | Unknown, Non-Lead | Yes |  | 2019-10-24 |  | PVC | 1991 | Yes |  | 2019-10-24 |  | Non-lead
043339 | 269 SOUTHARD ST |  | Unknown, Non-Lead | No |  |  |  | Unknown, Non-Lead | 1993 | No |  |  |  | Non-lead
043340 | 273 SOUTHARD ST |  | Unknown, Non-Lead | Yes |  | 2024-03-01 |  | Unknown, Non-Lead | 1993 | Yes |  | 2024-03-01 |  | Non-lead
043341 | 277 SOUTHARD ST |  | Unknown, Non-Lead | No |  |  |  | Unknown, Non-Lead | 1993 | No |  |  |  | Non-lead
043342 | 2804 N ROOSEVELT BLVD |  | Unknown, Non-Lead | Yes |  | 2021-07-12 |  | Unknown, Non-Lead | 1992 | Yes |  | 2021-07-12 |  | Non-lead
043343 | 810 SAWYER LN |  | Unknown, Non-Lead | Yes |  | 2018-06-14 |  | Polytube | 1993 | Yes |  | 2018-06-14 |  | Non-lead
043344 | APT A DOWN 714 SOUTHARD ST |  | Unknown | Yes |  | 2023-03-06 |  | PVC | 1938 | Yes |  | 2023-03-06 |  | Lead Status Unknown
043345 | 517 HECK RD |  | Unknown, Non-Lead | Yes |  | 2018-11-30 |  | Unknown, Non-Lead | 1995 | Yes |  | 2018-11-30 |  | Non-lead
043346 | 102 MARINA AVE |  | Polytube | Yes |  | 2022-11-29 |  | PVC | 1982 | Yes |  | 2022-11-29 |  | Non-lead
043347 | 108 5TH LN |  | Unknown, Non-Lead | No |  |  |  | Unknown, Non-Lead | 1993 | No |  |  |  | Non-lead
043348 | 192 ORANGE BLOSSOM RD |  | Unknown, Non-Lead | Yes |  | 2020-12-17 |  | PVC | 1994 | Yes |  | 2020-12-17 |  | Non-lead
043349 | 91981 OVERSEAS HWY |  | Unknown, Non-Lead | No |  |  |  | Unknown, Non-Lead | 2003 | No |  |  |  | Non-lead
043350 | 402 LAGUNA AVE |  | Unknown, Non-Lead | Yes |  | 2021-11-09 |  | Unknown, Non-Lead | 1994 | Yes |  | 2021-11-09 |  | Non-lead
043351 | 1593 LANTANA LN |  | Unknown, Non-Lead | Yes |  | 2021-07-26 |  | Unknown, Non-Lead | 1993 | Yes |  | 2021-07-26 |  | Non-lead
043352 | 165 TORTUGA LN |  | Polytube | Yes |  | 2022-11-02 |  | PVC | 1994 | Yes |  | 2022-11-02 |  | Non-lead
043353 | 578 POWELL AVENUE |  | Polytube | Yes |  | 2023-03-15 |  | PVC | 1986 | Yes |  | 2023-03-15 |  | Non-lead
043354 | WEST 17144 CORAL DR |  | Unknown, Non-Lead | Yes |  | 2018-11-30 |  | PVC | 1993 | Yes |  | 2018-11-30 |  | Non-lead
043355 | 257 AIRPORT NO DR |  | Unknown, Non-Lead | Yes |  | 2017-07-27 |  | Unknown, Non-Lead | 2016 | Yes |  | 2017-07-27 |  | Non-lead
043356 | 29839 NEWFOUND BLVD |  | Unknown, Non-Lead | No |  |  |  | Unknown, Non-Lead | 1995 | No |  |  |  | Non-lead
043357 | 612 BLACKBEARD RD |  | Polytube | Yes |  | 2023-01-23 |  | PVC | 1973 | Yes |  | 2023-01-23 |  | Non-lead
043358 | 166 HARBOR DR |  | Polytube | Yes |  | 2022-06-15 |  | PVC | 1973 | Yes |  | 2022-06-15 |  | Non-lead
043359 | 24 MANGROVE LN |  | Unknown, Non-Lead | Yes |  | 2020-09-08 |  | Unknown, Non-Lead | 1991 | Yes |  | 2020-09-08 |  | Non-lead
043360 | 8 NORTH END RD |  | Unknown, Non-Lead | Yes |  | 2021-03-19 |  | Unknown, Non-Lead | 1993 | Yes |  | 2021-03-19 |  | Non-lead
043361 | 174 N AZALEA ST |  | Polytube | Yes |  | 2022-06-21 |  | PVC | 1968 | Yes |  | 2022-06-21 |  | Non-lead
043362 | 590 80TH O ST |  | Unknown, Non-Lead | Yes |  | 2024-09-16 |  | Unknown, Non-Lead | 1994 | Yes |  | 2024-09-16 |  | Non-lead
043363 | 245 13TH ST |  | Unknown, Non-Lead | Yes |  | 2019-01-10 |  | Unknown, Non-Lead | 1993 | Yes |  | 2019-01-10 |  | Non-lead
043364 | 30363 CARDINAL LN |  | Polytube | Yes |  | 2021-10-19 |  | PVC | 1993 | Yes |  | 2021-10-19 |  | Non-lead
043365 | 374 PECAN AVE |  | Polytube | Yes |  | 2023-08-10 |  | PVC | 1993 | Yes |  | 2023-08-10 |  | Non-lead
043366 | 125 13TH ST |  | Unknown, Non-Lead | Yes |  | 2018-08-10 |  | PVC | 2020 | Yes |  | 2018-08-10 |  | Non-lead
043367 | 27385 BARBUDA LN |  | Unknown, Non-Lead | Yes |  | 2023-03-29 |  | Unknown, Non-Lead | 2010 | Yes |  | 2023-03-29 |  | Non-lead
043368 | 29012 BIGONIA DR |  | Polytube | Yes |  | 2022-12-19 |  | PVC | 1989 | Yes |  | 2022-12-19 |  | Non-lead
043369 | 3695 TROPIC ST |  | Unknown, Non-Lead | Yes |  | 2019-04-26 |  | Unknown, Non-Lead | 1993 | Yes |  | 2019-04-26 |  | Non-lead
043370 | 632 BLACKBEARD RD |  | Copper | Yes |  | 2022-11-17 |  | Copper | 1991 | Yes |  | 2022-11-17 |  | Non-lead
043371 | 400 COUNTY RD |  | Polytube | Yes |  | 2022-06-08 |  | PVC | 1996 | Yes |  | 2022-06-08 |  | Non-lead
043372 | 29038 VOILET DR |  | Unknown, Non-Lead | Yes |  | 2021-09-29 |  | Unknown, Non-Lead | 1994 | Yes |  | 2021-09-29 |  | Non-lead
043373 | SOUTHARD CT |  | Unknown, Non-Lead | No |  |  |  | Unknown, Non-Lead | 1993 | No |  |  |  | Non-lead
043374 | 15 GRASSY RD |  | Unknown, Non-Lead | Yes |  | 2023-03-02 |  | Unknown, Non-Lead | 1993 | Yes |  | 2023-03-02 |  | Non-lead
043375 | 235 S BAY HARBOR DR |  | Unknown, Non-Lead | Yes |  | 2019-01-17 |  | PVC | 1993 | Yes |  | 2019-01-17 |  | Non-lead
043376 | 1 HIBISCUS LN |  | Unknown, Non-Lead | No |  |  |  | Unknown, Non-Lead | 1988 | No |  |  |  | Non-lead
043377 | 134 MOCKINGBIRD RD |  | Unknown, Non-Lead | Yes |  | 2017-10-25 |  | Unknown, Non-Lead | 1993 | Yes |  | 2017-10-25 |  | Non-lead
043378 | 120 VENETIAN DR |  | Polytube | Yes |  | 2023-02-17 |  | PVC | 1996 | Yes |  | 2023-02-17 |  | Non-lead
043379 | 862 BIG PINE AVE |  | Unknown, Non-Lead | Yes |  | 2024-09-23 |  | Unknown, Non-Lead | 1996 | Yes |  | 2024-09-23 |  | Non-lead
043380 | 1261 CRANE BLVD |  | Polytube | Yes |  | 2022-09-13 |  | PVC | 1989 | Yes |  | 2022-09-13 |  | Non-lead
043381 | WEST 20770 1ST AVE |  | Unknown, Non-Lead | Yes |  | 2020-01-24 |  | Unknown, Non-Lead | 1993 | Yes |  | 2020-01-24 |  | Non-lead
043382 | 91 G AVE |  | Unknown, Non-Lead | Yes |  | 2022-05-20 |  | Unknown, Non-Lead | 1995 | Yes |  | 2022-05-20 |  | Non-lead
043383 | LOT 096 1571 OVERSEAS HWY |  | PVC | Yes |  | 2022-05-18 |  | PVC | 1952 | Yes |  | 2022-05-18 |  | Non-lead
043384 | OCEAN 991 W 75TH ST |  | Polytube | Yes |  | 2024-03-22 |  | PVC | 1976 | Yes |  | 2024-03-22 |  | Non-lead
043385 | 3960 EUGENE RD |  | Unknown, Non-Lead | No |  |  |  | Unknown, Non-Lead | 1994 | No |  |  |  | Non-lead
043386 | 19A TREASURE RD |  | Unknown, Non-Lead | No |  |  |  | Unknown, Non-Lead | 1993 | No |  |  |  | Non-lead
043387 | 131 CASA COURT DR |  | Unknown, Non-Lead | Yes |  | 2018-12-10 |  | Unknown, Non-Lead | 1996 | Yes |  | 2018-12-10 |  | Non-lead
043388 | 129 CASA COURT DR |  | Polytube | Yes |  | 2023-03-03 |  | PVC | 1981 | Yes |  | 2023-03-03 |  | Non-lead
043389 | 12 MANGROVE LN |  | Unknown, Non-Lead | No |  |  |  | Unknown, Non-Lead | 1993 | No |  |  |  | Non-lead
043390 | 120 SAN MARCO DR |  | Unknown, Non-Lead | Yes |  | 2022-01-31 |  | Unknown, Non-Lead | 1998 | Yes |  | 2022-01-31 |  | Non-lead
043391 | 1221 MOCKINGBIRD LOT RD |  | Polytube | Yes |  | 2022-07-21 |  | PVC | 1973 | Yes |  | 2022-07-21 |  | Non-lead
043392 | 29184 IRIS DR |  | Polytube | Yes |  | 2022-09-22 |  | PVC | 1993 | Yes |  | 2022-09-22 |  | Non-lead
043393 | 1184 DE LUSSAN LN |  | Polytube | Yes |  | 2023-07-28 |  | PVC | 2013 | Yes |  | 2023-07-28 |  | Non-lead
043394 | 1646 LANTANA LN |  | Unknown, Non-Lead | Yes |  | 2024-03-01 |  | PVC | 1995 | Yes |  | 2024-03-01 |  | Non-lead
043395 | 1657 LANTANA LN |  | Unknown, Non-Lead | Yes |  | 2017-03-24 |  | Unknown, Non-Lead | 1994 | Yes |  | 2017-03-24 |  | Non-lead
043396 | 17213 STARFISH LN |  | Polytube | Yes |  | 2022-07-11 |  | PVC | 1980 | Yes |  | 2022-07-11 |  | Non-lead
043397 | 49 SUNRISE CAY DR |  | Unknown, Non-Lead | Yes |  | 2018-07-25 |  | Unknown, Non-Lead | 1993 | Yes |  | 2018-07-25 |  | Non-lead
043398 | #1 . HARRY DAVIS CIR |  | Unknown, Non-Lead | Yes |  | 2020-12-23 |  | Unknown, Non-Lead | 1993 | Yes |  | 2020-12-23 |  | Non-lead
043399 | 96100 OVERSEAS HWY |  | Polytube | Yes |  | 2022-09-20 |  | PVC | 1982 | Yes |  | 2022-09-20 |  | Non-lead
043401 | B11L11 1124 DE LUSSANN LN |  | Polytube | Yes |  | 2024-06-26 |  | PVC | 1989 | Yes |  | 2024-06-26 |  | Non-lead
043402 | 236 APACHE ST |  | Polytube | Yes |  | 2022-06-07 |  | PVC | 1982 | Yes |  | 2022-06-07 |  | Non-lead
043403 | BLDG 3 MAIN 500 BURTON DR |  | Ductile Iron | Yes |  | 2022-12-13 |  | Ductile Iron | 1990 | Yes |  | 2022-12-13 |  | Non-lead
043404 | BLDG 1 MAIN 500 BURTON DR |  | Ductile Iron | Yes |  | 2022-05-16 |  | Ductile Iron | 1990 | Yes |  | 2022-05-16 |  | Non-lead
043405 | BLDG 4 MAIN 500 BURTON DR |  | Ductile Iron | Yes |  | 2022-05-06 |  | Ductile Iron | 1990 | Yes |  | 2022-05-06 |  | Non-lead
043406 | BLDG 5 MAIN 500 BURTON DR |  | Unknown, Non-Lead | Yes |  | 2021-08-05 |  | Unknown, Non-Lead | 1990 | Yes |  | 2021-08-05 |  | Non-lead
043407 | UNIT 178 620 THOMAS ST |  | Unknown, Non-Lead | Yes |  | 2023-11-06 |  | PVC | 1991 | Yes |  | 2023-11-06 |  | Non-lead
043408 | UNIT 179 620 THOMAS ST |  | Polytube | Yes |  | 2022-06-10 |  | PVC | 1991 | Yes |  | 2022-06-10 |  | Non-lead
043409 | UNIT 180 620 THOMAS ST |  | Unknown, Non-Lead | Yes |  | 2018-07-31 |  | Unknown, Non-Lead | 1991 | Yes |  | 2018-07-31 |  | Non-lead
043410 | UNIT 181 620 THOMAS ST |  | Unknown, Non-Lead | Yes |  | 2019-01-14 |  | Unknown, Non-Lead | 1991 | Yes |  | 2019-01-14 |  | Non-lead
043411 | UNIT 182 620 THOMAS ST |  | Unknown, Non-Lead | Yes |  | 2019-01-11 |  | Unknown, Non-Lead | 1991 | Yes |  | 2019-01-11 |  | Non-lead
043412 | UNIT 278 620 THOMAS ST |  | Unknown, Non-Lead | No |  |  |  | Unknown, Non-Lead | 1991 | No |  |  |  | Non-lead
043413 | UNIT 279 620 THOMAS ST |  | Unknown, Non-Lead | No |  |  |  | Unknown, Non-Lead | 1991 | No |  |  |  | Non-lead
043414 | UNIT 280 620 THOMAS ST |  | Unknown, Non-Lead | No |  |  |  | Unknown, Non-Lead | 1991 | No |  |  |  | Non-lead
043415 | UNIT 281 620 THOMAS ST |  | Unknown, Non-Lead | Yes |  | 2019-05-10 |  | Unknown, Non-Lead | 1991 | Yes |  | 2019-05-10 |  | Non-lead
043416 | UNIT 282 620 THOMAS ST |  | Unknown, Non-Lead | No |  |  |  | Unknown, Non-Lead | 1991 | No |  |  |  | Non-lead
043417 | UNIT 311 1124 OLIVIA ST |  | Unknown, Non-Lead | No |  |  |  | Unknown, Non-Lead | 1992 | No |  |  |  | Non-lead
043418 | STABLES 80231 OVERSEAS HWY |  | Polytube | Yes |  | 2023-01-26 |  | PVC | 2019 | Yes |  | 2023-01-26 |  | Non-lead
043419 | 857 CARDINAL LN |  | Unknown, Non-Lead | Yes |  | 2022-08-22 |  | PVC | 1993 | Yes |  | 2022-08-22 |  | Non-lead
043421 | 127 PUEBLO ST |  | Unknown, Non-Lead | No |  |  |  | Unknown, Non-Lead | 1994 | No |  |  |  | Non-lead
043422 | 34 MUTINY PLACE |  | Polytube | Yes |  | 2022-06-03 |  | PVC | 1993 | Yes |  | 2022-06-03 |  | Non-lead
043423 | 329 W SANDY CIRCLE |  | Polytube | Yes |  | 2023-11-27 |  | PVC | 1985 | Yes |  | 2023-11-27 |  | Non-lead
043424 | 57740 MORTON ST |  | Unknown, Non-Lead | Yes |  | 2019-01-23 |  | Unknown, Non-Lead | 1993 | Yes |  | 2019-01-23 |  | Non-lead
043425 | 204 S ANGLERS DR |  | Unknown, Non-Lead | Yes |  | 2022-04-07 |  | Unknown, Non-Lead | 1995 | Yes |  | 2022-04-07 |  | Non-lead
043426 | 115 AVE A |  | Unknown, Non-Lead | Yes |  | 2024-07-26 |  | Unknown, Non-Lead | 1995 | Yes |  | 2024-07-26 |  | Non-lead
043427 | 119 A AVE |  | Unknown, Non-Lead | Yes |  | 2023-08-08 |  | Unknown, Non-Lead | 1994 | Yes |  | 2023-08-08 |  | Non-lead
043428 | 1607 BOGIE DR |  | Polytube | Yes |  | 2023-11-20 |  | PVC | 1996 | Yes |  | 2023-11-20 |  | Non-lead
043429 | 711 ASHE ST |  | Unknown, Non-Lead | Yes |  | 2023-09-21 |  | PVC | 1993 | Yes |  | 2023-09-21 |  | Non-lead
043430 | 21093 7TH EAST AVE |  | Unknown, Non-Lead | No |  |  |  | Unknown, Non-Lead | 1993 | No |  |  |  | Non-lead
043431 | 22628 LA FITTE DR |  | Unknown, Non-Lead | No |  |  |  | Unknown, Non-Lead | 1993 | No |  |  |  | Non-lead
043432 | 276 W SANDY CIRCLE |  | Unknown, Non-Lead | Yes |  | 2023-08-25 |  | Unknown, Non-Lead | 1995 | Yes |  | 2023-08-25 |  | Non-lead
043433 | 1028 DOVE RD |  | Polytube | Yes |  | 2023-10-10 |  | PVC | 1993 | Yes |  | 2023-10-10 |  | Non-lead
043434 | 125 VENETIAN WAY |  | Polytube | Yes |  | 2022-10-11 |  | PVC | 1994 | Yes |  | 2022-10-11 |  | Non-lead
043435 | LOT 198 94825 OVERSEAS HWY |  | Polytube | Yes |  | 2023-07-20 |  | Unknown, Non-Lead | 2018 | Yes |  | 2023-07-20 |  | Non-lead
043436 | 158 BAHAMA AVE |  | Unknown, Non-Lead | Yes |  | 2018-10-23 |  | Unknown, Non-Lead | 1991 | Yes |  | 2018-10-23 |  | Non-lead
043437 | 122 E SHORE DR |  | Unknown, Non-Lead | Yes |  | 2022-04-01 |  | Unknown, Non-Lead | 1994 | Yes |  | 2022-04-01 |  | Non-lead
043438 | 22306 LA FITTE DR |  | Unknown, Non-Lead | Yes |  | 2020-04-27 |  | PVC | 2018 | Yes |  | 2020-04-27 |  | Non-lead
043439 | 525 BEACH DR |  | Polytube | Yes |  | 2023-11-15 |  | PVC |  | Yes |  | 2023-11-15 |  | Non-lead
043440 | 505 AMELIA ST |  | Unknown, Non-Lead | No |  |  |  | Unknown, Non-Lead | 1988 | No |  |  |  | Non-lead
043441 | 1210 CRANE BLVD |  | Polytube | Yes |  | 2023-01-13 |  | PVC | 1982 | Yes |  | 2023-01-13 |  | Non-lead
043442 | 28595 JOLLY ROGER DR |  | Polytube | Yes |  | 2024-05-21 |  | PVC | 1975 | Yes |  | 2024-05-21 |  | Non-lead
043443 | 373 INDIES RD |  | Polytube | Yes |  | 2023-05-04 |  | PVC | 1983 | Yes |  | 2023-05-04 |  | Non-lead
043444 | 2001 S ROOSEVELT BLVD |  | Galvanized | Yes |  | 2024-11-14 |  | Galvanized | 1993 | Yes |  | 2024-11-14 |  | Galvanized Requiring Replacement
043445 | 16743 E POINT DR |  | Unknown, Non-Lead | No |  |  |  | Unknown, Non-Lead | 1993 | No |  |  |  | Non-lead
043446 | 743 LARGO RD |  | Unknown, Non-Lead | No |  |  |  | Unknown, Non-Lead | 1993 | No |  |  |  | Non-lead
043447 | LT 2 BL4 119 BLUEBIRD RD |  | Unknown, Non-Lead | Yes |  | 2019-01-22 |  | Unknown, Non-Lead | 1994 | Yes |  | 2019-01-22 |  | Non-lead
043448 | 88761 OLD HWY L21 |  | Polytube | Yes |  | 2022-06-14 |  | PVC | 1972 | Yes |  | 2022-06-14 |  | Non-lead
043449 | 211 APACHE ST |  | Polytube | Yes |  | 2023-07-31 |  | PVC | 1964 | Yes |  | 2023-07-31 |  | Non-lead
043450 | 128 PALO DE ORO DR |  | Polytube | Yes |  | 2023-06-15 |  | PVC | 1993 | Yes |  | 2023-06-15 |  | Non-lead
043451 | 30312 PRINCE RD |  | Polytube | Yes |  | 2024-04-22 |  | None | 1994 | Yes |  | 2024-04-22 |  | Non-lead
043452 | 16627 HOLLY LN |  | Unknown, Non-Lead | No |  |  |  | Unknown, Non-Lead | 1994 | No |  |  |  | Non-lead
043453 | 616 W SHORE DR |  | Unknown, Non-Lead | No |  |  |  | Unknown, Non-Lead | 1993 | No |  |  |  | Non-lead
043454 | 540 LA FITTE RD |  | Polytube | Yes |  | 2024-05-31 |  | PVC | 1976 | Yes |  | 2024-05-31 |  | Non-lead
043455 | 420 LES ROHODE DR |  | Unknown, Non-Lead | Yes |  | 2020-09-23 |  | Unknown, Non-Lead | 1994 | Yes |  | 2020-09-23 |  | Non-lead
043456 | 109 SAN JUAN DR |  | Polytube | Yes |  | 2023-05-15 |  | PVC | 1994 | Yes |  | 2023-05-15 |  | Non-lead
043457 | 104 8TH LANE |  | Unknown, Non-Lead | No |  |  |  | Unknown, Non-Lead | 1996 | No |  |  |  | Non-lead
043458 | 853 CARDINAL LN |  | Polytube | Yes |  | 2024-03-04 |  | PVC | 1993 | Yes |  | 2024-03-04 |  | Non-lead
043459 | 71 BAHAMA AVE |  | Polytube | Yes |  | 2022-11-29 |  | PVC | 1987 | Yes |  | 2022-11-29 |  | Non-lead
043460 | 22837 CALICO JACK CIR |  | Polytube | Yes |  | 2022-10-26 |  | PVC | 1999 | Yes |  | 2022-10-26 |  | Non-lead
043461 | 255 CRANE BLVD |  | Unknown, Non-Lead | No |  |  |  | No Piping | 1968 | No |  |  |  | Non-lead
043462 | 2744 N ROOSEVELT BLVD |  | Unknown, Non-Lead | Yes |  | 2020-05-04 |  | Unknown, Non-Lead | 1992 | Yes |  | 2020-05-04 |  | Non-lead
043463 | 17233 LA BRISA LN |  | Unknown, Non-Lead | Yes |  | 2020-07-09 |  | Unknown, Non-Lead | 1993 | Yes |  | 2020-07-09 |  | Non-lead
043464 | 34 PELICAN LN |  | Unknown, Non-Lead | No |  |  |  | Unknown, Non-Lead | 1993 | No |  |  |  | Non-lead
043465 | 1134 DE LUSSAN LANE |  | Polytube | Yes |  | 2023-08-28 |  | PVC | 1982 | Yes |  | 2023-08-28 |  | Non-lead
043466 | 11 EMERALD DR |  | Unknown, Non-Lead | Yes |  | 2024-08-27 |  | Unknown, Non-Lead | 1996 | Yes |  | 2024-08-27 |  | Non-lead
043467 | WEST 20742 2ND AVE |  | Unknown, Non-Lead | Yes |  | 2019-03-25 |  | PVC | 1994 | Yes |  | 2019-03-25 |  | Non-lead
043468 | 25074 5TH ST & OCEAN DR |  | Unknown, Non-Lead | Yes |  | 2018-06-18 |  | Unknown, Non-Lead | 1994 | Yes |  | 2018-06-18 |  | Non-lead
043469 | 22636 LA FITTE DR |  | Unknown, Non-Lead | No |  |  |  | Unknown, Non-Lead | 1993 | No |  |  |  | Non-lead
043470 | 2264 MATTHEWS RD |  | Polytube | Yes |  | 2023-11-20 |  | PVC | 1993 | Yes |  | 2023-11-20 |  | Non-lead
043471 | L9 B2 22856 CUDJOE DR |  | Unknown, Non-Lead | Yes |  | 2018-10-04 |  | Unknown, Non-Lead | 1994 | Yes |  | 2018-10-04 |  | Non-lead
043472 | 136 CARROLL ST |  | Polytube | Yes |  | 2022-06-27 |  | PVC | 1953 | Yes |  | 2022-06-27 |  | Non-lead
043473 | 105 SUNSET DR |  | Polytube | Yes |  | 2023-02-01 |  | PVC | 1979 | Yes |  | 2023-02-01 |  | Non-lead
043474 | 57486 BAILEY ST |  | Polytube | Yes |  | 2022-10-22 |  | PVC | 1979 | Yes |  | 2022-10-22 |  | Non-lead
043475 | 21 AVE F |  | Unknown, Non-Lead | Yes |  | 2022-02-24 |  | PVC | 1994 | Yes |  | 2022-02-24 |  | Non-lead
043476 | 105 SAN REMO ST |  | Unknown, Non-Lead | Yes |  | 2024-05-13 |  | PVC | 1993 | Yes |  | 2024-05-13 |  | Non-lead
043477 | 209 W SEAVIEW DR |  | Polytube | Yes |  | 2022-10-22 |  | PVC | 1985 | Yes |  | 2022-10-22 |  | Non-lead
043478 | L13 B3 27 CANAL DR/HARBOR DR |  | Unknown, Non-Lead | Yes |  | 2023-12-01 |  | PVC | 1988 | Yes |  | 2023-12-01 |  | Non-lead
043479 | 560 OCEAN CAY DR |  | Polytube | Yes |  | 2022-09-07 |  | PVC | 1996 | Yes |  | 2022-09-07 |  | Non-lead
043480 | 238 PUEBLO ST |  | Unknown, Non-Lead | Yes |  | 2019-03-12 |  | PVC | 1993 | Yes |  | 2019-03-12 |  | Non-lead
043481 | 555 OCEAN CAY DR |  | Unknown, Non-Lead | Yes |  | 2021-04-26 |  | Unknown, Non-Lead | 1995 | Yes |  | 2021-04-26 |  | Non-lead
043482 | 20925 4TH WEST AVE |  | Unknown, Non-Lead | Yes |  | 2022-05-31 |  | Unknown, Non-Lead | 1994 | Yes |  | 2022-05-31 |  | Non-lead
043483 | #5 100700 OVERSEAS HWY OFFICE |  | Polytube | Yes |  | 2022-11-17 |  | PVC | 1980 | Yes |  | 2022-11-17 |  | Non-lead
043484 | #2 100660 OVERSEAS HWY |  | Polytube | Yes |  | 2022-11-17 |  | PVC | 1980 | Yes |  | 2022-11-17 |  | Non-lead
043485 | 100650 OVERSEAS HWY |  | Polytube | Yes |  | 2022-11-17 |  | PVC | 1980 | Yes |  | 2022-11-17 |  | Non-lead
043486 | #3 100670 OVERSEAS HWY |  | Polytube | Yes |  | 2022-11-17 |  | Copper | 1980 | Yes |  | 2022-11-17 |  | Non-lead
043487 | 100650 OVERSEAS HWY |  | Polytube | Yes |  | 2022-11-17 |  | PVC | 1980 | Yes |  | 2022-11-17 |  | Non-lead
043488 | 281 FRONT ST |  | Polytube | Yes |  | 2024-09-05 |  | Copper | 1891 | Yes |  | 2024-09-05 |  | Non-lead
043489 | UNIT 412 1126 OLIVIA ST |  | Unknown, Non-Lead | No |  |  |  | Unknown, Non-Lead | 1992 | No |  |  |  | Non-lead
043490 | 29139 ASTER LANE |  | Unknown, Non-Lead | Yes |  | 2021-03-24 |  | PVC | 2008 | Yes |  | 2021-03-24 |  | Non-lead
043491 | 17131 MARLIN DR |  | Unknown, Non-Lead | No |  |  |  | Unknown, Non-Lead | 1993 | No |  |  |  | Non-lead
043492 | UNIT 149 620 THOMAS ST |  | Unknown, Non-Lead | No |  |  |  | Unknown, Non-Lead | 1991 | No |  |  |  | Non-lead
043493 | UNIT 150 620 THOMAS ST |  | Unknown, Non-Lead | No |  |  |  | Unknown, Non-Lead | 1991 | No |  |  |  | Non-lead
043494 | UNIT 249 620 THOMAS ST |  | Unknown, Non-Lead | Yes |  | 2022-02-01 |  | Unknown, Non-Lead | 1991 | Yes |  | 2022-02-01 |  | Non-lead
043495 | UNIT 250 620 THOMAS ST |  | Unknown, Non-Lead | Yes |  | 2024-04-19 |  | Unknown, Non-Lead | 1991 | Yes |  | 2024-04-19 |  | Non-lead
043496 | UNIT 176 620 THOMAS ST |  | Unknown, Non-Lead | Yes |  | 2022-03-07 |  | Unknown, Non-Lead | 1991 | Yes |  | 2022-03-07 |  | Non-lead
043497 | UNIT 177 620 THOMAS ST |  | Polytube | Yes |  | 2023-08-10 |  | PVC | 1991 | Yes |  | 2023-08-10 |  | Non-lead
043498 | UNIT 276 620 THOMAS ST |  | Polytube | Yes |  | 2024-02-09 |  | PVC | 1991 | Yes |  | 2024-02-09 |  | Non-lead
043499 | UNIT 277 620 THOMAS ST |  | Unknown, Non-Lead | Yes |  | 2023-07-07 |  | Unknown, Non-Lead | 1991 | Yes |  | 2023-07-07 |  | Non-lead
043500 | 1155 LONG BEACH DR |  | Polytube | Yes |  | 2024-07-29 |  | PVC | 1994 | Yes |  | 2024-07-29 |  | Non-lead
043501 | SLIP M17 1801 N ROOSEVELT BLVD |  | PVC | Yes |  | 2024-10-03 |  | PVC | 1983 | Yes |  | 2024-10-03 |  | Non-lead
043502 | 553 OCEAN CAY DR |  | Unknown, Non-Lead | Yes |  | 2020-07-28 |  | Unknown, Non-Lead | 1989 | Yes |  | 2020-07-28 |  | Non-lead
043503 | 541 OCEAN CAY DR |  | Unknown, Non-Lead | Yes |  | 2018-12-19 |  | Unknown, Non-Lead | 1998 | Yes |  | 2018-12-19 |  | Non-lead
043504 | 546 OCEAN CAY DR |  | Unknown, Non-Lead | Yes |  | 2021-06-21 |  | Unknown, Non-Lead | 1998 | Yes |  | 2021-06-21 |  | Non-lead
043505 | 232 TIDE AVE |  | Unknown, Non-Lead | Yes |  | 2021-03-04 |  | Unknown, Non-Lead | 1993 | Yes |  | 2021-03-04 |  | Non-lead
043506 | 136 CORAL AVE |  | Polytube | Yes |  | 2024-01-18 |  | PVC | 1981 | Yes |  | 2024-01-18 |  | Non-lead
043507 | 12 EMERALD DR |  | Unknown, Non-Lead | No |  |  |  | Unknown, Non-Lead | 1997 | No |  |  |  | Non-lead
043509 | 21 JEWFISH AVE |  | Polytube | Yes |  | 2022-10-31 |  | Copper | 1972 | Yes |  | 2022-10-31 |  | Non-lead
043510 | 978 SHAW DR |  | Unknown, Non-Lead | Yes |  | 2020-04-27 |  | PVC | 1993 | Yes |  | 2020-04-27 |  | Non-lead
043511 | 779 BOSTWICK DR |  | Unknown, Non-Lead | No |  |  |  | Unknown, Non-Lead | 1995 | No |  |  |  | Non-lead
043512 | 38 MUTINY PL |  | Unknown, Non-Lead | Yes |  | 2020-08-31 |  | PVC | 1993 | Yes |  | 2020-08-31 |  | Non-lead
043513 | COMMON AREA 1124 OLIVIA ST |  | Unknown, Non-Lead | No |  |  |  | Unknown, Non-Lead | 1992 | No |  |  |  | Non-lead
043514 | 19264 ACOSTA TRL |  | Polytube | Yes |  | 2024-05-31 |  | PVC |  | Yes |  | 2024-05-31 |  | Non-lead
043515 | 216 LOBSTER TAIL RD |  | Unknown, Non-Lead | Yes |  | 2023-01-25 |  | Unknown, Non-Lead | 1993 | Yes |  | 2023-01-25 |  | Non-lead
043516 | 351 W INDIES DR |  | Unknown, Non-Lead | No |  |  |  | Unknown, Non-Lead | 1993 | No |  |  |  | Non-lead
043517 | FRONT ST |  | Polytube | Yes |  | 2024-01-08 |  | PVC |  | Yes |  | 2024-01-08 |  | Non-lead
043518 | 19524 CANAL DR |  | Unknown, Non-Lead | Yes |  | 2018-04-25 |  | PVC | 1993 | Yes |  | 2018-04-25 |  | Non-lead
043519 | 1212 WEST SHORE DR |  | Unknown, Non-Lead | Yes |  | 2023-06-28 |  | Unknown, Non-Lead | 1994 | Yes |  | 2023-06-28 |  | Non-lead
043520 | 27965 AVON AVE |  | Unknown, Non-Lead | Yes |  | 2020-09-24 |  | Unknown, Non-Lead | 1990 | Yes |  | 2020-09-24 |  | Non-lead
043521 | 1365 COURY DRIVE |  | Unknown, Non-Lead | Yes |  | 2023-10-24 |  | PVC | 1993 | Yes |  | 2023-10-24 |  | Non-lead
043522 | 29385 COCONUT PALM DR |  | Polytube | Yes |  | 2022-12-19 |  | PVC | 1982 | Yes |  | 2022-12-19 |  | Non-lead
043523 | 2351 SOMBRERO BLVD |  | Unknown, Non-Lead | Yes |  | 2020-12-17 |  | Unknown, Non-Lead | 1994 | Yes |  | 2020-12-17 |  | Non-lead
043524 | 403 SOMBRERO BCH RD |  | Unknown, Non-Lead | Yes |  | 2023-10-12 |  | PVC | 1989 | Yes |  | 2023-10-12 |  | Non-lead
043525 | 320 13TH ST |  | Polytube | Yes |  | 2022-07-12 |  | PVC | 1993 | Yes |  | 2022-07-12 |  | Non-lead
043526 | 131 W INDIES DR |  | Polytube | Yes |  | 2023-04-17 |  | PVC | 1983 | Yes |  | 2023-04-17 |  | Non-lead
043527 | 251 W INDIES DR |  | Unknown, Non-Lead | No |  |  |  | Unknown, Non-Lead | 1995 | No |  |  |  | Non-lead
043528 | 19565 MAYAN ST |  | Polytube | Yes |  | 2023-01-13 |  | PVC | 1981 | Yes |  | 2023-01-13 |  | Non-lead
043529 | 21009 5TH AVENUE |  | Unknown, Non-Lead | Yes |  | 2017-07-27 |  | PVC | 1994 | Yes |  | 2017-07-27 |  | Non-lead
043530 | 22849 BLACKBEARD LANE |  | Unknown, Non-Lead | Yes |  | 2019-03-19 |  | PVC | 1993 | Yes |  | 2019-03-19 |  | Non-lead
043531 | 45 2ND CT |  | Polytube | Yes |  | 2023-02-01 |  | PVC | 1959 | Yes |  | 2023-02-01 |  | Non-lead
043532 | 462 BAHIA AVE |  | Polytube | Yes |  | 2024-02-28 |  | PVC | 1994 | Yes |  | 2024-02-28 |  | Non-lead
043533 | 104335 OVERSEAS HWY |  | Polytube | Yes |  | 2022-10-13 |  | PVC | 1986 | Yes |  | 2022-10-13 |  | Non-lead
043534 | 557 OCEAN CAY DR |  | Polytube | Yes |  | 2022-06-14 |  | PVC | 1998 | Yes |  | 2022-06-14 |  | Non-lead
043535 | 142 IROQUOIS ST |  | Unknown, Non-Lead | Yes |  | 2023-12-29 |  | Unknown, Non-Lead | 1993 | Yes |  | 2023-12-29 |  | Non-lead
043537 | APT B UP 2524 SEIDENBERG AVE |  | Copper | Yes |  | 2022-08-18 |  | PVC | 1953 | Yes |  | 2022-08-18 |  | Non-lead
043539 | 267 W SANDY CIRCLE |  | Polytube | Yes |  | 2022-12-06 |  | PVC | 1974 | Yes |  | 2022-12-06 |  | Non-lead
043540 | 2770 N ROOSEVELT BLVD |  | Unknown, Non-Lead | Yes |  | 2024-07-29 |  | Polytube | 1992 | Yes |  | 2024-07-29 |  | Non-lead
043541 | 25091 OVERSEAS HWY |  | Polytube | Yes |  | 2023-04-25 |  | PVC |  | Yes |  | 2023-04-25 |  | Non-lead
043542 | 10 DIAMOND DR |  | Unknown, Non-Lead | No |  |  |  | Unknown, Non-Lead | 1994 | No |  |  |  | Non-lead
043543 | 20848 5TH WEST AVE |  | Unknown, Non-Lead | Yes |  | 2023-06-12 |  | Unknown, Non-Lead | 1995 | Yes |  | 2023-06-12 |  | Non-lead
043544 | 550 SEMINOLE DR |  | Unknown, Non-Lead | No |  |  |  | Unknown, Non-Lead | 1993 | No |  |  |  | Non-lead
043545 | 993 INDIES RD |  | Unknown, Non-Lead | Yes |  | 2024-06-24 |  | PVC | 2011 | Yes |  | 2024-06-24 |  | Non-lead
043546 | APT A DOWN 2524 SEIDENBERG AVE |  | Copper | Yes |  | 2022-08-18 |  | PVC | 1953 | Yes |  | 2022-08-18 |  | Non-lead
043547 | 19 CINNAMON BARK LN |  | Unknown, Non-Lead | Yes |  | 2021-11-24 |  | PVC | 1994 | Yes |  | 2021-11-24 |  | Non-lead
043548 | 89169 OLD HWY |  | Unknown, Non-Lead | Yes |  | 2020-10-30 |  | PVC | 1993 | Yes |  | 2020-10-30 |  | Non-lead
043549 | 135 CORT LN |  | Polytube | Yes |  | 2022-07-19 |  | PVC | 1971 | Yes |  | 2022-07-19 |  | Non-lead
043550 | 11 HARBOR DR |  | Unknown, Non-Lead | Yes |  | 2018-01-23 |  | Unknown, Non-Lead | 1994 | Yes |  | 2018-01-23 |  | Non-lead
043551 | 75761 OVERSEAS HWY |  | Polytube | Yes |  | 2022-11-14 |  | PVC | 1998 | Yes |  | 2022-11-14 |  | Non-lead
043552 | 17179 AMBERJACK LN |  | Unknown, Non-Lead | Yes |  | 2021-02-28 |  | Unknown, Non-Lead | 1993 | Yes |  | 2021-02-28 |  | Non-lead
043553 | 5707 WEST COLLEGE RD |  | Unknown, Non-Lead | Yes |  | 2021-06-14 |  | Unknown, Non-Lead | 2015 | Yes |  | 2021-06-14 |  | Non-lead
043555 | 750 65TH OCEAN ST |  | Polytube | Yes |  | 2023-03-08 |  | PVC | 1968 | Yes |  | 2023-03-08 |  | Non-lead
043556 | 106 A AVE |  | Unknown, Non-Lead | Yes |  | 2022-04-06 |  | Unknown, Non-Lead | 2007 | Yes |  | 2022-04-06 |  | Non-lead
043557 | 341 SOMBRERO BCH RD |  | Polytube | Yes |  | 2023-05-23 |  | PVC | 1993 | Yes |  | 2023-05-23 |  | Non-lead
043558 | 119 SNAPPER CREEK DR |  | Unknown, Non-Lead | Yes |  | 2018-01-10 |  | Unknown, Non-Lead | 2002 | Yes |  | 2018-01-10 |  | Non-lead
043559 | 29628 FLYING CLOUD AVE |  | Polytube | Yes |  | 2022-12-01 |  | PVC | 1985 | Yes |  | 2022-12-01 |  | Non-lead
043560 | 2181 SAN SEBASTIAN DR |  | Unknown, Non-Lead | Yes |  | 2019-01-25 |  | Unknown, Non-Lead | 1994 | Yes |  | 2019-01-25 |  | Non-lead
043561 | 44 PELICAN LANE |  | Unknown, Non-Lead | Yes |  | 2023-11-28 |  | Unknown, Non-Lead | 1993 | Yes |  | 2023-11-28 |  | Non-lead
043562 | 12 CORRINE PL |  | Unknown, Non-Lead | Yes |  | 2020-12-29 |  | PVC | 1994 | Yes |  | 2020-12-29 |  | Non-lead
043563 | 56 ANDROS RD |  | Unknown, Non-Lead | Yes |  | 2022-05-04 |  | Unknown, Non-Lead | 1994 | Yes |  | 2022-05-04 |  | Non-lead
043564 | 129 TOLLGATE LN |  | Unknown, Non-Lead | Yes |  | 2019-05-21 |  | Unknown, Non-Lead | 1994 | Yes |  | 2019-05-21 |  | Non-lead
043565 | 28 NORTH DR |  | Unknown, Non-Lead | Yes |  | 2022-10-05 |  | Unknown, Non-Lead | 1990 | Yes |  | 2022-10-05 |  | Non-lead
043566 | 10 CENTER LN |  | Polytube | Yes |  | 2022-09-12 |  | PVC | 1993 | Yes |  | 2022-09-12 |  | Non-lead
043567 | 29054 MARIGOLD DR |  | Unknown, Non-Lead | No |  |  |  | Unknown, Non-Lead | 1993 | No |  |  |  | Non-lead
043568 | 17124 W CORAL DR |  | Unknown, Non-Lead | No |  |  |  | Unknown, Non-Lead | 1993 | No |  |  |  | Non-lead
043569 | 29687 SARATOGA AVE |  | Unknown, Non-Lead | Yes |  | 2018-05-18 |  | PVC | 1994 | Yes |  | 2018-05-18 |  | Non-lead
043570 | 149 PELICAN LN |  | Unknown, Non-Lead | No |  |  |  | Unknown, Non-Lead | 2019 | No |  |  |  | Non-lead
043571 | 22960 GASPARILLA LN |  | Polytube | Yes |  | 2022-11-07 |  | PVC | 1981 | Yes |  | 2022-11-07 |  | Non-lead
043572 | 672 BLACKBEARD RD |  | Unknown, Non-Lead | Yes |  | 2016-12-29 |  | Unknown, Non-Lead | 1993 | Yes |  | 2016-12-29 |  | Non-lead
043573 | 975 69TH OCEAN ST |  | Polytube | Yes |  | 2024-01-11 |  | PVC | 1958 | Yes |  | 2024-01-11 |  | Non-lead
043574 | 471 LAFITTE RD |  | Polytube | Yes |  | 2022-05-19 |  | PVC | 1994 | Yes |  | 2022-05-19 |  | Non-lead
043575 | 424 HARBOR DR |  | Unknown, Non-Lead | Yes |  | 2024-06-05 |  | PVC | 1994 | Yes |  | 2024-06-05 |  | Non-lead
043576 | 104 A AVE |  | Unknown, Non-Lead | No |  |  |  | Unknown, Non-Lead | 2000 | No |  |  |  | Non-lead
043577 | 676 SAILFISH TRL |  | Unknown, Non-Lead | Yes |  | 2018-04-24 |  | Unknown, Non-Lead | 1994 | Yes |  | 2018-04-24 |  | Non-lead
043578 | 17 HARBOR ISLAND DR |  | Unknown, Non-Lead | Yes |  | 2017-04-25 |  | Unknown, Non-Lead | 1995 | Yes |  | 2017-04-25 |  | Non-lead
043579 | 812 N TOPAZ |  | Unknown, Non-Lead | Yes |  | 2023-06-16 |  | PVC | 1994 | Yes |  | 2023-06-16 |  | Non-lead
043580 | 107 1ST CT |  | Polytube | Yes |  | 2023-01-05 |  | PVC | 1964 | Yes |  | 2023-01-05 |  | Non-lead
043581 | 92329 OVERSEAS HWY |  | Unknown, Non-Lead | Yes |  | 2023-02-15 |  | PVC | 1994 | Yes |  | 2023-02-15 |  | Non-lead
043582 | FLIGHT STRIP 9400 OVERSEAS HWY |  | Unknown, Non-Lead | Yes |  | 2024-08-12 |  | Cast Iron | 1995 | Yes |  | 2024-08-12 |  | Unknown
043583 | 31179 H AVE |  | Unknown, Non-Lead | No |  |  |  | Unknown, Non-Lead | 1993 | No |  |  |  | Non-lead
043584 | 311 CORAL AVE |  | Polytube | Yes |  | 2024-09-05 |  | PVC | 1993 | Yes |  | 2024-09-05 |  | Non-lead
043585 | 512 LOUISA ST |  | Polytube | Yes |  | 2022-06-10 |  | Copper | 1933 | Yes |  | 2022-06-10 |  | Non-lead
043586 | 3715 PINE ST |  | Unknown, Non-Lead | Yes |  | 2020-04-27 |  | Unknown, Non-Lead | 1993 | Yes |  | 2020-04-27 |  | Non-lead
043587 | 103 HARBOR DR |  | Polytube | Yes |  | 2022-06-15 |  | PVC | 1955 | Yes |  | 2022-06-15 |  | Non-lead
043588 | 120 ZANE GREY CREEK DR |  | Unknown, Non-Lead | Yes |  | 2022-01-04 |  | PVC | 1994 | Yes |  | 2022-01-04 |  | Non-lead
043589 | 134 SEA LANE |  | Unknown, Non-Lead | Yes |  | 2021-12-01 |  | Unknown, Non-Lead | 1994 | Yes |  | 2021-12-01 |  | Non-lead
043590 | 297 WOODS AVE |  | Polytube | Yes |  | 2023-04-28 |  | PVC | 1994 | Yes |  | 2023-04-28 |  | Non-lead
043591 | 966 SHAW DR |  | Polytube | Yes |  | 2023-12-13 |  | PVC | 1988 | Yes |  | 2023-12-13 |  | Non-lead
043592 | 97 BAY DR |  | Unknown, Non-Lead | Yes |  | 2019-06-24 |  | Unknown, Non-Lead | 1995 | Yes |  | 2019-06-24 |  | Non-lead
043593 | 187 NEWFOUND HARBOR RD |  | Polytube | Yes |  | 2022-11-14 |  | PVC | 1997 | Yes |  | 2022-11-14 |  | Non-lead
043594 | 27394 ST LUCIE LN |  | Unknown, Non-Lead | Yes |  | 2024-07-24 |  | Unknown, Non-Lead | 1988 | Yes |  | 2024-07-24 |  | Non-lead
043595 | 1144 DE LUSSAN LANE |  | Polytube | Yes |  | 2023-05-10 |  | PVC | 1982 | Yes |  | 2023-05-10 |  | Non-lead
043596 | REAR 1121 WATSON ST |  | Polytube | Yes |  | 2023-03-23 |  | PVC | 1958 | Yes |  | 2023-03-23 |  | Non-lead
043597 | 220 S OCEAN SHRS DR |  | Unknown, Non-Lead | Yes |  | 2021-11-30 |  | Unknown, Non-Lead | 1994 | Yes |  | 2021-11-30 |  | Non-lead
043598 | 216 PEARL AVE |  | Unknown, Non-Lead | Yes |  | 2021-02-16 |  | Unknown, Non-Lead | 1994 | Yes |  | 2021-02-16 |  | Non-lead
043599 | 237 BOUGAINVILLA ST |  | Unknown, Non-Lead | Yes |  | 2022-05-05 |  | Unknown, Non-Lead | 1992 | Yes |  | 2022-05-05 |  | Non-lead
043600 | 215 S OCEAN SHORES DR |  | Polytube | Yes |  | 2021-11-17 |  | PVC | 1994 | Yes |  | 2021-11-17 |  | Non-lead
043601 | 482 BAHIA AVE |  | Unknown, Non-Lead | Yes |  | 2021-08-25 |  | Unknown, Non-Lead | 1994 | Yes |  | 2021-08-25 |  | Non-lead
043602 | GULF 11270 6TH AVE |  | Unknown | Yes |  | 2024-04-17 |  | Unknown | 1972 | Yes |  | 2024-04-17 |  | Lead Status Unknown
043603 | 1340 COURY DR |  | Unknown, Non-Lead | Yes |  | 2024-05-08 |  | Unknown, Non-Lead | 1994 | Yes |  | 2024-05-08 |  | Non-lead
043604 | 30114 PINE CHANNEL RD |  | Unknown, Non-Lead | No |  |  |  | Unknown, Non-Lead | 1993 | No |  |  |  | Non-lead
043605 | 1323 H AVE |  | Polytube | Yes |  | 2024-01-17 |  | PVC | 1981 | Yes |  | 2024-01-17 |  | Non-lead
043606 | 6575 OCEANVIEW AVE |  | Polytube | Yes |  | 2024-04-05 |  | PVC | 1994 | Yes |  | 2024-04-05 |  | Non-lead
043607 | UNIT 299 620 THOMAS ST |  | Unknown, Non-Lead | Yes |  | 2018-12-07 |  | Unknown, Non-Lead | 1991 | Yes |  | 2018-12-07 |  | Non-lead
043608 | UNIT 199 620 THOMAS ST |  | Unknown, Non-Lead | No |  |  |  | Unknown, Non-Lead | 1991 | No |  |  |  | Non-lead
043609 | UNIT 298 620 THOMAS ST |  | Unknown, Non-Lead | No |  |  |  | Unknown, Non-Lead | 1991 | No |  |  |  | Non-lead
043610 | UNIT 197 620 THOMAS ST |  | Unknown, Non-Lead | Yes |  | 2022-01-27 |  | Unknown, Non-Lead | 1991 | Yes |  | 2022-01-27 |  | Non-lead
043611 | UNIT 198 620 THOMAS ST |  | Unknown, Non-Lead | No |  |  |  | Unknown, Non-Lead | 1991 | No |  |  |  | Non-lead
043612 | UNIT 297 620 THOMAS ST |  | Unknown, Non-Lead | No |  |  |  | Unknown, Non-Lead | 1991 | No |  |  |  | Non-lead
043613 | UNIT 296 620 THOMAS ST |  | Unknown, Non-Lead | No |  |  |  | Unknown, Non-Lead | 1991 | No |  |  |  | Non-lead
043614 | UNIT 196 620 THOMAS ST |  | Unknown, Non-Lead | Yes |  | 2023-10-31 |  | Unknown, Non-Lead | 1991 | Yes |  | 2023-10-31 |  | Non-lead
043615 | 27370 WEST INDIES DR |  | Unknown, Non-Lead | No |  |  |  | Unknown, Non-Lead | 1994 | No |  |  |  | Non-lead
043616 | 63 CORAL DR |  | Unknown, Non-Lead | Yes |  | 2021-03-19 |  | Unknown, Non-Lead | 1994 | Yes |  | 2021-03-19 |  | Non-lead
043617 | 15 CORRINE PL |  | Polytube | Yes |  | 2022-10-26 |  | PVC | 2008 | Yes |  | 2022-10-26 |  | Non-lead
043618 | L2 B19 20962 W 6TH AVE |  | Unknown, Non-Lead | Yes |  | 2016-12-30 |  | Unknown, Non-Lead | 2002 | Yes |  | 2016-12-30 |  | Non-lead
043619 | 19 CORRINE PL |  | Polytube | Yes |  | 2023-05-10 |  | PVC | 1994 | Yes |  | 2023-05-10 |  | Non-lead
043620 | 113 SAN JUAN DR |  | Unknown, Non-Lead | Yes |  | 2017-05-30 |  | Unknown, Non-Lead | 1994 | Yes |  | 2017-05-30 |  | Non-lead
043621 | LT 11 104 AVE G |  | Polytube | Yes |  | 2023-10-02 |  | PVC | 1997 | Yes |  | 2023-10-02 |  | Non-lead
043622 | SLIP T41 1801 N ROOSEVELT BLVD |  | PVC | Yes |  | 2023-01-17 |  | PVC | 1983 | Yes |  | 2023-01-17 |  | Non-lead
043623 | SLIP M30 1801 N ROOSEVELT BLVD |  | PVC | Yes |  | 2022-07-12 |  | PVC | 1983 | Yes |  | 2022-07-12 |  | Non-lead
043624 | SLIP M29 1801 N ROOSEVELT BLVD |  | PVC | Yes |  | 2022-07-12 |  | PVC | 1983 | Yes |  | 2022-07-12 |  | Non-lead
043625 | 1632 BOGIE DR |  | Polytube | Yes |  | 2023-02-23 |  | PVC | 1994 | Yes |  | 2023-02-23 |  | Non-lead
043626 | 171 PALMETTO AVE |  | Polytube | Yes |  | 2023-05-04 |  | PVC | 1981 | Yes |  | 2023-05-04 |  | Non-lead
043627 | 900 50TH GULF ST |  | Polytube | Yes |  | 2023-02-14 |  | PVC | 1983 | Yes |  | 2023-02-14 |  | Non-lead
043628 | 202 S ANGLERS DR |  | Polytube | Yes |  | 2022-05-16 |  | PVC | 1995 | Yes |  | 2022-05-16 |  | Non-lead
043629 | 31155 AVE D |  | Unknown, Non-Lead | Yes |  | 2024-06-26 |  | Unknown, Non-Lead | 1994 | Yes |  | 2024-06-26 |  | Non-lead
043630 | OCEAN 204 22ND ST |  | Polytube | Yes |  | 2022-12-13 |  | PVC | 1963 | Yes |  | 2022-12-13 |  | Non-lead
043631 | 41 6TH ST |  | Polytube | Yes |  | 2022-10-22 |  | PVC | 1960 | Yes |  | 2022-10-22 |  | Non-lead
043632 | 22290 OVERSEAS HWY |  | Unknown, Non-Lead | Yes |  | 2018-07-02 |  | PVC | 1994 | Yes |  | 2018-07-02 |  | Non-lead
043633 | 3643 SOUTH SEAS ST |  | Unknown, Non-Lead | No |  |  |  | Unknown, Non-Lead | 1996 | No |  |  |  | Non-lead
043634 | 456 BAHIA AVE |  | Unknown, Non-Lead | Yes |  | 2020-03-24 |  | PVC | 1994 | Yes |  | 2020-03-24 |  | Non-lead
043635 | 42 ANDROS RD |  | Polytube | Yes |  | 2022-09-30 |  | PVC | 1974 | Yes |  | 2022-09-30 |  | Non-lead
043636 | 76 BASS AVE |  | Polytube | Yes |  | 2023-02-08 |  | PVC | 1994 | Yes |  | 2023-02-08 |  | Non-lead
043637 | 114 FIRST TERR |  | Unknown, Non-Lead | Yes |  | 2017-11-07 |  | PVC | 1994 | Yes |  | 2017-11-07 |  | Non-lead
043638 | 142 VENETIAN Way |  | Unknown, Non-Lead | Yes |  | 2017-04-20 |  | Unknown, Non-Lead | 1995 | Yes |  | 2017-04-20 |  | Non-lead
043639 | 135 COLSON DR |  | Polytube | Yes |  | 2022-10-31 |  | PVC | 1979 | Yes |  | 2022-10-31 |  | Non-lead
043640 | 29 EVERGREEN AVE |  | Unknown, Non-Lead | Yes |  | 2024-05-30 |  | Unknown, Non-Lead | 1994 | Yes |  | 2024-05-30 |  | Non-lead
043641 | FIRE 530 WHITEHEAD ST |  | Unknown | Yes |  | 2023-05-01 |  | Unknown | 1938 | Yes |  | 2023-05-01 |  | Lead Status Unknown
043642 | UNIT 295 620 THOMAS ST |  | Unknown, Non-Lead | No |  |  |  | Unknown, Non-Lead | 1991 | No |  |  |  | Non-lead
043643 | UNIT 195 620 THOMAS ST |  | Unknown, Non-Lead | Yes |  | 2020-05-05 |  | Unknown, Non-Lead | 1991 | Yes |  | 2020-05-05 |  | Non-lead
043644 | UNIT 194 620 THOMAS ST |  | Unknown, Non-Lead | No |  |  |  | Unknown, Non-Lead | 1991 | No |  |  |  | Non-lead
043645 | UNIT 294 620 THOMAS ST |  | Unknown, Non-Lead | No |  |  |  | Unknown, Non-Lead | 1991 | No |  |  |  | Non-lead
043646 | UNIT 293 620 THOMAS ST |  | Unknown, Non-Lead | No |  |  |  | Unknown, Non-Lead | 1991 | No |  |  |  | Non-lead
043647 | UNIT 193 620 THOMAS ST |  | Unknown, Non-Lead | Yes |  | 2019-08-08 |  | Unknown, Non-Lead | 1991 | Yes |  | 2019-08-08 |  | Non-lead
043648 | 44 BLUEWATER DR |  | Unknown, Non-Lead | No |  |  |  | Unknown, Non-Lead | 1993 | No |  |  |  | Non-lead
043649 | 29653 CORAL RD |  | Unknown, Non-Lead | Yes |  | 2018-08-27 |  | Unknown, Non-Lead | 1993 | Yes |  | 2018-08-27 |  | Non-lead
043650 | 44 KEY HAVEN RD |  | Polytube | Yes |  | 2022-05-10 |  | PVC | 1974 | Yes |  | 2022-05-10 |  | Non-lead
043651 | 1025 FLAGSHIP DR |  | Unknown, Non-Lead | Yes |  | 2018-08-30 |  | Unknown, Non-Lead | 2000 | Yes |  | 2018-08-30 |  | Non-lead
043652 | 431 E SHORE DR |  | Unknown, Non-Lead | Yes |  | 2024-09-09 |  | Unknown, Non-Lead | 1993 | Yes |  | 2024-09-09 |  | Non-lead
043653 | 109 WILLOW LN |  | Unknown, Non-Lead | No |  |  |  | Unknown, Non-Lead | 1994 | No |  |  |  | Non-lead
043654 | 1214 MOCKINGBIRD RD |  | Polytube | Yes |  | 2022-07-21 |  | PVC | 1977 | Yes |  | 2022-07-21 |  | Non-lead
043655 | 104 GARDENIA ST |  | Polytube | Yes |  | 2022-06-13 |  | PVC | 1994 | Yes |  | 2022-06-13 |  | Non-lead
043656 | 811 S JADE DR |  | Polytube | Yes |  | 2024-09-11 |  | PVC | 1979 | Yes |  | 2024-09-11 |  | Non-lead
043657 | 76311 OVERSEAS HWY |  | Unknown, Non-Lead | Yes |  | 2021-03-16 |  | PVC | 1994 | Yes |  | 2021-03-16 |  | Non-lead
043658 | APT FRONT 1124 SEMINARY ST |  | Polytube | Yes |  | 2022-05-16 |  | PVC | 1910 | Yes |  | 2022-05-16 |  | Non-lead
043659 | 30381 OLEANDER BLVD |  | Unknown, Non-Lead | Yes |  | 2024-05-31 |  | PVC | 1993 | Yes |  | 2024-05-31 |  | Non-lead
043660 | 542 AVE B |  | Unknown, Non-Lead | No |  |  |  | Unknown, Non-Lead | 1993 | No |  |  |  | Non-lead
043661 | 1125 GREENBRIAR RD |  | Unknown, Non-Lead | No |  |  |  | Unknown, Non-Lead | 1994 | No |  |  |  | Non-lead
043662 | #4 1125 GREENBRIAR RD |  | Copper | Yes |  | 2022-10-22 |  | PVC | 1966 | Yes |  | 2022-10-22 |  | Non-lead
043663 | 112 JAMAICA ST |  | Unknown, Non-Lead | Yes |  | 2024-02-06 |  | Unknown, Non-Lead | 2010 | Yes |  | 2024-02-06 |  | Non-lead
043664 | 29957 NEWFOUND HARBOR BLVD |  | Unknown, Non-Lead | Yes |  | 2022-03-14 |  | Unknown, Non-Lead | 1994 | Yes |  | 2022-03-14 |  | Non-lead
043665 | 1544 WESTWARD HO |  | Unknown, Non-Lead | No |  |  |  | Unknown, Non-Lead | 1995 | No |  |  |  | Non-lead
043666 | 31171 AVENUE H |  | Unknown, Non-Lead | Yes |  | 2017-12-28 |  | Unknown, Non-Lead | 1993 | Yes |  | 2017-12-28 |  | Non-lead
043667 | APT B 150 CASA COURT DR |  | Polytube | Yes |  | 2024-09-05 |  | PVC | 1963 | Yes |  | 2024-09-05 |  | Non-lead
043668 | 8 CENTER LN |  | Unknown, Non-Lead | Yes |  | 2023-11-14 |  | Unknown, Non-Lead | 1996 | Yes |  | 2023-11-14 |  | Non-lead
043669 | 12 GULF DR |  | Unknown, Non-Lead | Yes |  | 2019-09-19 |  | PVC | 2007 | Yes |  | 2019-09-19 |  | Non-lead
043670 | 152 JASMINE ST |  | Unknown, Non-Lead | No |  |  |  | Unknown, Non-Lead | 1994 | No |  |  |  | Non-lead
043671 | 97360 OVERSEAS HWY PT OF TR |  | Unknown, Non-Lead | Yes |  | 2024-03-12 |  | PVC | 1994 | Yes |  | 2024-03-12 |  | Non-lead
043672 | 29122 CEDAR DRIVE |  | Unknown, Non-Lead | Yes |  | 2023-12-21 |  | Unknown, Non-Lead | 1993 | Yes |  | 2023-12-21 |  | Non-lead
043673 | APT 3 1115 MARGARET ST |  | Polytube | Yes |  | 2023-03-15 |  | PVC | 1938 | Yes |  | 2023-03-15 |  | Non-lead
043674 | #2 1115 MARGARET ST |  | Polytube | Yes |  | 2023-03-15 |  | PVC | 1938 | Yes |  | 2023-03-15 |  | Non-lead
043675 | APT 1 1115 MARGARET ST |  | Polytube | Yes |  | 2023-03-15 |  | PVC | 1938 | Yes |  | 2023-03-15 |  | Non-lead
043677 | 2710 N ROOSEVELT BLVD |  | Polytube | Yes |  | 2023-02-17 |  | Copper | 1992 | Yes |  | 2023-02-17 |  | Non-lead
043678 | 31163 AVENUE H |  | Unknown, Non-Lead | Yes |  | 2019-02-15 |  | Unknown, Non-Lead | 1993 | Yes |  | 2019-02-15 |  | Non-lead
043679 | 29555 CONSTITUTION AVE |  | Unknown, Non-Lead | Yes |  | 2018-02-16 |  | PVC | 1993 | Yes |  | 2018-02-16 |  | Non-lead
043680 | 227 N AIRPORT DR |  | Unknown, Non-Lead | Yes |  | 2020-03-31 |  | Unknown, Non-Lead | 1994 | Yes |  | 2020-03-31 |  | Non-lead
043681 | 22880 BLACKBEARD LN |  | Unknown, Non-Lead | Yes |  | 2023-12-27 |  | Unknown, Non-Lead | 1993 | Yes |  | 2023-12-27 |  | Non-lead
043682 | 101 MARINA AVE |  | Polytube | Yes |  | 2024-07-09 |  | PVC | 1993 | Yes |  | 2024-07-09 |  | Non-lead
043683 | 117 OCEAN SHORES DR |  | Unknown, Non-Lead | No |  |  |  | Unknown, Non-Lead | 1995 | No |  |  |  | Non-lead
043684 | 112 FIRST TERR |  | Unknown, Non-Lead | No |  |  |  | Unknown, Non-Lead | 1995 | No |  |  |  | Non-lead
043685 | #201 101415 OVERSEAS HWY |  | Polytube | Yes |  | 2023-01-30 |  | Copper | 1987 | Yes |  | 2023-01-30 |  | Non-lead
043686 | #17A 101443 OVERSEAS HWY |  | Polytube | Yes |  | 2023-12-27 |  | PVC | 1987 | Yes |  | 2023-12-27 |  | Non-lead
043687 | 27317 CAYMAN LN |  | Unknown, Non-Lead | Yes |  | 2023-04-13 |  | Unknown, Non-Lead | 2012 | Yes |  | 2023-04-13 |  | Non-lead
043688 | 116 SUNRISE DR |  | Unknown, Non-Lead | Yes |  | 2024-05-21 |  | Unknown, Non-Lead | 1994 | Yes |  | 2024-05-21 |  | Non-lead
043689 | 1028 CALICO JACK CIRC |  | Unknown, Non-Lead | No |  |  |  | Unknown, Non-Lead | 1993 | No |  |  |  | Non-lead
043690 | 335 CALZADA DE BOUGANVILLEA |  | Unknown, Non-Lead | Yes |  | 2024-09-16 |  | Unknown, Non-Lead | 1999 | Yes |  | 2024-09-16 |  | Non-lead
043691 | 781 10TH ST |  | Unknown, Non-Lead | Yes |  | 2023-05-04 |  | Unknown, Non-Lead | 1994 | Yes |  | 2023-05-04 |  | Non-lead
043692 | 791 10TH ST |  | Polytube | Yes |  | 2022-10-22 |  | PVC | 1976 | Yes |  | 2022-10-22 |  | Non-lead
043693 | 27430 CROIX ST |  | Unknown, Non-Lead | Yes |  | 2018-07-02 |  | PVC | 1994 | Yes |  | 2018-07-02 |  | Non-lead
043694 | 3853 GILLOT RD |  | Unknown, Non-Lead | Yes |  | 2020-09-09 |  | Unknown, Non-Lead | 1994 | Yes |  | 2020-09-09 |  | Non-lead
043695 | APT C 1028 WHITEHEAD ST |  | Unknown, Non-Lead | No |  |  |  | Unknown, Non-Lead | 2000 | No |  |  |  | Non-lead
043696 | 1079 GULF DR |  | Unknown, Non-Lead | No |  |  |  | Unknown, Non-Lead | 1994 | No |  |  |  | Non-lead
043697 | 245 SOUTH POINT DR |  | Polytube | Yes |  | 2023-08-30 |  | PVC | 1982 | Yes |  | 2023-08-30 |  | Non-lead
043698 | 19567 NAVAJO ST |  | Unknown, Non-Lead | Yes |  | 2024-08-05 |  | Unknown, Non-Lead | 1994 | Yes |  | 2024-08-05 |  | Non-lead
043699 | 29457 FORRESTAL AVE |  | Unknown, Non-Lead | No |  |  |  | Unknown, Non-Lead | 1993 | No |  |  |  | Non-lead
043700 | APT REAR 635 UNITED ST |  | Polytube | Yes |  | 2019-08-07 |  | PVC | 1929 | Yes |  | 2019-08-07 |  | Non-lead
043701 | SLIP T33 1801 N ROOSEVELT BLVD |  | PVC | Yes |  | 2022-07-11 |  | PVC | 1983 | Yes |  | 2022-07-11 |  | Non-lead
043702 | 3485 S ROOSEVELT BLVD |  | Polytube | Yes |  | 2023-08-23 |  | Copper | 1862 | Yes |  | 2023-08-23 |  | Non-lead
043703 | 3557 S ROOSEVELT STA L BLVD |  | PVC | Yes |  | 2024-08-22 |  | PVC | 1968 | Yes |  | 2024-08-22 |  | Non-lead
043704 | 3805 S ROOSEVELT STA M BLVD |  | Polytube | Yes |  | 2023-12-18 |  | Polytube |  | Yes |  | 2023-12-18 |  | Non-lead
043705 | 229 SOUTHARD ST |  | Polytube | Yes |  | 2023-06-09 |  | PVC | 1993 | Yes |  | 2023-06-09 |  | Non-lead
043706 | 231 SOUTHARD ST |  | Polytube | Yes |  | 2022-11-10 |  | PVC | 1993 | Yes |  | 2022-11-10 |  | Non-lead
043707 | 233 SOUTHARD ST |  | Unknown, Non-Lead | Yes |  | 2021-02-04 |  | Unknown, Non-Lead | 1993 | Yes |  | 2021-02-04 |  | Non-lead
043708 | 225 SOUTHARD ST |  | Unknown, Non-Lead | Yes |  | 2024-07-02 |  | Unknown, Non-Lead | 1993 | Yes |  | 2024-07-02 |  | Non-lead
043709 | 34 FLORAL AVE |  | Polytube | Yes |  | 2022-11-09 |  | PVC | 1986 | Yes |  | 2022-11-09 |  | Non-lead
043710 | UP 1210 DUVAL ST |  | Polytube | Yes |  | 2022-09-26 |  | PVC | 1933 | Yes |  | 2022-09-26 |  | Non-lead
043711 | 937 LOGGERHEAD LN |  | Unknown, Non-Lead | Yes |  | 2021-02-01 |  | Unknown, Non-Lead | 1994 | Yes |  | 2021-02-01 |  | Non-lead
043712 | L15B23 20710 1ST AVE WEST |  | Unknown, Non-Lead | No |  |  |  | Unknown, Non-Lead | 1994 | No |  |  |  | Non-lead
043713 | 22913 ANNE BONNY LN |  | Unknown, Non-Lead | Yes |  | 2019-12-30 |  | Unknown, Non-Lead | 1997 | Yes |  | 2019-12-30 |  | Non-lead
043714 | 472 SANDS RD |  | Polytube | Yes |  | 2024-08-19 |  | PVC | 1994 | Yes |  | 2024-08-19 |  | Non-lead
043715 | 805 CORTE DEL SOL |  | Copper | Yes |  | 2024-04-11 |  | PVC | 1972 | Yes |  | 2024-04-11 |  | Non-lead
043716 | APT 2 UP 1319 UNITED ST |  | Polytube | Yes |  | 2022-06-28 |  | PVC | 2006 | Yes |  | 2022-06-28 |  | Non-lead
043717 | APT 1 DOWN 1319 UNITED ST |  | Polytube | Yes |  | 2022-06-28 |  | PVC | 1908 | Yes |  | 2022-06-28 |  | Non-lead
043718 | APT 4 UP 1317 1/2 UNITED ST |  | Polytube | Yes |  | 2022-06-28 |  | PVC | 1908 | Yes |  | 2022-06-28 |  | Non-lead
043719 | 260 HIBISCUS ST |  | Unknown, Non-Lead | No |  |  |  | Unknown, Non-Lead | 1997 | No |  |  |  | Non-lead
043720 | 19 JENNY LANE |  | Polytube | Yes |  | 2023-02-08 |  | PVC | 1969 | Yes |  | 2023-02-08 |  | Non-lead
043721 | 683 N LAKE DR |  | Unknown, Non-Lead | Yes |  | 2017-06-02 |  | Unknown, Non-Lead | 1994 | Yes |  | 2017-06-02 |  | Non-lead
043722 | 147 CARIBBEAN AVE |  | Polytube | Yes |  | 2022-07-19 |  | PVC | 1982 | Yes |  | 2022-07-19 |  | Non-lead
043723 | 23 HARBOR DR |  | Unknown, Non-Lead | Yes |  | 2021-11-22 |  | Unknown, Non-Lead | 1994 | Yes |  | 2021-11-22 |  | Non-lead
043724 | L13&14 21018 4TH AVE |  | Unknown, Non-Lead | Yes |  | 2022-11-28 |  | PVC | 1994 | Yes |  | 2022-11-28 |  | Non-lead
043725 | SLIP T10 1801 N ROOSEVELT BLVD |  | PVC | Yes |  | 2022-07-11 |  | PVC | 1983 | Yes |  | 2022-07-11 |  | Non-lead
043729 | REAR 202 WILLIAM ST |  | Unknown, Non-Lead | Yes |  | 2020-12-03 |  | Unknown, Non-Lead | 1998 | Yes |  | 2020-12-03 |  | Non-lead
043734 | APT 9 241 SOUTHARD ST |  | Unknown, Non-Lead | Yes |  | 2018-08-10 |  | Unknown, Non-Lead | 1993 | Yes |  | 2018-08-10 |  | Non-lead
043735 | 249 SOUTHARD ST |  | Unknown, Non-Lead | No |  |  |  | Unknown, Non-Lead | 1993 | No |  |  |  | Non-lead
043736 | 530 W INDIES LN (CORNER TOBAGO) |  | Polytube | Yes |  | 2023-03-30 |  | PVC | 1996 | Yes |  | 2023-03-30 |  | Non-lead
043737 | 66 BONEFISH AVE |  | Polytube | Yes |  | 2024-01-12 |  | PVC | 1995 | Yes |  | 2024-01-12 |  | Non-lead
043738 | 156 CORRINE PL |  | Unknown, Non-Lead | No |  |  |  | Unknown, Non-Lead | 1995 | No |  |  |  | Non-lead
043739 | 595 BEACH RD |  | Unknown, Non-Lead | Yes |  | 2017-11-08 |  | Unknown, Non-Lead | 1995 | Yes |  | 2017-11-08 |  | Non-lead
043741 | 102 SAN JUAN DR |  | Unknown, Non-Lead | Yes |  | 2021-03-18 |  | Unknown, Non-Lead | 1995 | Yes |  | 2021-03-18 |  | Non-lead
043742 | 1572 PANDOREA LN |  | Polytube | Yes |  | 2023-05-22 |  | PVC | 1994 | Yes |  | 2023-05-22 |  | Non-lead
043743 | 1 2 MALLORY SQUARE |  | Polytube | Yes |  | 2022-12-02 |  | PVC | 1985 | Yes |  | 2022-12-02 |  | Non-lead
043745 | 231 MARGARET ST |  | Unknown, Non-Lead | Yes |  | 2020-08-26 |  | Unknown, Non-Lead | 2014 | Yes |  | 2020-08-26 |  | Non-lead
043746 | 5 LANDS INN VILLAGE |  | Unknown, Non-Lead | Yes |  | 2022-08-08 |  | Unknown, Non-Lead | 1998 | Yes |  | 2022-08-08 |  | Non-lead
043747 | 220 MARGARET ST |  | PVC | Yes |  | 2023-03-06 |  | PVC | 1974 | Yes |  | 2023-03-06 |  | Non-lead
043748 | 31155 AVENUE H |  | Unknown, Non-Lead | Yes |  | 2022-07-15 |  | PVC | 1994 | Yes |  | 2022-07-15 |  | Non-lead
043749 | 218 SPANISH MAIN DR |  | Unknown, Non-Lead | No |  |  |  | Unknown, Non-Lead | 1994 | No |  |  |  | Non-lead
043750 | 27357 CAYMAN LN |  | Unknown, Non-Lead | No |  |  |  | Unknown, Non-Lead | 1994 | No |  |  |  | Non-lead
043751 | 460 E AVE |  | Polytube | Yes |  | 2021-05-12 |  | PVC | 1994 | Yes |  | 2021-05-12 |  | Non-lead
043752 | 237 SOUTHARD ST |  | Unknown, Non-Lead | No |  |  |  | Unknown, Non-Lead | 1993 | No |  |  |  | Non-lead
043753 | UNIT 8 245 SOUTHARD ST |  | Unknown, Non-Lead | Yes |  | 2021-10-08 |  | Unknown, Non-Lead | 1993 | Yes |  | 2021-10-08 |  | Non-lead
043754 | EAST 522 PARK DR |  | Polytube | Yes |  | 2024-04-01 |  | PVC |  | Yes |  | 2024-04-01 |  | Non-lead
043755 | APT A 1028 WHITEHEAD ST |  | Unknown, Non-Lead | Yes |  | 2018-07-09 |  | PVC | 2000 | Yes |  | 2018-07-09 |  | Non-lead
043756 | 1007 DUVAL ST |  | Unknown, Non-Lead | Yes |  | 2022-05-16 |  | Unknown, Non-Lead | 1994 | Yes |  | 2022-05-16 |  | Non-lead
043757 | 3681 FOX ST |  | Unknown, Non-Lead | Yes |  | 2024-05-28 |  | Unknown, Non-Lead | 1994 | Yes |  | 2024-05-28 |  | Non-lead
043758 | 708 DUVAL ST |  | Unknown, Non-Lead | Yes |  | 2024-06-05 |  | Unknown, Non-Lead | 1994 | Yes |  | 2024-06-05 |  | Non-lead
043759 | 710 DUVAL ST |  | Unknown, Non-Lead | Yes |  | 2024-01-08 |  | PVC | 1994 | Yes |  | 2024-01-08 |  | Non-lead
043760 | STORE A 712 DUVAL ST |  | Unknown, Non-Lead | Yes |  | 2024-03-14 |  | PVC | 1994 | Yes |  | 2024-03-14 |  | Non-lead
043761 | STE B 712 DUVAL ST |  | Unknown, Non-Lead | Yes |  | 2020-07-08 |  | Unknown, Non-Lead | 1994 | Yes |  | 2020-07-08 |  | Non-lead
043762 | 714 DUVAL ST |  | Unknown, Non-Lead | Yes |  | 2020-11-06 |  | Unknown, Non-Lead | 1994 | Yes |  | 2020-11-06 |  | Non-lead
043763 | RESTUARANT UP 712 DUVAL ST |  | Unknown, Non-Lead | Yes |  | 2018-11-27 |  | Unknown, Non-Lead | 1994 | Yes |  | 2018-11-27 |  | Non-lead
043764 | RIGHT 720 10TH ST |  | Unknown, Non-Lead | Yes |  | 2023-06-05 |  | PVC | 1995 | Yes |  | 2023-06-05 |  | Non-lead
043765 | 357 SHIPS WAY |  | Polytube | Yes |  | 2023-05-02 |  | PVC | 1982 | Yes |  | 2023-05-02 |  | Non-lead
043766 | 2825 DOLPHIN DR |  | Unknown, Non-Lead | Yes |  | 2019-01-18 |  | PVC | 1994 | Yes |  | 2019-01-18 |  | Non-lead
043767 | 1749 LONG BCH RD |  | Polytube | Yes |  | 2022-06-03 |  | PVC | 1994 | Yes |  | 2022-06-03 |  | Non-lead
043768 | 110 13TH ST |  | Unknown, Non-Lead | Yes |  | 2022-05-04 |  | PVC | 1994 | Yes |  | 2022-05-04 |  | Non-lead
043769 | 20823 2ND WEST AVE |  | Unknown, Non-Lead | Yes |  | 2020-12-31 |  | Unknown, Non-Lead | 2005 | Yes |  | 2020-12-31 |  | Non-lead
043770 | 29184 ALLAMANDA LN |  | Unknown, Non-Lead | Yes |  | 2024-09-20 |  | Unknown, Non-Lead | 1993 | Yes |  | 2024-09-20 |  | Non-lead
043771 | 17165 WAHOO LN |  | Unknown, Non-Lead | Yes |  | 2018-12-12 |  | Unknown, Non-Lead | 1994 | Yes |  | 2018-12-12 |  | Non-lead
043772 | 2704 N ROOSEVELT BLVD |  | Unknown, Non-Lead | Yes |  | 2020-05-04 |  | Unknown, Non-Lead | 1992 | Yes |  | 2020-05-04 |  | Non-lead
043773 | 146 E MARINA AVE |  | Copper | Yes |  | 2023-05-04 |  | PVC | 1969 | Yes |  | 2023-05-04 |  | Non-lead
043774 | 150 PARK AVE |  | Polytube | Yes |  | 2024-01-22 |  | PVC | 1994 | Yes |  | 2024-01-22 |  | Non-lead
043775 | 419 LAGUNA AVE |  | Unknown, Non-Lead | Yes |  | 2020-08-26 |  | Unknown, Non-Lead | 1994 | Yes |  | 2020-08-26 |  | Non-lead
043776 | 35 BONEFISH AVE |  | Unknown, Non-Lead | Yes |  | 2020-04-17 |  | Unknown, Non-Lead | 1994 | Yes |  | 2020-04-17 |  | Non-lead
043777 | 91971 OVERSEAS HWY UNIT 2 |  | Polytube | Yes |  | 2023-02-13 |  | PVC | 1982 | Yes |  | 2023-02-13 |  | Non-lead
043778 | 27983 TEMPLE AVE |  | Unknown, Non-Lead | No |  |  |  | Unknown, Non-Lead | 1994 | No |  |  |  | Non-lead
043779 | 91971 OVERSEAS HWY UNIT 3 P |  | Unknown, Non-Lead | No |  |  |  | Unknown, Non-Lead | 2003 | No |  |  |  | Non-lead
043780 | 200 WILDWOOD CIR |  | Polytube | Yes |  | 2023-01-31 |  | PVC | 1977 | Yes |  | 2023-01-31 |  | Non-lead
043781 | 102125 OVERSEAS HWY |  | Polytube | Yes |  | 2023-02-08 |  | PVC | 1980 | Yes |  | 2023-02-08 |  | Non-lead
043782 | 157 VENETIAN WAY |  | Polytube | No |  |  |  | PVC | 1994 | No |  |  |  | Non-lead
043783 | 294 S COCONUT PALM BLVD |  | Polytube | Yes |  | 2022-06-21 |  | PVC | 1970 | Yes |  | 2022-06-21 |  | Non-lead
043784 | 139 KEY HAVEN RD |  | Unknown, Non-Lead | Yes |  | 2022-04-27 |  | Unknown, Non-Lead | 1990 | Yes |  | 2022-04-27 |  | Non-lead
043785 | 512 NOAH LN |  | Unknown, Non-Lead | Yes |  | 2021-10-08 |  | Unknown, Non-Lead | 1994 | Yes |  | 2021-10-08 |  | Non-lead
043786 | 204 FLEMING ST |  | Unknown, Non-Lead | Yes |  | 2018-11-09 |  | Unknown, Non-Lead | 1994 | Yes |  | 2018-11-09 |  | Non-lead
043787 | 206 FLEMING ST |  | Unknown, Non-Lead | No |  |  |  | Unknown, Non-Lead | 1994 | No |  |  |  | Non-lead
043788 | 520 PORTER LN |  | Polytube | Yes |  | 2023-09-12 |  | PVC | 1994 | Yes |  | 2023-09-12 |  | Non-lead
043789 | 514 PORTER LN |  | Unknown, Non-Lead | Yes |  | 2022-01-21 |  | PVC | 1994 | Yes |  | 2022-01-21 |  | Non-lead
043790 | 512 PORTER LN |  | Unknown, Non-Lead | No |  |  |  | Unknown, Non-Lead | 1994 | No |  |  |  | Non-lead
043791 | 510 PORTER LN |  | Unknown, Non-Lead | Yes |  | 2020-09-08 |  | Unknown, Non-Lead | 1994 | Yes |  | 2020-09-08 |  | Non-lead
043792 | 508 PORTER LN |  | Unknown, Non-Lead | Yes |  | 2018-12-13 |  | Polytube | 1994 | Yes |  | 2018-12-13 |  | Non-lead
043793 | 522 PORTER LN |  | Unknown, Non-Lead | Yes |  | 2021-06-07 |  | Unknown, Non-Lead | 1994 | Yes |  | 2021-06-07 |  | Non-lead
043794 | #19 516 PORTER LN |  | Unknown, Non-Lead | Yes |  | 2022-01-27 |  | Unknown, Non-Lead | 1994 | Yes |  | 2022-01-27 |  | Non-lead
043795 | 518 PORTER LN |  | Unknown, Non-Lead | Yes |  | 2022-01-28 |  | Unknown, Non-Lead | 1994 | Yes |  | 2022-01-28 |  | Non-lead
043796 | 31156 E AVE |  | Unknown, Non-Lead | Yes |  | 2023-08-01 |  | Unknown, Non-Lead | 1994 | Yes |  | 2023-08-01 |  | Non-lead
043797 | 38 CANNON ROYAL DR |  | Unknown, Non-Lead | Yes |  | 2019-03-31 |  | Unknown, Non-Lead | 1994 | Yes |  | 2019-03-31 |  | Non-lead
043798 | 356 SAWYER DR |  | Unknown, Non-Lead | Yes |  | 2023-08-28 |  | Unknown, Non-Lead | 1994 | Yes |  | 2023-08-28 |  | Non-lead
043799 | 1171 COATES LT 2 BK10 LN |  | Unknown, Non-Lead | No |  |  |  | Unknown, Non-Lead | 1993 | No |  |  |  | Non-lead
043800 | 4-2 261 SOUTHARD ST |  | Unknown, Non-Lead | Yes |  | 2021-08-31 |  | Unknown, Non-Lead | 1994 | Yes |  | 2021-08-31 |  | Non-lead
043801 | 257 SOUTHARD ST |  | Unknown, Non-Lead | Yes |  | 2021-10-08 |  | Unknown, Non-Lead | 1994 | Yes |  | 2021-10-08 |  | Non-lead
043802 | 6-2 253 SOUTHARD ST |  | Unknown, Non-Lead | Yes |  | 2017-08-08 |  | PVC | 1994 | Yes |  | 2017-08-08 |  | Non-lead
043803 | 10600 AVIATION BLVD |  | Polytube | Yes |  | 2023-07-17 |  | PVC | 1964 | Yes |  | 2023-07-17 |  | Non-lead
043804 | 57520 OVERSEAS HWY |  | Unknown, Non-Lead | Yes |  | 2024-10-07 |  | Unknown, Non-Lead | 1994 | Yes |  | 2024-10-07 |  | Non-lead
043805 | 355 STIRRUP KEY BLVD |  | Unknown, Non-Lead | Yes |  | 2022-04-14 |  | Unknown, Non-Lead | 1994 | Yes |  | 2022-04-14 |  | Non-lead
043806 | 2 COCO PLUM DR |  | Polytube | Yes |  | 2024-03-06 |  | PVC |  | Yes |  | 2024-03-06 |  | Non-lead
043807 | 420 12TH ST |  | Polytube | Yes |  | 2023-02-07 |  | PVC | 1994 | Yes |  | 2023-02-07 |  | Non-lead
043808 | 215 EANES LN |  | Polytube | Yes |  | 2022-09-26 |  | PVC | 1933 | Yes |  | 2022-09-26 |  | Non-lead
043809 | 22943 DIRK LN |  | Unknown, Non-Lead | Yes |  | 2018-05-11 |  | Unknown, Non-Lead | 1998 | Yes |  | 2018-05-11 |  | Non-lead
043810 | 12 TAMARIND DR |  | Unknown, Non-Lead | Yes |  | 2024-05-21 |  | Unknown, Non-Lead | 1994 | Yes |  | 2024-05-21 |  | Non-lead
043811 | APT DOWN 308 PEACON LN |  | Polytube | Yes |  | 2023-02-01 |  | PVC | 1918 | Yes |  | 2023-02-01 |  | Non-lead
043812 | 21083 7TH EAST AVE |  | Unknown, Non-Lead | No |  |  |  | Unknown, Non-Lead | 1993 | No |  |  |  | Non-lead
043813 | 651 CAROLYN AVE |  | Copper | Yes |  | 2022-08-24 |  | PVC | 1994 | Yes |  | 2022-08-24 |  | Non-lead
043814 | 3609 BLUE LAGOON ST |  | Unknown, Non-Lead | Yes |  | 2018-04-27 |  | Unknown, Non-Lead | 1994 | Yes |  | 2018-04-27 |  | Non-lead
043815 | 3 DOLPHIN DR |  | Polytube | Yes |  | 2024-05-03 |  | PVC | 1981 | Yes |  | 2024-05-03 |  | Non-lead
043816 | 695 N LAKE DR |  | Unknown, Non-Lead | Yes |  | 2021-12-27 |  | Unknown, Non-Lead | 1994 | Yes |  | 2021-12-27 |  | Non-lead
043817 | 637 CUDA LN |  | Unknown, Non-Lead | No |  |  |  | Unknown, Non-Lead | 1994 | No |  |  |  | Non-lead
043818 | 246 TAVERNIER DR |  | Polytube | Yes |  | 2023-01-30 |  | PVC | 1953 | Yes |  | 2023-01-30 |  | Non-lead
043819 | 39 DOLPHIN RD |  | Polytube | Yes |  | 2022-07-25 |  | Copper | 1959 | Yes |  | 2022-07-25 |  | Non-lead
043820 | 252 COSTA BRAVA DR |  | Unknown, Non-Lead | Yes |  | 2020-11-30 |  | Unknown, Non-Lead | 1996 | Yes |  | 2020-11-30 |  | Non-lead
043821 | REAR 927 EATON ST |  | Polytube | Yes |  | 2024-09-05 |  | Copper | 1963 | Yes |  | 2024-09-05 |  | Non-lead
043822 | COMM1 927 EATON ST |  | Polytube | Yes |  | 2023-02-16 |  | PVC | 1963 | Yes |  | 2023-02-16 |  | Non-lead
043823 | APT A 35 CACTUS DR |  | Unknown, Non-Lead | Yes |  | 2020-07-28 |  | Unknown, Non-Lead | 1994 | Yes |  | 2020-07-28 |  | Non-lead
043824 | APT B 35 CACTUS DR |  | Unknown, Non-Lead | No |  |  |  | Unknown, Non-Lead | 1994 | No |  |  |  | Non-lead
043825 | 101 ADMIRALS LN |  | Polytube | Yes |  | 2024-03-07 |  | PVC | 1994 | Yes |  | 2024-03-07 |  | Non-lead
043826 | 28 EMERALD DR |  | Unknown, Non-Lead | Yes |  | 2024-08-20 |  | Unknown, Non-Lead | 1994 | Yes |  | 2024-08-20 |  | Non-lead
043827 | 47 BASS AVE |  | Polytube | Yes |  | 2022-10-27 |  | PVC | 1958 | Yes |  | 2022-10-27 |  | Non-lead
043828 | 102 PUEBLO ST |  | Unknown, Non-Lead | Yes |  | 2021-01-25 |  | Unknown, Non-Lead | 1994 | Yes |  | 2021-01-25 |  | Non-lead
043829 | 162 VENETIAN Dr |  | Polytube | Yes |  | 2022-06-29 |  | PVC | 1969 | Yes |  | 2022-06-29 |  | Non-lead
043830 | 137 LORELANE PL |  | Polytube | Yes |  | 2023-01-31 |  | PVC | 1987 | Yes |  | 2023-01-31 |  | Non-lead
043831 | 35 CARDINAL LN |  | Polytube | Yes |  | 2023-04-04 |  | PVC | 1995 | Yes |  | 2023-04-04 |  | Non-lead
043832 | 28485 JOLLY ROGER DR |  | Polytube | Yes |  | 2022-05-17 |  | PVC | 1994 | Yes |  | 2022-05-17 |  | Non-lead
043833 | 19579 NAVAJO ST |  | Unknown, Non-Lead | Yes |  | 2024-08-05 |  | Unknown, Non-Lead | 1994 | Yes |  | 2024-08-05 |  | Non-lead
043834 | 349 AIRPORT NORTH & DR |  | Unknown, Non-Lead | Yes |  | 2020-02-27 |  | Copper | 1994 | Yes |  | 2020-02-27 |  | Non-lead
043835 | REAR #2 1220 GRINNELL ST |  | Polytube | Yes |  | 2023-03-23 |  | PVC | 1929 | Yes |  | 2023-03-23 |  | Non-lead
043836 | 2237 SAN REMO DR |  | Unknown, Non-Lead | Yes |  | 2024-07-19 |  | Unknown, Non-Lead | 1994 | Yes |  | 2024-07-19 |  | Non-lead
043837 | 1565 52ND GULF ST |  | Polytube | Yes |  | 2023-02-14 |  | PVC | 1958 | Yes |  | 2023-02-14 |  | Non-lead
043838 | L102 83 W PLAZA GRANADA |  | Polytube | Yes |  | 2022-06-30 |  | PVC | 1985 | Yes |  | 2022-06-30 |  | Non-lead
043839 | 182 CORRINE PL |  | Polytube | Yes |  | 2024-07-09 |  | PVC | 1968 | Yes |  | 2024-07-09 |  | Non-lead
043840 | 185 PLANTATION DR |  | Unknown, Non-Lead | Yes |  | 2019-12-11 |  | Unknown, Non-Lead | 1994 | Yes |  | 2019-12-11 |  | Non-lead
043841 | 107 VALENCIA DR |  | Unknown, Non-Lead | Yes |  | 2021-10-28 |  | PVC | 1994 | Yes |  | 2021-10-28 |  | Non-lead
043842 | 155 CORRINE PL |  | Unknown, Non-Lead | No |  |  |  | Unknown, Non-Lead | 1996 | No |  |  |  | Non-lead
043843 | 17365 KEYSTONE LN |  | Polytube | Yes |  | 2023-06-05 |  | PVC | 1995 | Yes |  | 2023-06-05 |  | Non-lead
043844 | 120 ARICA LN |  | Unknown, Non-Lead | Yes |  | 2022-03-24 |  | Unknown, Non-Lead | 1994 | Yes |  | 2022-03-24 |  | Non-lead
043845 | 552 PORTER LN |  | Unknown, Non-Lead | Yes |  | 2018-04-10 |  | PVC | 1994 | Yes |  | 2018-04-10 |  | Non-lead
043846 | 27414 ST LUCIE LN |  | Unknown, Non-Lead | No |  |  |  | Unknown, Non-Lead | 1994 | No |  |  |  | Non-lead
043847 | 22944 BUCANEER LN |  | Polytube | Yes |  | 2022-11-02 |  | PVC | 1996 | Yes |  | 2022-11-02 |  | Non-lead
043848 | 20841 W 8TH AVE |  | Unknown, Non-Lead | No |  |  |  | Unknown, Non-Lead | 1994 | No |  |  |  | Non-lead
043849 | LEFT 38 7TH ST |  | Polytube | Yes |  | 2021-09-23 |  | PVC | 1995 | Yes |  | 2021-09-23 |  | Non-lead
043850 | 29373 OLEANDER DR |  | Polytube | Yes |  | 2022-12-19 |  | PVC | 1975 | Yes |  | 2022-12-19 |  | Non-lead
043851 | 8050 TUNA DRIVE |  | Polytube | Yes |  | 2023-01-10 |  | PVC | 1995 | Yes |  | 2023-01-10 |  | Non-lead
043852 | 383 LIME AVE |  | Unknown, Non-Lead | Yes |  | 2020-07-23 |  | PVC | 1994 | Yes |  | 2020-07-23 |  | Non-lead
043853 | 384 PECAN ST |  | Unknown, Non-Lead | Yes |  | 2021-11-08 |  | PVC | 1994 | Yes |  | 2021-11-08 |  | Non-lead
043854 | #B 714 SOUTHARD ST |  | Unknown | Yes |  | 2023-03-06 |  | PVC | 1938 | Yes |  | 2023-03-06 |  | Lead Status Unknown
043855 | 25 SEA LORE LN |  | Unknown, Non-Lead | Yes |  | 2023-08-29 |  | PVC | 1994 | Yes |  | 2023-08-29 |  | Non-lead
043856 | 917 WATSON ST |  | Polytube | Yes |  | 2023-03-23 |  | PVC | 1923 | Yes |  | 2023-03-23 |  | Non-lead
043857 | 514 FLEMING ST |  | Unknown, Non-Lead | No |  |  |  | Unknown, Non-Lead | 1994 | No |  |  |  | Non-lead
043858 | 813 SAWYER LN |  | Polytube | Yes |  | 2023-11-06 |  | PVC | 1994 | Yes |  | 2023-11-06 |  | Non-lead
043859 | APT 105 711 CATHERINE ST |  | Unknown, Non-Lead | Yes |  | 2019-12-16 |  | Unknown, Non-Lead | 2009 | Yes |  | 2019-12-16 |  | Non-lead
043860 | APT 206 711 CATHERINE ST |  | Unknown, Non-Lead | Yes |  | 2020-10-16 |  | Unknown, Non-Lead | 2009 | Yes |  | 2020-10-16 |  | Non-lead
043861 | APT 106 711 CATHERINE ST |  | Unknown, Non-Lead | No |  |  |  | Unknown, Non-Lead | 2009 | No |  |  |  | Non-lead
043862 | 437 PALMETTO AVE |  | Unknown, Non-Lead | Yes |  | 2024-10-04 |  | Unknown, Non-Lead | 1996 | Yes |  | 2024-10-04 |  | Non-lead
043863 | 610 11TH ST |  | Polytube | Yes |  | 2024-07-03 |  | PVC | 1968 | Yes |  | 2024-07-03 |  | Non-lead
043864 | 30828 GRANADA DR |  | Unknown, Non-Lead | Yes |  | 2021-10-05 |  | PVC | 2010 | Yes |  | 2021-10-05 |  | Non-lead
043865 | 139 GULFVIEW DR |  | Unknown, Non-Lead | Yes |  | 2017-07-05 |  | Unknown, Non-Lead | 1994 | Yes |  | 2017-07-05 |  | Non-lead
043866 | 57089 MORTON STREET EX |  | Polytube | Yes |  | 2022-10-22 |  | PVC | 1965 | Yes |  | 2022-10-22 |  | Non-lead
043867 | APT DOWN 1418 FLAGLER AVE |  | Polytube | Yes |  | 2022-11-16 |  | PVC | 1992 | Yes |  | 2022-11-16 |  | Non-lead
043868 | 2766 N ROOSEVELT BLVD |  | Unknown, Non-Lead | Yes |  | 2024-02-21 |  | Unknown, Non-Lead | 1992 | Yes |  | 2024-02-21 |  | Non-lead
043869 | 135 KEY HAVEN RD |  | Unknown, Non-Lead | No |  |  |  | Unknown, Non-Lead | 1996 | No |  |  |  | Non-lead
043870 | 61 MUTINY PL |  | Unknown, Non-Lead | Yes |  | 2021-06-21 |  | Unknown, Non-Lead | 1999 | Yes |  | 2021-06-21 |  | Non-lead
043871 | 150 APACHE ST |  | Unknown, Non-Lead | Yes |  | 2023-05-31 |  | Unknown, Non-Lead | 1995 | Yes |  | 2023-05-31 |  | Non-lead
043872 | 411 PALM DR |  | Unknown, Non-Lead | Yes |  | 2022-10-12 |  | Unknown, Non-Lead | 2009 | Yes |  | 2022-10-12 |  | Non-lead
043873 | 214 BOUGAINVILLEA ST |  | Unknown, Non-Lead | Yes |  | 2021-11-19 |  | Unknown, Non-Lead | 2002 | Yes |  | 2021-11-19 |  | Non-lead
043874 | 169 VENETIAN WAY |  | Polytube | Yes |  | 2024-01-24 |  | PVC | 1995 | Yes |  | 2024-01-24 |  | Non-lead
043875 | 2700 VENETIAN DR |  | Polytube | Yes |  | 2024-04-10 |  | Copper |  | Yes |  | 2024-04-10 |  | Non-lead
043876 | 22933 BUCCANEER LANE |  | Polytube | Yes |  | 2023-04-05 |  | PVC | 1990 | Yes |  | 2023-04-05 |  | Non-lead
043877 | 188 LOWE ST |  | Unknown, Non-Lead | Yes |  | 2020-09-10 |  | PVC | 1994 | Yes |  | 2020-09-10 |  | Non-lead
043878 | 129 GALLEON RD |  | Polytube | Yes |  | 2022-06-21 |  | PVC | 1994 | Yes |  | 2022-06-21 |  | Non-lead
043879 | 28 SNAPPER AVE |  | Polytube | Yes |  | 2020-06-22 |  | PVC | 1994 | Yes |  | 2020-06-22 |  | Non-lead
043880 | 106240 OVERSEAS HWY |  | Unknown, Non-Lead | No |  |  |  | Unknown, Non-Lead | 1994 | No |  |  |  | Non-lead
043881 | B5 119 PRIMROSE LN |  | Polytube | Yes |  | 2022-06-27 |  | PVC | 1968 | Yes |  | 2022-06-27 |  | Non-lead
043882 | 2720-A N ROOSEVELT BLVD |  | Unknown, Non-Lead | No |  |  |  | Unknown, Non-Lead | 1992 | No |  |  |  | Non-lead
043883 | 2740 N ROOSEVELT |  | Unknown, Non-Lead | Yes |  | 2021-05-06 |  | PVC | 1992 | Yes |  | 2021-05-06 |  | Non-lead
043884 | 2732 N ROOSEVELT |  | Unknown, Non-Lead | Yes |  | 2024-09-20 |  | Polytube | 1992 | Yes |  | 2024-09-20 |  | Non-lead
043885 | 2722 N ROOSEVELT BLVD |  | Unknown, Non-Lead | Yes |  | 2022-12-06 |  | Unknown, Non-Lead | 1992 | Yes |  | 2022-12-06 |  | Non-lead
043886 | 2901 VENETIAN DR |  | Unknown, Non-Lead | No |  |  |  | Unknown, Non-Lead | 1995 | No |  |  |  | Non-lead
043887 | 2786 N ROOSEVELT BLVD |  | Unknown, Non-Lead | Yes |  | 2019-03-21 |  | Unknown, Non-Lead | 1992 | Yes |  | 2019-03-21 |  | Non-lead
043891 | 25057 7TH ST |  | Polytube | Yes |  | 2023-04-25 |  | PVC | 1987 | Yes |  | 2023-04-25 |  | Non-lead
043892 | 31336 E AVE |  | Polytube | Yes |  | 2022-11-08 |  | PVC | 1953 | Yes |  | 2022-11-08 |  | Non-lead
043893 | 3720 GUMBO LIMBO |  | Unknown, Non-Lead | Yes |  | 2024-04-02 |  | Unknown, Non-Lead | 1994 | Yes |  | 2024-04-02 |  | Non-lead
043894 | 17050 OLD STATE RD |  | Unknown, Non-Lead | Yes |  | 2023-08-11 |  | Unknown, Non-Lead | 1997 | Yes |  | 2023-08-11 |  | Non-lead
043895 | 7TH ST PLAYGRND 480 8TH ST |  | Polytube | Yes |  | 2022-12-15 |  | PVC | 1977 | Yes |  | 2022-12-15 |  | Non-lead
043896 | 1061 BAY DR |  | Unknown, Non-Lead | Yes |  | 2024-08-08 |  | PVC | 1994 | Yes |  | 2024-08-08 |  | Non-lead
043897 | DOCK 117 COCO PLUM DR |  | Polytube | Yes |  | 2024-09-04 |  | PVC | 1987 | Yes |  | 2024-09-04 |  | Non-lead
043898 | 29550 W CAHILL CT |  | Polytube | Yes |  | 2024-05-21 |  | PVC | 1974 | Yes |  | 2024-05-21 |  | Non-lead
043899 | 3651 SOUTH SEAS ST |  | Polytube | Yes |  | 2022-07-21 |  | PVC | 1994 | Yes |  | 2022-07-21 |  | Non-lead
043900 | 2500 N ROOSEVELT BLVD |  | Polytube | Yes |  | 2022-09-16 |  | Copper |  | Yes |  | 2022-09-16 |  | Non-lead
043901 | 22944 JOHN AVERY LANE |  | Polytube | Yes |  | 2022-09-29 |  | PVC | 2012 | Yes |  | 2022-09-29 |  | Non-lead
043902 | 17218 E DOLPHIN ST |  | Unknown, Non-Lead | Yes |  | 2021-02-02 |  | Unknown, Non-Lead | 1996 | Yes |  | 2021-02-02 |  | Non-lead
043903 | 129 BAYVIEW Dr |  | Polytube | Yes |  | 2022-12-22 |  | PVC | 1995 | Yes |  | 2022-12-22 |  | Non-lead
043904 | 106240 OVERSEAS HWY |  | Unknown, Non-Lead | No |  |  |  | Unknown, Non-Lead | 1994 | No |  |  |  | Non-lead
043905 | 163 KAHIKI DR |  | Unknown, Non-Lead | Yes |  | 2022-08-18 |  | Unknown, Non-Lead | 1995 | Yes |  | 2022-08-18 |  | Non-lead
043906 | 923 LA PALOMA RD |  | Unknown, Non-Lead | Yes |  | 2024-06-10 |  | Unknown, Non-Lead | 1995 | Yes |  | 2024-06-10 |  | Non-lead
043907 | 808 OAKWOOD AVE |  | Polytube | Yes |  | 2023-05-04 |  | PVC | 1960 | Yes |  | 2023-05-04 |  | Non-lead
043908 | 30152 COCONUT HWY |  | Polytube | Yes |  | 2023-12-07 |  | PVC | 1986 | Yes |  | 2023-12-07 |  | Non-lead
043909 | 510 SAWYER DR |  | Unknown, Non-Lead | Yes |  | 2018-04-10 |  | Unknown, Non-Lead | 1990 | Yes |  | 2018-04-10 |  | Non-lead
043910 | 216 SOUTHARD ST |  | Unknown, Non-Lead | Yes |  | 2019-02-05 |  | Unknown, Non-Lead | 1994 | Yes |  | 2019-02-05 |  | Non-lead
043911 | 214 SOUTHARD ST |  | Unknown, Non-Lead | Yes |  | 2023-03-06 |  | PVC | 1994 | Yes |  | 2023-03-06 |  | Non-lead
043912 | UNIT 2 212 SOUTHARD ST |  | Unknown, Non-Lead | Yes |  | 2020-05-06 |  | Unknown, Non-Lead | 1994 | Yes |  | 2020-05-06 |  | Non-lead
043913 | #L172 218 SOUTHARD ST |  | Unknown, Non-Lead | Yes |  | 2020-01-13 |  | Unknown, Non-Lead | 1994 | Yes |  | 2020-01-13 |  | Non-lead
043914 | 133 GALLEON LN |  | Unknown, Non-Lead | Yes |  | 2024-09-19 |  | Unknown, Non-Lead | 1994 | Yes |  | 2024-09-19 |  | Non-lead
043915 | 903 SIMONTON ST |  | Polytube | Yes |  | 2022-10-31 |  | Polytube | 1938 | Yes |  | 2022-10-31 |  | Non-lead
043916 | APT 3 901 SIMONTON ST |  | Polytube | Yes |  | 2022-10-31 |  | PVC | 1938 | Yes |  | 2022-10-31 |  | Non-lead
043917 | #2 901 SIMONTON ST |  | Polytube | Yes |  | 2022-10-31 |  | PVC | 1938 | Yes |  | 2022-10-31 |  | Non-lead
043918 | APT 4 901 SIMONTON ST |  | Polytube | Yes |  | 2022-10-31 |  | PVC | 1938 | Yes |  | 2022-10-31 |  | Non-lead
043919 | 2704 N ROOSEVELT BLVD |  | Unknown, Non-Lead | Yes |  | 2018-05-30 |  | Unknown, Non-Lead | 1992 | Yes |  | 2018-05-30 |  | Non-lead
043920 | 1 JADE DR |  | Unknown, Non-Lead | Yes |  | 2024-03-27 |  | Unknown, Non-Lead | 1994 | Yes |  | 2024-03-27 |  | Non-lead
043921 | 186 SUNSET DR |  | Polytube | Yes |  | 2022-06-28 |  | PVC | 1970 | Yes |  | 2022-06-28 |  | Non-lead
043922 | 3 STILLWRIGHT WAY |  | Unknown, Non-Lead | Yes |  | 2020-09-08 |  | Polytube | 1995 | Yes |  | 2020-09-08 |  | Non-lead
043923 | 288 ST THOMAS AVE |  | Unknown, Non-Lead | Yes |  | 2021-10-29 |  | PVC | 1996 | Yes |  | 2021-10-29 |  | Non-lead
043924 | 6 CORRINE PL |  | Unknown, Non-Lead | Yes |  | 2022-03-28 |  | Unknown, Non-Lead | 1994 | Yes |  | 2022-03-28 |  | Non-lead
043925 | 87889 OVERSEAS HWY |  | Polytube | Yes |  | 2022-07-12 |  | PVC | 1958 | Yes |  | 2022-07-12 |  | Non-lead
043926 | 200 SUNSET LN |  | PVC | Yes |  | 2022-09-13 |  | PVC | 1991 | Yes |  | 2022-09-13 |  | Non-lead
043927 | 18 MIAMI DR |  | Polytube | Yes |  | 2023-06-06 |  | PVC | 1994 | Yes |  | 2023-06-06 |  | Non-lead
043928 | 8 CORRINE PL |  | Unknown, Non-Lead | No |  |  |  | Unknown, Non-Lead | 1994 | No |  |  |  | Non-lead
043929 | 10 CORRINE PL |  | Polytube | Yes |  | 2025-02-20 |  | PVC | 1994 | Yes |  | 2025-02-20 |  | Non-lead
043930 | 12300 OVERSEAS HWY |  | Unknown, Non-Lead | Yes |  | 2023-10-13 |  | PVC | 1994 | Yes |  | 2023-10-13 |  | Non-lead
043931 | 98251 OVERSEAS HWY PRT OF L |  | Unknown, Non-Lead | No |  |  |  | Unknown, Non-Lead | 1997 | No |  |  |  | Non-lead
043932 | 10 FLORAL AVE |  | Unknown, Non-Lead | Yes |  | 2020-01-22 |  | Unknown, Non-Lead | 1994 | Yes |  | 2020-01-22 |  | Non-lead
043933 | 318 PETRONIA ST |  | Polytube | Yes |  | 2023-08-23 |  | Unknown | 1943 | Yes |  | 2023-08-23 |  | Lead Status Unknown
043934 | 168 W SHORE DR |  | Unknown, Non-Lead | No |  |  |  | Unknown, Non-Lead | 2015 | No |  |  |  | Non-lead
043935 | 927 WHITE ST |  | Ductile Iron | Yes |  | 2022-09-09 |  | Ductile Iron | 1943 | Yes |  | 2022-09-09 |  | Non-lead
043936 | 3706 PEARLMAN TER |  | Unknown, Non-Lead | Yes |  | 2019-03-28 |  | Unknown, Non-Lead | 1994 | Yes |  | 2019-03-28 |  | Non-lead
043937 | 3553 S ROOSEVELT A1A BLVD |  | Polytube | Yes |  | 2022-07-18 |  | Galvanized | 1862 | Yes |  | 2022-07-18 |  | Galvanized Requiring Replacement
043938 | 3659 SOUTH SEAS ST |  | Unknown, Non-Lead | Yes |  | 2017-07-18 |  | Unknown, Non-Lead | 1990 | Yes |  | 2017-07-18 |  | Non-lead
043939 | LOT 028 1571 OVERSEAS HWY |  | PVC | Yes |  | 2022-11-18 |  | PVC | 1952 | Yes |  | 2022-11-18 |  | Non-lead
043940 | 3626 CARIBBEAN ST |  | Unknown, Non-Lead | No |  |  |  | PVC | 1994 | No |  |  |  | Non-lead
043941 | 30386 OLEANDER BLVD |  | Unknown, Non-Lead | Yes |  | 2018-06-05 |  | Unknown, Non-Lead | 1992 | Yes |  | 2018-06-05 |  | Non-lead
043942 | 156 N INDIES DR |  | Unknown, Non-Lead | Yes |  | 2019-09-09 |  | PVC | 1995 | Yes |  | 2019-09-09 |  | Non-lead
043943 | 714 SAWYER DR |  | Unknown, Non-Lead | No |  |  |  | Unknown, Non-Lead | 1994 | No |  |  |  | Non-lead
043944 | #L173 318 ADMIRALS LN |  | Unknown, Non-Lead | No |  |  |  | Unknown, Non-Lead | 1995 | No |  |  |  | Non-lead
043945 | BLDG 2 MAIN 500 BURTON DR |  | Ductile Iron | Yes |  | 2023-01-10 |  | Ductile Iron | 1990 | Yes |  | 2023-01-10 |  | Non-lead
043946 | BLDG 2 IRR 500 BURTON DR |  | Unknown, Non-Lead | Yes |  | 2022-12-12 |  | Unknown, Non-Lead | 1991 | Yes |  | 2022-12-12 |  | Non-lead
043947 | UNIT 2209 500 BURTON DR |  | Unknown, Non-Lead | Yes |  | 2022-01-10 |  | Unknown, Non-Lead | 1991 | Yes |  | 2022-01-10 |  | Non-lead
043948 | UNIT 2309 500 BURTON DR |  | Unknown, Non-Lead | Yes |  | 2023-12-11 |  | Unknown, Non-Lead | 1991 | Yes |  | 2023-12-11 |  | Non-lead
043949 | UNIT 2409 500 BURTON DR |  | Unknown, Non-Lead | Yes |  | 2021-09-13 |  | Unknown, Non-Lead | 1991 | Yes |  | 2021-09-13 |  | Non-lead
043950 | UNIT 2210 500 BURTON DR |  | Unknown, Non-Lead | Yes |  | 2021-04-12 |  | Unknown, Non-Lead | 1991 | Yes |  | 2021-04-12 |  | Non-lead
043951 | UNIT 2310 500 BURTON DR |  | Unknown, Non-Lead | Yes |  | 2019-05-24 |  | Unknown, Non-Lead | 1991 | Yes |  | 2019-05-24 |  | Non-lead
043952 | UNIT 2410 500 BURTON DR |  | Unknown, Non-Lead | Yes |  | 2020-07-14 |  | Unknown, Non-Lead | 1991 | Yes |  | 2020-07-14 |  | Non-lead
043953 | UNIT 2211 500 BURTON DR |  | Unknown, Non-Lead | Yes |  | 2022-01-10 |  | Unknown, Non-Lead | 1991 | Yes |  | 2022-01-10 |  | Non-lead
043954 | UNIT 2311 500 BURTON DR |  | Unknown, Non-Lead | No |  |  |  | Unknown, Non-Lead | 1991 | No |  |  |  | Non-lead
043955 | UNIT 2411 500 BURTON DR |  | Unknown, Non-Lead | No |  |  |  | Unknown, Non-Lead | 1991 | No |  |  |  | Non-lead
043956 | UNIT 2212 500 BURTON DR |  | Polytube | Yes |  | 2022-07-21 |  | PVC | 1991 | Yes |  | 2022-07-21 |  | Non-lead
043957 | UNIT 2312 500 BURTON DR |  | Unknown, Non-Lead | No |  |  |  | Unknown, Non-Lead | 1991 | No |  |  |  | Non-lead
043958 | UNIT 2412 500 BURTON DR |  | Unknown, Non-Lead | Yes |  | 2017-07-11 |  | PVC | 1991 | Yes |  | 2017-07-11 |  | Non-lead
043959 | UNIT 2213 500 BURTON DR |  | Unknown, Non-Lead | Yes |  | 2021-01-29 |  | PVC | 1991 | Yes |  | 2021-01-29 |  | Non-lead
043960 | UNIT 2313 500 BURTON DR |  | Unknown, Non-Lead | Yes |  | 2021-03-10 |  | PVC | 1991 | Yes |  | 2021-03-10 |  | Non-lead
043961 | UNIT 2413 500 BURTON DR |  | Unknown, Non-Lead | Yes |  | 2019-12-06 |  | Unknown, Non-Lead | 1991 | Yes |  | 2019-12-06 |  | Non-lead
043962 | UNIT 2214 500 BURTON DR |  | Unknown, Non-Lead | Yes |  | 2019-12-09 |  | Unknown, Non-Lead | 1991 | Yes |  | 2019-12-09 |  | Non-lead
043963 | UNIT 2314 500 BURTON DR |  | Unknown, Non-Lead | No |  |  |  | Unknown, Non-Lead | 1991 | No |  |  |  | Non-lead
043964 | UNIT 2414 500 BURTON DR |  | Unknown, Non-Lead | No |  |  |  | Unknown, Non-Lead | 1991 | No |  |  |  | Non-lead
043965 | UNIT 2215 500 BURTON DR |  | Unknown, Non-Lead | Yes |  | 2020-01-31 |  | Unknown, Non-Lead | 1991 | Yes |  | 2020-01-31 |  | Non-lead
043966 | UNIT 2315 500 BURTON DR |  | Unknown, Non-Lead | Yes |  | 2022-04-29 |  | PVC | 1991 | Yes |  | 2022-04-29 |  | Non-lead
043967 | UNIT 2415 500 BURTON DR |  | Unknown, Non-Lead | Yes |  | 2020-10-30 |  | Unknown, Non-Lead | 1991 | Yes |  | 2020-10-30 |  | Non-lead
043968 | UNIT 2216 500 BURTON DR |  | Unknown, Non-Lead | Yes |  | 2021-09-28 |  | PVC | 1991 | Yes |  | 2021-09-28 |  | Non-lead
043969 | UNIT 2316 500 BURTON DR |  | Unknown, Non-Lead | No |  |  |  | Unknown, Non-Lead | 1991 | No |  |  |  | Non-lead
043970 | UNIT 2416 500 BURTON DR |  | Unknown, Non-Lead | Yes |  | 2021-03-26 |  | Unknown, Non-Lead | 1991 | Yes |  | 2021-03-26 |  | Non-lead
043971 | UNIT 2201 500 BURTON DR |  | Unknown, Non-Lead | Yes |  | 2023-07-12 |  | Unknown, Non-Lead | 1991 | Yes |  | 2023-07-12 |  | Non-lead
043972 | UNIT 2301 500 BURTON DR |  | Unknown, Non-Lead | Yes |  | 2021-08-26 |  | Unknown, Non-Lead | 1991 | Yes |  | 2021-08-26 |  | Non-lead
043973 | UNIT 2401 500 BURTON DR |  | Unknown, Non-Lead | Yes |  | 2020-09-28 |  | PVC | 1991 | Yes |  | 2020-09-28 |  | Non-lead
043974 | UNIT 2202 500 BURTON DR |  | Unknown, Non-Lead | Yes |  | 2021-04-15 |  | PVC | 1991 | Yes |  | 2021-04-15 |  | Non-lead
043975 | UNIT 2302 500 BURTON DR |  | Polytube | Yes |  | 2023-01-11 |  | Unknown, Non-Lead | 1991 | Yes |  | 2023-01-11 |  | Non-lead
043976 | UNIT 2402 500 BURTON DR |  | Unknown, Non-Lead | Yes |  | 2021-08-11 |  | Unknown, Non-Lead | 1991 | Yes |  | 2021-08-11 |  | Non-lead
043977 | UNIT 2203 500 BURTON DR |  | Unknown, Non-Lead | Yes |  | 2021-12-08 |  | PVC | 1991 | Yes |  | 2021-12-08 |  | Non-lead
043978 | UNIT 2303 500 BURTON DR |  | Unknown, Non-Lead | No |  |  |  | Unknown, Non-Lead | 1991 | No |  |  |  | Non-lead
043979 | UNIT 2403 500 BURTON DR |  | Unknown, Non-Lead | Yes |  | 2019-10-30 |  | Unknown, Non-Lead | 1991 | Yes |  | 2019-10-30 |  | Non-lead
043980 | UNIT 2204 500 BURTON DR |  | Unknown, Non-Lead | No |  |  |  | Unknown, Non-Lead | 1991 | No |  |  |  | Non-lead
043981 | UNIT 2304 500 BURTON DR |  | Unknown, Non-Lead | Yes |  | 2022-12-14 |  | Unknown, Non-Lead | 1991 | Yes |  | 2022-12-14 |  | Non-lead
043982 | UNIT 2404 500 BURTON DR |  | Unknown, Non-Lead | Yes |  | 2021-07-29 |  | Unknown, Non-Lead | 1991 | Yes |  | 2021-07-29 |  | Non-lead
043983 | UNIT 2205 500 BURTON DR |  | Unknown, Non-Lead | Yes |  | 2019-10-18 |  | Unknown, Non-Lead | 1991 | Yes |  | 2019-10-18 |  | Non-lead
043984 | UNIT 2305 500 BURTON DR |  | Polytube | Yes |  | 2022-06-13 |  | PVC | 1991 | Yes |  | 2022-06-13 |  | Non-lead
043985 | UNIT 2405 500 BURTON DR |  | Unknown, Non-Lead | Yes |  | 2021-02-11 |  | Unknown, Non-Lead | 1991 | Yes |  | 2021-02-11 |  | Non-lead
043986 | UNIT 2206 500 BURTON DR |  | Unknown, Non-Lead | Yes |  | 2023-05-23 |  | Unknown, Non-Lead | 1991 | Yes |  | 2023-05-23 |  | Non-lead
043987 | UNIT 2306 500 BURTON DR |  | Unknown, Non-Lead | Yes |  | 2019-04-10 |  | PVC | 1991 | Yes |  | 2019-04-10 |  | Non-lead
043988 | UNIT 2406 500 BURTON DR |  | Unknown, Non-Lead | Yes |  | 2020-05-12 |  | PVC | 1991 | Yes |  | 2020-05-12 |  | Non-lead
043989 | UNIT 2207 500 BURTON DR |  | Unknown, Non-Lead | Yes |  | 2018-03-13 |  | Unknown, Non-Lead | 1991 | Yes |  | 2018-03-13 |  | Non-lead
043990 | UNIT 2307 500 BURTON DR |  | Unknown, Non-Lead | Yes |  | 2021-01-11 |  | PVC | 1991 | Yes |  | 2021-01-11 |  | Non-lead
043991 | UNIT 2208 500 BURTON DR |  | Unknown, Non-Lead | Yes |  | 2018-06-11 |  | Unknown, Non-Lead | 1991 | Yes |  | 2018-06-11 |  | Non-lead
043992 | 2308 500 BURTON Dr |  | Unknown, Non-Lead | Yes |  | 2020-04-03 |  | Unknown, Non-Lead | 1991 | Yes |  | 2020-04-03 |  | Non-lead
043993 | UNIT 2408 500 BURTON DR |  | Unknown, Non-Lead | Yes |  | 2022-09-15 |  | PVC | 1991 | Yes |  | 2022-09-15 |  | Non-lead
043994 | UNIT 2407 500 BURTON DR |  | Unknown, Non-Lead | Yes |  | 2018-03-14 |  | Unknown, Non-Lead | 1991 | Yes |  | 2018-03-14 |  | Non-lead
043995 | 27365 GUADALUPE LN |  | Polytube | Yes |  | 2022-11-08 |  | PVC | 1987 | Yes |  | 2022-11-08 |  | Non-lead
043996 | 320 ADMIRALS LN |  | Unknown, Non-Lead | No |  |  |  | Unknown, Non-Lead | 1995 | No |  |  |  | Non-lead
043997 | 95051 OVERSEAS HWY |  | Unknown, Non-Lead | Yes |  | 2019-08-28 |  | PVC | 1994 | Yes |  | 2019-08-28 |  | Non-lead
043998 | 33 THATCH PALM WAY |  | Unknown, Non-Lead | No |  |  |  | Unknown, Non-Lead | 2000 | No |  |  |  | Non-lead
043999 | 106 GULFVIEW DR |  | Unknown, Non-Lead | Yes |  | 2019-09-23 |  | PVC | 1999 | Yes |  | 2019-09-23 |  | Non-lead
044000 | 109 ROYAL LN |  | Unknown, Non-Lead | Yes |  | 2019-04-04 |  | Unknown, Non-Lead | 1995 | Yes |  | 2019-04-04 |  | Non-lead
044001 | 2 S PELICAN DR |  | Unknown, Non-Lead | Yes |  | 2021-04-14 |  | PVC | 1990 | Yes |  | 2021-04-14 |  | Non-lead
044002 | 29967 NEWFOUND BLVD |  | Polytube | Yes |  | 2022-06-27 |  | PVC | 1979 | Yes |  | 2022-06-27 |  | Non-lead
044003 | 9 EVERGREEN AVE |  | Unknown, Non-Lead | No |  |  |  | Unknown, Non-Lead | 1995 | No |  |  |  | Non-lead
044004 | 1166 LAGOON DR |  | Unknown, Non-Lead | Yes |  | 2024-02-23 |  | PVC | 1995 | Yes |  | 2024-02-23 |  | Non-lead
044005 | 115 GULFWINDS LANE |  | Unknown, Non-Lead | Yes |  | 2022-05-10 |  | Unknown, Non-Lead | 1995 | Yes |  | 2022-05-10 |  | Non-lead
044006 | #B 107 ANGLERS DR |  | Polytube | Yes |  | 2022-06-17 |  | PVC | 1995 | Yes |  | 2022-06-17 |  | Non-lead
044007 | 107 A N ANGLERS DR |  | Unknown, Non-Lead | Yes |  | 2020-07-20 |  | Unknown, Non-Lead | 1995 | Yes |  | 2020-07-20 |  | Non-lead
044008 | 340 STIRRUP KEY BLVD |  | Unknown, Non-Lead | Yes |  | 2024-03-06 |  | Unknown, Non-Lead | 1995 | Yes |  | 2024-03-06 |  | Non-lead
044009 | 113 COCO PLUM DR |  | Polytube | Yes |  | 2024-09-09 |  | PVC | 1987 | Yes |  | 2024-09-09 |  | Non-lead
044010 | 24430 W CARRIBEAN DR |  | Unknown, Non-Lead | Yes |  | 2024-06-28 |  | Unknown, Non-Lead | 1994 | Yes |  | 2024-06-28 |  | Non-lead
044011 | 321 CARIBBEAN DR E |  | Unknown, Non-Lead | Yes |  | 2018-08-29 |  | Unknown, Non-Lead | 1994 | Yes |  | 2018-08-29 |  | Non-lead
044012 | #UP 600 WHITE ST |  | PVC | Yes |  | 2022-09-08 |  | PVC | 1948 | Yes |  | 2022-09-08 |  | Non-lead
044013 | 70 TAMARIND DR |  | Polytube | Yes |  | 2025-07-30 |  | PVC | 1994 | Yes |  | 2025-07-30 |  | Non-lead
044014 | 149 OCEAN SHORES DR |  | Unknown, Non-Lead | No |  |  |  | Unknown, Non-Lead | 1994 | No |  |  |  | Non-lead
044015 | 228 S OCEAN SHRS DR |  | Unknown, Non-Lead | No |  |  |  | Unknown, Non-Lead | 1994 | No |  |  |  | Non-lead
044016 | 417 S HARBOR DR |  | Unknown, Non-Lead | Yes |  | 2019-05-07 |  | Unknown, Non-Lead | 1994 | Yes |  | 2019-05-07 |  | Non-lead
044017 | 6 SNAPPER AVE |  | Polytube | Yes |  | 2022-07-29 |  | PVC | 1986 | Yes |  | 2022-07-29 |  | Non-lead
044018 | 173 CORAL AVE |  | Polytube | Yes |  | 2023-05-26 |  | PVC | 1984 | Yes |  | 2023-05-26 |  | Non-lead
044019 | 183 KAHIKI DR |  | Unknown, Non-Lead | Yes |  | 2024-04-25 |  | PVC | 1995 | Yes |  | 2024-04-25 |  | Non-lead
044020 | 324 PETRONIA ST |  | Polytube | Yes |  | 2024-03-06 |  | PVC | 1943 | Yes |  | 2024-03-06 |  | Non-lead
044021 | 31 JEAN LAFITTE DR |  | Unknown, Non-Lead | Yes |  | 2021-06-18 |  | Unknown, Non-Lead | 1994 | Yes |  | 2021-06-18 |  | Non-lead
044022 | 49 BAHAMA AVE |  | Polytube | Yes |  | 2024-07-24 |  | PVC | 1973 | Yes |  | 2024-07-24 |  | Non-lead
044023 | 194 NAUTILUS DR |  | Unknown, Non-Lead | No |  |  |  | Unknown, Non-Lead | 1995 | No |  |  |  | Non-lead
044024 | 164 CORRINE PL |  | Unknown, Non-Lead | Yes |  | 2018-04-20 |  | PVC | 1994 | Yes |  | 2018-04-20 |  | Non-lead
044025 | 127 LORELANE PL |  | Unknown, Non-Lead | No |  |  |  | Unknown, Non-Lead | 1989 | No |  |  |  | Non-lead
044026 | 1060 COXON LN |  | Unknown, Non-Lead | Yes |  | 2018-04-26 |  | PVC | 1996 | Yes |  | 2018-04-26 |  | Non-lead
044027 | 3654 ATLANTIC STREET |  | Unknown, Non-Lead | Yes |  | 2024-10-02 |  | Unknown, Non-Lead | 1997 | Yes |  | 2024-10-02 |  | Non-lead
044028 | 21388 CONCH DR |  | Polytube | Yes |  | 2022-10-31 |  | PVC | 1980 | Yes |  | 2022-10-31 |  | Non-lead
044029 | 21392 CONCH DR |  | Polytube | Yes |  | 2023-08-04 |  | PVC | 1975 | Yes |  | 2023-08-04 |  | Non-lead
044030 | 28 FLORAL AVE |  | Polytube | Yes |  | 2022-10-05 |  | PVC | 1994 | Yes |  | 2022-10-05 |  | Non-lead
044031 | 389 S COCONUT PALM BLVD |  | Polytube | Yes |  | 2022-10-11 |  | PVC | 1995 | Yes |  | 2022-10-11 |  | Non-lead
044032 | 2 CORRINE PL |  | Polytube | Yes |  | 2022-02-09 |  | PVC | 1994 | Yes |  | 2022-02-09 |  | Non-lead
044033 | 264 S COCONUT PALM BLVD |  | Unknown, Non-Lead | Yes |  | 2022-01-10 |  | Unknown, Non-Lead | 1997 | Yes |  | 2022-01-10 |  | Non-lead
044034 | 304 BUTTONWOOD CIR L |  | Unknown, Non-Lead | Yes |  | 2021-11-08 |  | PVC | 2017 | Yes |  | 2021-11-08 |  | Non-lead
044035 | 134 ATLANTIC AVE |  | Polytube | Yes |  | 2020-12-14 |  | PVC | 1995 | Yes |  | 2020-12-14 |  | Non-lead
044036 | 28550 DOUBLOON LN |  | Unknown, Non-Lead | Yes |  | 2021-01-05 |  | Unknown, Non-Lead | 1996 | Yes |  | 2021-01-05 |  | Non-lead
044037 | 228 CORSAIR RD |  | Polytube | Yes |  | 2023-05-25 |  | PVC | 1976 | Yes |  | 2023-05-25 |  | Non-lead
044038 | 51 W CAHILL CT |  | Unknown, Non-Lead | Yes |  | 2019-12-05 |  | Unknown, Non-Lead | 1994 | Yes |  | 2019-12-05 |  | Non-lead
044039 | LOT 012 1571 OVERSEAS HWY |  | PVC | Yes |  | 2022-11-18 |  | PVC | 1952 | Yes |  | 2022-11-18 |  | Non-lead
044040 | 150 CALLE ENSUENO |  | Unknown, Non-Lead | Yes |  | 2023-05-08 |  | Unknown, Non-Lead | 1995 | Yes |  | 2023-05-08 |  | Non-lead
044041 | 1253 OCEANVIEW Ave |  | Polytube | Yes |  | 2022-06-14 |  | PVC | 1934 | Yes |  | 2022-06-14 |  | Non-lead
044042 | 70 N BOUNTY LN |  | Unknown, Non-Lead | Yes |  | 2020-09-25 |  | PVC | 1994 | Yes |  | 2020-09-25 |  | Non-lead
044043 | 555 ST CROIX PL |  | PVC | Yes |  | 2024-03-15 |  | PVC | 1972 | Yes |  | 2019-08-01 |  | Non-lead
044044 | 17 BLUE RUNNER ST |  | Unknown, Non-Lead | Yes |  | 2022-04-04 |  | PVC | 1994 | Yes |  | 2022-04-04 |  | Non-lead
044045 | 150 LORELANE PLACE |  | Unknown, Non-Lead | Yes |  | 2019-09-20 |  | Unknown, Non-Lead | 2005 | Yes |  | 2019-09-20 |  | Non-lead
044046 | 224 TARPON ST |  | Unknown, Non-Lead | Yes |  | 2021-12-22 |  | PVC | 1995 | Yes |  | 2021-12-22 |  | Non-lead
044047 | BLDG 10 & 11 157 FRONT ST |  | Polytube | Yes |  | 2024-06-06 |  | PVC | 1918 | Yes |  | 2024-06-06 |  | Non-lead
044048 | 159 FRONT ST |  | Polytube | Yes |  | 2022-06-21 |  | PVC | 1918 | Yes |  | 2022-06-21 |  | Non-lead
044049 | 103 FRONT ST |  | Polytube | Yes |  | 2022-06-21 |  | PVC | 1918 | Yes |  | 2022-06-21 |  | Non-lead
044050 | UNIT 163 103 FRONT ST |  | Polytube | Yes |  | 2022-07-25 |  | PVC | 1918 | Yes |  | 2022-07-25 |  | Non-lead
044051 | #5 100 ADMIRALS LN |  | Polytube | Yes |  | 2022-09-07 |  | PVC | 1994 | Yes |  | 2022-09-07 |  | Non-lead
044052 | 102 ADMIRALS LN |  | Unknown, Non-Lead | Yes |  | 2020-02-07 |  | Unknown, Non-Lead | 1994 | Yes |  | 2020-02-07 |  | Non-lead
044053 | 104 ADMIRALS LN |  | Unknown, Non-Lead | No |  |  |  | Unknown, Non-Lead | 1994 | No |  |  |  | Non-lead
044054 | 106 ADMIRALS LN |  | Unknown, Non-Lead | Yes |  | 2024-07-08 |  | Unknown, Non-Lead | 1994 | Yes |  | 2024-07-08 |  | Non-lead
044055 | 108 ADMIRALS LN |  | Unknown, Non-Lead | Yes |  | 2021-06-07 |  | Unknown, Non-Lead | 1994 | Yes |  | 2021-06-07 |  | Non-lead
044056 | 279 E CARIBBEAN DR |  | Unknown, Non-Lead | No |  |  |  | Unknown, Non-Lead | 1994 | No |  |  |  | Non-lead
044057 | 546 PORTER LN |  | Unknown, Non-Lead | No |  |  |  | Unknown, Non-Lead | 1994 | No |  |  |  | Non-lead
044058 | 548 PORTER LN |  | Unknown, Non-Lead | No |  |  |  | Unknown, Non-Lead | 1994 | No |  |  |  | Non-lead
044059 | 544 PORTER LN |  | Unknown, Non-Lead | Yes |  | 2019-05-31 |  | Unknown, Non-Lead | 1994 | Yes |  | 2019-05-31 |  | Non-lead
044060 | 532 PORTER LN |  | Unknown, Non-Lead | Yes |  | 2020-03-09 |  | Unknown, Non-Lead | 1994 | Yes |  | 2020-03-09 |  | Non-lead
044061 | 550 PORTER LN |  | Unknown, Non-Lead | No |  |  |  | Unknown, Non-Lead | 1994 | No |  |  |  | Non-lead
044062 | 530 PORTER LN |  | Unknown, Non-Lead | No |  |  |  | Unknown, Non-Lead | 1994 | No |  |  |  | Non-lead
044063 | 534 PORTER LN |  | Unknown, Non-Lead | No |  |  |  | Unknown, Non-Lead | 1994 | No |  |  |  | Non-lead
044064 | 554 PORTER LN |  | Unknown, Non-Lead | Yes |  | 2018-11-09 |  | Unknown, Non-Lead | 1994 | Yes |  | 2018-11-09 |  | Non-lead
044065 | 536 PORTER LN |  | Unknown, Non-Lead | No |  |  |  | Unknown, Non-Lead | 1994 | No |  |  |  | Non-lead
044066 | 556 PORTER LN |  | Unknown, Non-Lead | Yes |  | 2021-08-09 |  | Unknown, Non-Lead | 1994 | Yes |  | 2021-08-09 |  | Non-lead
044067 | 538 PORTER LN |  | Unknown, Non-Lead | Yes |  | 2018-07-17 |  | Unknown, Non-Lead | 1994 | Yes |  | 2018-07-17 |  | Non-lead
044068 | 558 PORTER LN |  | Unknown, Non-Lead | Yes |  | 2024-09-05 |  | PVC | 1994 | Yes |  | 2024-09-05 |  | Non-lead
044069 | 540 PORTER LN |  | Unknown, Non-Lead | No |  |  |  | Unknown, Non-Lead | 1994 | No |  |  |  | Non-lead
044070 | 562 PORTER LN |  | Unknown, Non-Lead | No |  |  |  | Polytube | 1994 | No |  |  |  | Non-lead
044071 | 560 PORTER LN |  | Unknown, Non-Lead | Yes |  | 2018-08-10 |  | Unknown, Non-Lead | 1994 | Yes |  | 2018-08-10 |  | Non-lead
044072 | 542 PORTER LN |  | Unknown, Non-Lead | Yes |  | 2024-05-29 |  | Unknown, Non-Lead | 1994 | Yes |  | 2024-05-29 |  | Non-lead
044073 | 524 PORTER LN |  | Unknown, Non-Lead | Yes |  | 2021-08-04 |  | Unknown, Non-Lead | 1994 | Yes |  | 2021-08-04 |  | Non-lead
044074 | #26 526 PORTER LN |  | Unknown, Non-Lead | Yes |  | 2020-05-11 |  | Unknown, Non-Lead | 1994 | Yes |  | 2020-05-11 |  | Non-lead
044075 | 528 PORTER LN |  | Unknown, Non-Lead | No |  |  |  | Unknown, Non-Lead | 1994 | No |  |  |  | Non-lead
044076 | 30489 SOUTH ST |  | Unknown, Non-Lead | Yes |  | 2024-01-30 |  | Unknown, Non-Lead | 1994 | Yes |  | 2024-01-30 |  | Non-lead
044077 | 24850 PARK DR |  | Unknown, Non-Lead | Yes |  | 2019-02-04 |  | Unknown, Non-Lead | 1996 | Yes |  | 2019-02-04 |  | Non-lead
044078 | LOT 11 CORNER DOUBLOON & LAFITTE ST |  | Polytube | Yes |  | 2023-04-25 |  | PVC |  | Yes |  | 2023-04-25 |  | Non-lead
044079 | 21 FLAMINGO HAMMOCK RD |  | Unknown, Non-Lead | Yes |  | 2018-06-06 |  | PVC | 1995 | Yes |  | 2018-06-06 |  | Non-lead
044080 | 32 FLAMINGO HAMMOCK RD |  | Polytube | Yes |  | 2022-08-05 |  | PVC | 1994 | Yes |  | 2022-08-05 |  | Non-lead
044081 | 194 GULFVIEW DR |  | Unknown, Non-Lead | Yes |  | 2018-04-19 |  | Unknown, Non-Lead | 2008 | Yes |  | 2018-04-19 |  | Non-lead
044082 | 9 SE MARLIN AVE |  | Unknown, Non-Lead | Yes |  | 2021-09-29 |  | PVC | 2008 | Yes |  | 2021-09-29 |  | Non-lead
044083 | 181 CORRINE PL |  | Polytube | Yes |  | 2022-08-01 |  | PVC | 1995 | Yes |  | 2022-08-01 |  | Non-lead
044084 | 30330 WATSON BLVD |  | Polytube | Yes |  | 2022-11-16 |  | PVC | 1987 | Yes |  | 2022-11-16 |  | Non-lead
044085 | 19591 NAVAJO ST |  | Unknown, Non-Lead | Yes |  | 2022-04-28 |  | Unknown, Non-Lead | 1994 | Yes |  | 2022-04-28 |  | Non-lead
044086 | L1 B4 526 HAMMOCK DR |  | Unknown, Non-Lead | No |  |  |  | Unknown, Non-Lead | 1988 | No |  |  |  | Non-lead
044087 | 12 HARBOR ISLAND DR |  | Unknown, Non-Lead | Yes |  | 2017-10-24 |  | Unknown, Non-Lead | 1995 | Yes |  | 2017-10-24 |  | Non-lead
044088 | 455 BAHIA AVE |  | Unknown, Non-Lead | Yes |  | 2022-04-25 |  | Unknown, Non-Lead | 1995 | Yes |  | 2022-04-25 |  | Non-lead
044089 | 126 MOHAWK ST |  | Unknown, Non-Lead | Yes |  | 2020-07-06 |  | Unknown, Non-Lead | 1994 | Yes |  | 2020-07-06 |  | Non-lead
044090 | 105 MEDEIRA CT |  | Polytube | Yes |  | 2022-06-30 |  | PVC | 1983 | Yes |  | 2022-06-30 |  | Non-lead
044091 | 231 TARPON ST |  | Polytube | Yes |  | 2023-02-06 |  | PVC | 1984 | Yes |  | 2023-02-06 |  | Non-lead
044092 | APT B 3633 FLAGLER AVE |  | Unknown, Non-Lead | Yes |  | 2024-05-22 |  | Unknown, Non-Lead | 1995 | Yes |  | 2024-05-22 |  | Non-lead
044093 | 3730 DUCK AVE |  | Unknown, Non-Lead | Yes |  | 2022-05-13 |  | Unknown, Non-Lead | 1995 | Yes |  | 2022-05-13 |  | Non-lead
044094 | 3734 DUCK AVE |  | Unknown, Non-Lead | Yes |  | 2023-12-18 |  | Unknown, Non-Lead | 1995 | Yes |  | 2023-12-18 |  | Non-lead
044095 | 653 SAWYER DR |  | Unknown, Non-Lead | Yes |  | 2019-07-25 |  | Unknown, Non-Lead | 1995 | Yes |  | 2019-07-25 |  | Non-lead
044096 | 521 PARK DR |  | Polytube | Yes |  | 2022-08-05 |  | PVC | 1980 | Yes |  | 2022-08-05 |  | Non-lead
044097 | 28549 DOUBLOON RD |  | Polytube | Yes |  | 2022-06-03 |  | PVC | 1995 | Yes |  | 2022-06-03 |  | Non-lead
044098 | 28051 MILLS RD |  | Unknown, Non-Lead | Yes |  | 2024-06-04 |  | PVC | 2014 | Yes |  | 2024-06-04 |  | Non-lead
044099 | 21095 HAMILTON RD |  | Unknown, Non-Lead | Yes |  | 2024-06-05 |  | Unknown, Non-Lead | 1994 | Yes |  | 2024-06-05 |  | Non-lead
044100 | 123 BLUEBIRD RD |  | Unknown, Non-Lead | Yes |  | 2018-06-30 |  | Unknown, Non-Lead | 1995 | Yes |  | 2018-06-30 |  | Non-lead
044101 | 42 THATCH PALM WAY |  | Unknown, Non-Lead | No |  |  |  | Unknown, Non-Lead | 1995 | No |  |  |  | Non-lead
044102 | 89990 OVERSEAS HWY |  | Unknown, Non-Lead | Yes |  | 2024-05-14 |  | PVC | 1989 | Yes |  | 2024-05-14 |  | Non-lead
044103 | 26 BAHAMA AVE |  | Unknown, Non-Lead | No |  |  |  | Unknown, Non-Lead | 1996 | No |  |  |  | Non-lead
044104 | 103330 OVERSEAS HWY |  | Polytube | Yes |  | 2023-10-04 |  | PVC | 1995 | Yes |  | 2023-10-04 |  | Non-lead
044105 | 56 COLSON DR |  | Unknown, Non-Lead | Yes |  | 2020-03-18 |  | Unknown, Non-Lead | 1995 | Yes |  | 2020-03-18 |  | Non-lead
044106 | 1165 LAGOON DR |  | Unknown, Non-Lead | Yes |  | 2019-06-03 |  | Unknown, Non-Lead | 1995 | Yes |  | 2019-06-03 |  | Non-lead
044107 | 19669 INDIAN MOUND DR |  | Unknown, Non-Lead | No |  |  |  | Unknown, Non-Lead | 1994 | No |  |  |  | Non-lead
044108 | 77 MARINA AVE |  | Unknown, Non-Lead | No |  |  |  | Unknown, Non-Lead | 1995 | No |  |  |  | Non-lead
044109 | 90330 OVERSEAS HWY |  | Polytube | Yes |  | 2022-06-13 |  | PVC | 1968 | Yes |  | 2022-06-13 |  | Non-lead
044110 | 252 ALLEN AVE |  | Polytube | Yes |  | 2024-05-08 |  | PVC | 1979 | Yes |  | 2024-05-08 |  | Non-lead
044111 | 9862 LEEWARD BLDG C L AVE |  | Copper | Yes |  | 2023-05-04 |  | Copper | 1981 | Yes |  | 2023-05-04 |  | Non-lead
044112 | 1032 DOVE DR |  | Unknown, Non-Lead | Yes |  | 2019-03-12 |  | PVC | 1995 | Yes |  | 2019-03-12 |  | Non-lead
044113 | 20765 5TH AVE W |  | Unknown, Non-Lead | Yes |  | 2022-08-26 |  | PVC | 1995 | Yes |  | 2022-08-26 |  | Non-lead
044114 | 28530 DOUBLOON LN |  | Polytube | Yes |  | 2024-06-17 |  | PVC | 1996 | Yes |  | 2024-06-17 |  | Non-lead
044115 | 41 7TH ST |  | Polytube | Yes |  | 2022-10-22 |  | PVC | 1959 | Yes |  | 2022-10-22 |  | Non-lead
044116 | 29961 PINE CHANNEL RD |  | Polytube | Yes |  | 2023-05-23 |  | PVC | 1975 | Yes |  | 2023-05-23 |  | Non-lead
044117 | 731 9TH St |  | Polytube | Yes |  | 2022-10-22 |  | PVC | 1971 | Yes |  | 2022-10-22 |  | Non-lead
044118 | LEFT 721 9TH ST |  | Polytube | Yes |  | 2020-02-20 |  | PVC | 1996 | Yes |  | 2020-02-20 |  | Non-lead
044119 | 31018 ATLANTIS DR |  | Unknown, Non-Lead | Yes |  | 2018-09-24 |  | Unknown, Non-Lead | 1994 | Yes |  | 2018-09-24 |  | Non-lead
044120 | 489 ALMOND LANE |  | Polytube | No |  |  |  | PVC | 1996 | No |  |  |  | Non-lead
044121 | 82901 OLD HWY |  | Unknown, Non-Lead | Yes |  | 2022-06-17 |  | PVC | 1995 | Yes |  | 2022-06-17 |  | Non-lead
044123 | 161 NAUTILUS DR |  | Polytube | Yes |  | 2022-06-29 |  | PVC | 1958 | Yes |  | 2022-06-29 |  | Non-lead
044124 | 176 AZALEA ST |  | Unknown, Non-Lead | No |  |  |  | Unknown, Non-Lead | 1994 | No |  |  |  | Non-lead
044125 | 22 NORTH END RD |  | Polytube | Yes |  | 2022-07-11 |  | PVC | 2006 | Yes |  | 2022-07-11 |  | Non-lead
044126 | 29195 VIOLET DR |  | Unknown, Non-Lead | Yes |  | 2024-06-14 |  | Unknown, Non-Lead | 1994 | Yes |  | 2024-06-14 |  | Non-lead
044127 | MASTER METER 3369/99 NORTHSIDE DR |  | Polytube | Yes |  | 2024-06-03 |  | PVC | 1995 | Yes |  | 2024-06-03 |  | Non-lead
044128 | 29131 WATSON BLVD |  | Unknown, Non-Lead | Yes |  | 2020-04-27 |  | Unknown, Non-Lead | 1998 | Yes |  | 2020-04-27 |  | Non-lead
044130 | 1511 17TH ST |  | Polytube | Yes |  | 2022-07-15 |  | PVC | 1955 | Yes |  | 2022-07-15 |  | Non-lead
044131 | 1187 BASQUE LN |  | Polytube | Yes |  | 2024-04-11 |  | PVC | 1981 | Yes |  | 2024-04-11 |  | Non-lead
044132 | 22338 LA FITTE DR |  | Unknown, Non-Lead | Yes |  | 2022-10-07 |  | Unknown, Non-Lead | 1996 | Yes |  | 2022-10-07 |  | Non-lead
044133 | 617 GRINNELL ST |  | Polytube | Yes |  | 2023-02-10 |  | PVC | 1942 | Yes |  | 2023-02-10 |  | Non-lead
044134 | 321 CORAL AVE |  | Unknown, Non-Lead | Yes |  | 2018-10-24 |  | Unknown, Non-Lead | 1993 | Yes |  | 2018-10-24 |  | Non-lead
044135 | 176 NEWFOUND HARBOR RD |  | Polytube | Yes |  | 2022-12-08 |  | PVC | 1986 | Yes |  | 2022-12-08 |  | Non-lead
044136 | 1123 PACKER ST |  | Polytube | Yes |  | 2023-03-20 |  | PVC | 1928 | Yes |  | 2023-03-20 |  | Non-lead
044137 | 22620 LAFITTE DR |  | Unknown, Non-Lead | Yes |  | 2024-08-08 |  | Unknown, Non-Lead | 1994 | Yes |  | 2024-08-08 |  | Non-lead
044138 | 3316 N ROOSEVELT BLVD |  | Ductile Iron | Yes |  | 2022-05-23 |  | Ductile Iron | 1965 | Yes |  | 2022-05-23 |  | Non-lead
044139 | FIRE 101 DUVAL ST |  | Polytube | Yes |  | 2019-03-11 |  | Polytube | 1994 | Yes |  | 2019-03-11 |  | Non-Lead
044140 | 1334 DUNCAN ST |  | Polytube | Yes |  | 2024-08-16 |  | PVC | 1969 | Yes |  | 2024-08-16 |  | Non-lead
044141 | 67 W PLAZA GRANADA |  | Polytube | Yes |  | 2022-06-30 |  | PVC | 1985 | Yes |  | 2022-06-30 |  | Non-lead
044142 | 210 S POINT DR |  | Polytube | Yes |  | 2022-10-28 |  | Copper | 2004 | Yes |  | 2022-10-28 |  | Non-lead
044143 | 9836 LEEWARD AVE |  | Copper | Yes |  | 2023-05-04 |  | Copper | 1981 | Yes |  | 2023-05-04 |  | Non-lead
044144 | 121 VENETIAN WAY |  | Polytube | Yes |  | 2022-10-11 |  | PVC | 1994 | Yes |  | 2022-10-11 |  | Non-lead
044145 | 149 PUEBLO ST |  | Unknown, Non-Lead | No |  |  |  | Unknown, Non-Lead | 1995 | No |  |  |  | Non-lead
044146 | 610 WILDER RD |  | Polytube | Yes |  | 2023-05-23 |  | PVC | 1982 | Yes |  | 2023-05-23 |  | Non-lead
044147 | 300 62ND ST |  | Polytube | Yes |  | 2023-03-21 |  | PVC | 1994 | Yes |  | 2023-03-21 |  | Non-lead
044148 | RS 400 62ND OCEAN ST |  | Polytube | Yes |  | 2023-03-08 |  | PVC | 1958 | Yes |  | 2023-03-08 |  | Non-lead
044149 | 210 20TH OCEAN ST |  | Polytube | Yes |  | 2023-09-15 |  | PVC | 1986 | Yes |  | 2023-09-15 |  | Non-lead
044150 | 206 S ANGLERS DR |  | Polytube | Yes |  | 2022-08-05 |  | PVC | 1991 | Yes |  | 2022-08-05 |  | Non-lead
044151 | 133 N INDIES DR |  | Polytube | Yes |  | 2024-05-22 |  | PVC | 2006 | Yes |  | 2024-05-22 |  | Non-lead
044152 | 21 EVERGREEN AVE |  | Unknown, Non-Lead | Yes |  | 2021-08-30 |  | Unknown, Non-Lead | 1996 | Yes |  | 2021-08-30 |  | Non-lead
044153 | 30570 17TH ST |  | Polytube | Yes |  | 2022-12-13 |  | Polytube | 1995 | Yes |  | 2022-12-13 |  | Non-lead
044154 | L19 B7 27360 BARBADOS LANE |  | Unknown, Non-Lead | Yes |  | 2017-08-15 |  | Unknown, Non-Lead | 1995 | Yes |  | 2017-08-15 |  | Non-lead
044155 | LONG KEY INCINER |  | PVC | Yes |  | 2022-07-11 |  | PVC | 1982 | Yes |  | 2022-07-11 |  | Non-lead
044156 | B 501 SOUTHARD ST |  | Polytube | Yes |  | 2022-08-17 |  | PVC | 1996 | Yes |  | 2022-08-17 |  | Non-lead
044157 | 183 BARRY RD |  | Unknown, Non-Lead | Yes |  | 2019-03-25 |  | Unknown, Non-Lead | 1995 | Yes |  | 2019-03-25 |  | Non-lead
044158 | 20868 5TH WEST AVE |  | Polytube | Yes |  | 2022-11-28 |  | PVC | 1995 | Yes |  | 2022-11-28 |  | Non-lead
044159 | 1506 SHAW DR |  | Polytube | Yes |  | 2023-05-19 |  | PVC | 1997 | Yes |  | 2023-05-19 |  | Non-lead
044160 | 104 5TH LANE |  | Unknown, Non-Lead | No |  |  |  | Unknown, Non-Lead | 1995 | No |  |  |  | Non-lead
044161 | 126 CARIBBEAN DR |  | Unknown, Non-Lead | No |  |  |  | Unknown, Non-Lead | 1995 | No |  |  |  | Non-lead
044162 | 166 BAHAMA AVE |  | Unknown, Non-Lead | No |  |  |  | No Piping | 1969 | No |  |  |  | Non-lead
044163 | 122 VENETIAN WAY |  | Unknown, Non-Lead | Yes |  | 2022-06-21 |  | PVC | 1995 | Yes |  | 2022-06-21 |  | Non-lead
044164 | 580 PARK DR |  | Unknown, Non-Lead | No |  |  |  | Unknown, Non-Lead | 2003 | No |  |  |  | Non-lead
044165 | 244 BLACKBEARD RD |  | Unknown, Non-Lead | Yes |  | 2020-01-29 |  | Unknown, Non-Lead | 1994 | Yes |  | 2020-01-29 |  | Non-lead
044166 | 1215 W 75TH ST |  | Unknown, Non-Lead | Yes |  | 2020-08-13 |  | Unknown, Non-Lead | 1995 | Yes |  | 2020-08-13 |  | Non-lead
044167 | 1590 BLUEFIN DR |  | Unknown, Non-Lead | Yes |  | 2023-09-15 |  | Unknown, Non-Lead | 1995 | Yes |  | 2023-09-15 |  | Non-lead
044168 | 17146 WAHOO LN |  | Unknown, Non-Lead | Yes |  | 2022-04-04 |  | PVC | 1995 | Yes |  | 2022-04-04 |  | Non-lead
044169 | 28564 LA GRANDE |  | Polytube | Yes |  | 2023-01-23 |  | PVC | 1969 | Yes |  | 2023-01-23 |  | Non-lead
044170 | 1704 JOSEPHINE ST |  | Polytube | Yes |  | 2022-10-19 |  | Copper | 1958 | Yes |  | 2022-10-19 |  | Non-lead
044171 | 27486 MARTINIQUE LN |  | Unknown, Non-Lead | Yes |  | 2017-07-18 |  | PVC | 1995 | Yes |  | 2017-07-18 |  | Non-lead
044172 | APT 2 810 ELIZABETH ST |  | Polytube | Yes |  | 2023-01-03 |  | PVC | 1933 | Yes |  | 2023-01-03 |  | Non-lead
044173 | 714 BARCELONA RD |  | Unknown, Non-Lead | No |  |  |  | Unknown, Non-Lead | 2018 | No |  |  |  | Non-lead
044174 | 569 BEACH RD |  | Unknown, Non-Lead | Yes |  | 2023-06-07 |  | PVC | 1995 | Yes |  | 2023-06-07 |  | Non-lead
044175 | 65924 OVERSEAS HWY |  | Polytube | Yes |  | 2022-05-03 |  | PVC | 1984 | Yes |  | 2022-05-03 |  | Non-lead
044176 | 24 THATCH PALM WAY |  | Unknown, Non-Lead | Yes |  | 2017-12-06 |  | Unknown, Non-Lead | 1994 | Yes |  | 2017-12-06 |  | Non-lead
044177 | 65 WATERWAYS DR |  | Unknown, Non-Lead | Yes |  | 2021-12-27 |  | Unknown, Non-Lead | 1995 | Yes |  | 2021-12-27 |  | Non-lead
044178 | 1185 HAKLUYT LANE |  | Unknown, Non-Lead | Yes |  | 2019-01-23 |  | PVC | 1989 | Yes |  | 2019-01-23 |  | Non-lead
044179 | 722 PRADO CIRCLE |  | Unknown, Non-Lead | Yes |  | 2020-02-03 |  | Unknown, Non-Lead | 1994 | Yes |  | 2020-02-03 |  | Non-lead
044180 | APT 1 828 WHITE ST |  | Unknown | Yes |  | 2022-09-09 |  | PVC | 1938 | Yes |  | 2022-09-09 |  | Lead Status Unknown
044181 | 5200 OVERSEAS HWY |  | Polytube | Yes |  | 2023-03-07 |  | PVC | 1948 | Yes |  | 2023-03-07 |  | Non-lead
044182 | 22921 HAWKINS LANE |  | Polytube | Yes |  | 2023-07-31 |  | PVC | 1994 | Yes |  | 2023-07-31 |  | Non-lead
044183 | 584/571 PARK DR |  | Polytube | Yes |  | 2022-07-06 |  | PVC | 1975 | Yes |  | 2022-07-06 |  | Non-lead
044184 | 28162 HELEN AVE |  | Unknown, Non-Lead | Yes |  | 2024-06-04 |  | Unknown, Non-Lead | 1993 | Yes |  | 2024-06-04 |  | Non-lead
044185 | 21012 E 6TH AVE |  | Unknown, Non-Lead | Yes |  | 2018-09-04 |  | PVC | 1995 | Yes |  | 2018-09-04 |  | Non-lead
044186 | 5210 DOGWOOD DELL |  | Unknown, Non-Lead | Yes |  | 2023-05-23 |  | Unknown, Non-Lead | 1994 | Yes |  | 2023-05-23 |  | Non-lead
044187 | 106 PRIMROSE LN |  | Polytube | Yes |  | 2022-06-27 |  | PVC | 1963 | Yes |  | 2022-06-27 |  | Non-lead
044188 | 306 CALZADA DE BOUGA |  | Polytube | Yes |  | 2023-03-21 |  | PVC | 1963 | Yes |  | 2023-03-21 |  | Non-lead
044189 | 5205 DOGWOOD DELL |  | Unknown, Non-Lead | No |  |  |  | Unknown, Non-Lead | 1994 | No |  |  |  | Non-lead
044190 | 112 BRUCE CT |  | Unknown, Non-Lead | Yes |  | 2023-05-31 |  | PVC | 2019 | Yes |  | 2023-05-31 |  | Non-lead
044191 | 31072 AVE F |  | Unknown, Non-Lead | Yes |  | 2023-12-22 |  | Unknown, Non-Lead | 1996 | Yes |  | 2023-12-22 |  | Non-lead
044192 | 31064 AVENUE F |  | Unknown, Non-Lead | No |  |  |  | Unknown, Non-Lead | 1996 | No |  |  |  | Non-lead
044193 | 31048 AVENUE F |  | Unknown, Non-Lead | No |  |  |  | Unknown, Non-Lead | 1995 | No |  |  |  | Non-lead
044194 | 31040 AVE F |  | Unknown, Non-Lead | Yes |  | 2018-08-10 |  | Unknown, Non-Lead | 1995 | Yes |  | 2018-08-10 |  | Non-lead
044195 | 31024 AVE F |  | Polytube | Yes |  | 2022-10-18 |  | PVC | 1995 | Yes |  | 2022-10-18 |  | Non-lead
044196 | 425 GREENE ST |  | Polytube | Yes |  | 2022-12-02 |  | Copper | 1926 | Yes |  | 2022-12-02 |  | Non-lead
044197 | 29646 FLYING CLOUD AVE |  | Polytube | Yes |  | 2022-06-27 |  | PVC | 1994 | Yes |  | 2022-06-27 |  | Non-lead
044198 | 774 EAST SHORE DR |  | Unknown, Non-Lead | No |  |  |  | Unknown, Non-Lead | 1995 | No |  |  |  | Non-lead
044200 | L2 B9 21029 5TH EAST AVE |  | Unknown, Non-Lead | Yes |  | 2016-12-30 |  | Unknown, Non-Lead | 1994 | Yes |  | 2016-12-30 |  | Non-lead
044201 | 27419 HAITI LN |  | Unknown, Non-Lead | No |  |  |  | Unknown, Non-Lead | 1995 | No |  |  |  | Non-lead
044202 | 29155 GUAVA LANE |  | Unknown, Non-Lead | Yes |  | 2022-08-08 |  | Unknown, Non-Lead | 1995 | Yes |  | 2022-08-08 |  | Non-lead
044203 | 116 W PLAZA GRANADA |  | Polytube | Yes |  | 2022-06-30 |  | PVC | 1986 | Yes |  | 2022-06-30 |  | Non-lead
044204 | 10 MANGROVE LN |  | Unknown, Non-Lead | No |  |  |  | Unknown, Non-Lead | 1995 | No |  |  |  | Non-lead
044205 | 1024 DOVE RD |  | Unknown, Non-Lead | Yes |  | 2020-08-31 |  | Unknown, Non-Lead | 1995 | Yes |  | 2020-08-31 |  | Non-lead
044206 | 130 MOHAWK ST |  | Unknown, Non-Lead | No |  |  |  | Unknown, Non-Lead | 1996 | No |  |  |  | Non-lead
044207 | 111 FIRST TER |  | Unknown, Non-Lead | Yes |  | 2022-04-11 |  | Unknown, Non-Lead | 1995 | Yes |  | 2022-04-11 |  | Non-lead
044208 | 691 PALM AVE |  | Polytube | Yes |  | 2022-10-21 |  | Copper | 1976 | Yes |  | 2022-10-21 |  | Non-lead
044209 | 564 PORTER LN |  | Unknown, Non-Lead | No |  |  |  | Unknown, Non-Lead | 1994 | No |  |  |  | Non-lead
044210 | 566 PORTER LN |  | Unknown, Non-Lead | Yes |  | 2021-01-19 |  | Unknown, Non-Lead | 1994 | Yes |  | 2021-01-19 |  | Non-lead
044211 | 568 PORTER LN |  | Unknown, Non-Lead | Yes |  | 2020-10-05 |  | Unknown, Non-Lead | 1994 | Yes |  | 2020-10-05 |  | Non-lead
044212 | 146 APACHE ST |  | Polytube | Yes |  | 2020-07-21 |  | PVC | 1995 | Yes |  | 2020-07-21 |  | Non-lead
044213 | 2255 SAN MARCO DR |  | Polytube | Yes |  | 2024-05-29 |  | PVC | 1985 | Yes |  | 2024-05-29 |  | Non-lead
044214 | 142 CANAL ST |  | Polytube | Yes |  | 2022-11-09 |  | PVC | 1997 | Yes |  | 2022-11-09 |  | Non-lead
044215 | 115 N BAY HARBOR DR |  | Polytube | Yes |  | 2022-07-21 |  | PVC | 1972 | Yes |  | 2022-07-21 |  | Non-lead
044216 | 63 MUTINY PL |  | Polytube | Yes |  | 2023-08-07 |  | PVC | 1996 | Yes |  | 2023-08-07 |  | Non-lead
044217 | UNIT 01 101 FRONT ST |  | Unknown, Non-Lead | Yes |  | 2024-04-03 |  | PVC | 1994 | Yes |  | 2024-04-03 |  | Non-lead
044218 | UNIT 02 101 FRONT ST |  | Unknown, Non-Lead | Yes |  | 2021-10-08 |  | PVC | 1994 | Yes |  | 2021-10-08 |  | Non-lead
044219 | UNIT 03 101 FRONT ST |  | Unknown, Non-Lead | Yes |  | 2022-11-01 |  | Unknown, Non-Lead | 1994 | Yes |  | 2022-11-01 |  | Non-lead
044220 | UNIT 04 101 FRONT ST |  | Unknown, Non-Lead | No |  |  |  | Unknown, Non-Lead | 1994 | No |  |  |  | Non-lead
044221 | UNIT 05 101 FRONT ST |  | Unknown, Non-Lead | Yes |  | 2024-05-08 |  | Unknown, Non-Lead | 1994 | Yes |  | 2024-05-08 |  | Non-lead
044222 | UNIT 06 101 FRONT ST |  | Unknown, Non-Lead | No |  |  |  | Unknown, Non-Lead | 1994 | No |  |  |  | Non-lead
044223 | UNIT 07 101 FRONT ST |  | Unknown, Non-Lead | No |  |  |  | Unknown, Non-Lead | 1994 | No |  |  |  | Non-lead
044224 | UNIT 08 101 FRONT ST |  | Unknown, Non-Lead | No |  |  |  | Unknown, Non-Lead | 1994 | No |  |  |  | Non-lead
044225 | UNIT 09 101 FRONT ST |  | Unknown, Non-Lead | No |  |  |  | Unknown, Non-Lead | 1994 | No |  |  |  | Non-lead
044226 | UNIT 10 101 FRONT ST |  | Unknown, Non-Lead | Yes |  | 2019-05-13 |  | Unknown, Non-Lead | 1994 | Yes |  | 2019-05-13 |  | Non-lead
044227 | UNIT 11 101 FRONT ST |  | Unknown, Non-Lead | Yes |  | 2024-07-02 |  | Unknown, Non-Lead | 1994 | Yes |  | 2024-07-02 |  | Non-lead
044228 | UNIT 12 101 FRONT ST |  | Unknown, Non-Lead | Yes |  | 2019-09-05 |  | Unknown, Non-Lead | 1994 | Yes |  | 2019-09-05 |  | Non-lead
044229 | UNIT 13 101 FRONT ST |  | Unknown, Non-Lead | Yes |  | 2020-09-08 |  | Unknown, Non-Lead | 1994 | Yes |  | 2020-09-08 |  | Non-lead
044230 | UNIT 14 101 FRONT ST |  | Unknown, Non-Lead | Yes |  | 2022-01-07 |  | Unknown, Non-Lead | 1994 | Yes |  | 2022-01-07 |  | Non-lead
044231 | UNIT 15 101 FRONT ST |  | Unknown, Non-Lead | Yes |  | 2021-01-11 |  | Unknown, Non-Lead | 1994 | Yes |  | 2021-01-11 |  | Non-lead
044232 | UNIT 16 101 FRONT ST |  | Unknown, Non-Lead | Yes |  | 2019-10-11 |  | Unknown, Non-Lead | 1994 | Yes |  | 2019-10-11 |  | Non-lead
044233 | UNIT 17 101 FRONT ST |  | Unknown, Non-Lead | Yes |  | 2020-12-14 |  | Unknown, Non-Lead | 1994 | Yes |  | 2020-12-14 |  | Non-lead
044234 | UNIT 18 101 FRONT ST |  | Unknown, Non-Lead | No |  |  |  | Unknown, Non-Lead | 1994 | No |  |  |  | Non-lead
044235 | UNIT 19 101 FRONT ST |  | Unknown, Non-Lead | Yes |  | 2020-08-31 |  | Unknown, Non-Lead | 1994 | Yes |  | 2020-08-31 |  | Non-lead
044236 | UNIT 20 101 FRONT ST |  | Unknown, Non-Lead | No |  |  |  | Unknown, Non-Lead | 1994 | No |  |  |  | Non-lead
044237 | UNIT 21 101 FRONT ST |  | PVC | Yes |  | 2022-07-25 |  | PVC | 1918 | Yes |  | 2022-07-25 |  | Non-lead
044238 | UNIT 22 101 FRONT ST |  | PVC | Yes |  | 2022-07-25 |  | PVC | 1918 | Yes |  | 2022-07-25 |  | Non-lead
044239 | UNIT 23 101 FRONT ST |  | PVC | Yes |  | 2023-12-01 |  | PVC | 1918 | Yes |  | 2023-12-01 |  | Non-lead
044240 | UNIT 24 101 FRONT ST |  | PVC | Yes |  | 2022-07-25 |  | PVC | 1918 | Yes |  | 2022-07-25 |  | Non-lead
044241 | UNIT 25 101 FRONT ST |  | PVC | Yes |  | 2022-07-25 |  | PVC | 1918 | Yes |  | 2022-07-25 |  | Non-lead
044242 | UNIT 26 101 FRONT ST |  | PVC | Yes |  | 2022-07-25 |  | PVC | 1918 | Yes |  | 2022-07-25 |  | Non-lead
044243 | 1302 ATLANTIC BLVD WH ST |  | Polytube | Yes |  | 2024-09-11 |  | PVC |  | Yes |  | 2024-09-11 |  | Non-lead
044244 | 3377 NORTHSIDE DR |  | Unknown, Non-Lead | No |  |  |  | Unknown, Non-Lead | 1994 | No |  |  |  | Non-lead
044245 | 3379 NORTHSIDE DR |  | Unknown, Non-Lead | Yes |  | 2023-10-13 |  | Unknown, Non-Lead | 1995 | Yes |  | 2023-10-13 |  | Non-lead
044246 | 3381 NORTHSIDE DR |  | Unknown, Non-Lead | Yes |  | 2019-12-05 |  | PVC | 1994 | Yes |  | 2019-12-05 |  | Non-lead
044247 | 3383 NORTHSIDE DR |  | Unknown, Non-Lead | No |  |  |  | Unknown, Non-Lead | 1994 | No |  |  |  | Non-lead
044248 | 910 EAST SHORE DR/WE DR |  | Unknown, Non-Lead | No |  |  |  | Unknown, Non-Lead | 1996 | No |  |  |  | Non-lead
044249 | 3 ARONOVITZ LN |  | Polytube | Yes |  | 2022-06-08 |  | PVC | 1938 | Yes |  | 2022-06-08 |  | Non-lead
044250 | 21089 5TH EAST AVE |  | Unknown, Non-Lead | Yes |  | 2020-01-10 |  | PVC | 1995 | Yes |  | 2020-01-10 |  | Non-lead
044251 | 89051 OLD HWY |  | Unknown, Non-Lead | Yes |  | 2018-11-07 |  | PVC | 1997 | Yes |  | 2018-11-07 |  | Non-lead
044252 | DUPLX 186 HARBORVIEW DR |  | Polytube | Yes |  | 2023-02-27 |  | PVC | 1948 | Yes |  | 2023-02-27 |  | Non-lead
044253 | 23 ABACO RD |  | Unknown, Non-Lead | Yes |  | 2017-11-06 |  | PVC | 1995 | Yes |  | 2017-11-06 |  | Non-lead
044254 | 36 MUTINY PL |  | Unknown, Non-Lead | Yes |  | 2018-04-04 |  | PVC | 1993 | Yes |  | 2018-04-04 |  | Non-lead
044255 | 104740 OVERSEAS HWY |  | Polytube | Yes |  | 2023-05-04 |  | PVC |  | Yes |  | 2023-05-04 |  | Non-lead
044256 | L15 B3 265 SAWYER DR |  | Polytube | Yes |  | 2023-08-28 |  | PVC | 1994 | Yes |  | 2023-08-28 |  | Non-lead
044257 | 1244 ROGERS LT 11 BLK LANE |  | Polytube | Yes |  | 2022-12-28 |  | PVC | 1985 | Yes |  | 2022-12-28 |  | Non-lead
044258 | VACANT LOT 1600 SIRUGO ST |  | Polytube | Yes |  | 2022-08-09 |  | PVC | 1952 | Yes |  | 2022-08-09 |  | Non-lead
044259 | 934 FLAGSHIP DR |  | Unknown, Non-Lead | Yes |  | 2018-10-29 |  | PVC | 1990 | Yes |  | 2018-10-29 |  | Non-lead
044260 | APT UP 2307 SEIDENBERG AVE |  | Polytube | Yes |  | 2022-08-18 |  | Copper | 1979 | Yes |  | 2022-08-18 |  | Non-lead
044261 | 1026 HOWE ST |  | Polytube | Yes |  | 2022-06-23 |  | PVC | 1933 | Yes |  | 2022-06-23 |  | Non-lead
044262 | 217 VIRGINIA ST |  | Polytube | Yes |  | 2022-06-28 |  | PVC | 1938 | Yes |  | 2022-06-28 |  | Non-lead
044263 | 1273 ROGERS LANE |  | Polytube | Yes |  | 2022-12-28 |  | PVC |  | Yes |  | 2022-12-28 |  | Non-lead
044264 | 182 SAWYER DR |  | Unknown, Non-Lead | Yes |  | 2018-11-30 |  | Unknown, Non-Lead | 1995 | Yes |  | 2018-11-30 |  | Non-lead
044265 | REAR 3701 DUCK AVE |  | Polytube | Yes |  | 2022-05-25 |  | PVC | 1963 | Yes |  | 2022-05-25 |  | Non-lead
044266 | 30894 GRANADA AVE |  | Unknown, Non-Lead | Yes |  | 2019-10-15 |  | Unknown, Non-Lead | 1995 | Yes |  | 2019-10-15 |  | Non-lead
044267 | 2412 HARRIS AVE |  | Unknown, Non-Lead | No |  |  |  | Unknown, Non-Lead | 1994 | No |  |  |  | Non-lead
044268 | 29052 MAGNOLIA DR |  | Unknown, Non-Lead | Yes |  | 2023-10-20 |  | Unknown, Non-Lead | 1994 | Yes |  | 2023-10-20 |  | Non-lead
044269 | 704 DUVAL ST |  | Unknown, Non-Lead | Yes |  | 2019-10-17 |  | Unknown, Non-Lead | 1994 | Yes |  | 2019-10-17 |  | Non-lead
044270 | 29130 GUAVA LANE |  | Unknown, Non-Lead | Yes |  | 2022-02-25 |  | Unknown, Non-Lead | 1995 | Yes |  | 2022-02-25 |  | Non-lead
044271 | 508 EMMA ST |  | Unknown, Non-Lead | Yes |  | 2019-09-05 |  | Unknown, Non-Lead | 1994 | Yes |  | 2019-09-05 |  | Non-lead
044272 | BERSTEIN PARK 6751 5TH ST |  | Unknown, Non-Lead | Yes |  | 2024-05-30 |  | Unknown, Non-Lead | 2018 | Yes |  | 2024-05-30 |  | Non-lead
044273 | 1341 C AVE |  | Unknown, Non-Lead | Yes |  | 2017-10-10 |  | Unknown, Non-Lead | 1993 | Yes |  | 2017-10-10 |  | Non-lead
044274 | APT 2 921 WHITE ST |  | Polytube | Yes |  | 2022-09-09 |  | PVC | 1904 | Yes |  | 2022-09-09 |  | Non-lead
044275 | APT 5 921 WHITE ST |  | Polytube | Yes |  | 2022-09-09 |  | PVC | 1904 | Yes |  | 2022-09-09 |  | Non-lead
044276 | APT 3 921 WHITE ST |  | Polytube | Yes |  | 2022-09-09 |  | PVC | 1943 | Yes |  | 2022-09-09 |  | Non-lead
044277 | GULF IRRIGATION 13440 OVERSEAS HWY |  | Polytube | Yes |  | 2023-08-10 |  | PVC | 1962 | Yes |  | 2023-08-10 |  | Non-lead
044278 | RIGHT 39 7TH ST |  | Polytube | Yes |  | 2023-01-03 |  | PVC | 1959 | Yes |  | 2023-01-03 |  | Non-lead
044279 | LEFT 40 7TH ST |  | Unknown, Non-Lead | Yes |  | 2023-08-08 |  | PVC | 1995 | Yes |  | 2023-08-08 |  | Non-lead
044280 | 71 AVENUE C |  | Unknown, Non-Lead | Yes |  | 2021-11-05 |  | Unknown, Non-Lead | 1998 | Yes |  | 2021-11-05 |  | Non-lead
044281 | 73 C AVE |  | Unknown, Non-Lead | Yes |  | 2022-03-11 |  | Unknown, Non-Lead | 1995 | Yes |  | 2022-03-11 |  | Non-lead
044282 | B2L24 1064 LAGOON DR |  | Unknown, Non-Lead | No |  |  |  | Unknown, Non-Lead | 1995 | No |  |  |  | Non-lead
044283 | 30349 PALM DR |  | Polytube | Yes |  | 2022-11-15 |  | PVC | 1978 | Yes |  | 2022-11-15 |  | Non-lead
044285 | 107 MARINA AVE |  | Unknown, Non-Lead | Yes |  | 2020-01-21 |  | Unknown, Non-Lead | 1995 | Yes |  | 2020-01-21 |  | Non-lead
044286 | 78 MARINA AVE |  | Unknown, Non-Lead | Yes |  | 2019-01-17 |  | PVC | 1995 | Yes |  | 2019-01-17 |  | Non-lead
044287 | 28 S BOUNTY LN |  | Polytube | Yes |  | 2023-04-04 |  | PVC | 1990 | Yes |  | 2023-04-04 |  | Non-lead
044288 | 127 VENETIAN WAY |  | Unknown, Non-Lead | Yes |  | 2016-12-28 |  | Unknown, Non-Lead | 1992 | Yes |  | 2016-12-28 |  | Non-lead
044289 | L8B7 107 OCEAN SHORES DR |  | Polytube | Yes |  | 2023-01-31 |  | PVC | 1981 | Yes |  | 2023-01-31 |  | Non-lead
044290 | 20920 5TH AVE W |  | Unknown, Non-Lead | Yes |  | 2018-02-27 |  | Unknown, Non-Lead | 1995 | Yes |  | 2018-02-27 |  | Non-lead
044291 | 52 FRONT ST |  | Unknown, Non-Lead | No |  |  |  | Unknown, Non-Lead | 1995 | No |  |  |  | Non-lead
044292 | 17138 BONEFISH LN W |  | Unknown, Non-Lead | No |  |  |  | Unknown, Non-Lead | 1995 | No |  |  |  | Non-lead
044293 | 30433 HIBISCUS LN |  | Unknown | Yes |  | 2023-12-19 |  | Unknown | 1968 | Yes |  | 2023-12-19 |  | Lead Status Unknown
044294 | 1188 BASQUE LN |  | Unknown, Non-Lead | Yes |  | 2021-12-03 |  | PVC | 1995 | Yes |  | 2021-12-03 |  | Non-lead
044295 | 30280 POINCIANA RD |  | Polytube | Yes |  | 2022-11-15 |  | PVC | 1980 | Yes |  | 2022-11-15 |  | Non-lead
044296 | 30324 HIBISCUS LN |  | Polytube | Yes |  | 2022-10-27 |  | PVC | 1973 | Yes |  | 2022-10-27 |  | Non-lead
044297 | 133 W CAHILL CT |  | Polytube | Yes |  | 2022-12-12 |  | PVC | 1980 | Yes |  | 2022-12-12 |  | Non-lead
044298 | 18870 ROCKY RD |  | Polytube | Yes |  | 2024-10-03 |  | PVC | 1970 | Yes |  | 2024-10-03 |  | Non-lead
044299 | 111 BRIAN RD |  | Unknown, Non-Lead | Yes |  | 2024-05-22 |  | Unknown, Non-Lead | 1998 | Yes |  | 2024-05-22 |  | Non-lead
044300 | 30225 OLEANDER BLVD |  | Polytube | Yes |  | 2022-11-16 |  | PVC | 1929 | Yes |  | 2022-11-16 |  | Non-lead
044301 | 30433 PALM DRIVE 502-A |  | Polytube | Yes |  | 2022-11-15 |  | Copper | 1981 | Yes |  | 2022-11-15 |  | Non-lead
044302 | 14 125TH GULF ST |  | Polytube | Yes |  | 2024-09-25 |  | PVC | 1961 | Yes |  | 2024-09-25 |  | Non-lead
044303 | 31154 AVE D |  | Unknown, Non-Lead | Yes |  | 2020-02-03 |  | PVC | 2007 | Yes |  | 2020-02-03 |  | Non-lead
044304 | 133 OCEAN BAY DR |  | Unknown | Yes |  | 2023-02-01 |  | PVC | 1975 | Yes |  | 2023-02-01 |  | Lead Status Unknown
044305 | 112 GARDEN ST |  | Unknown | Yes |  | 2022-08-29 |  | Unknown | 1995 | Yes |  | 2022-08-29 |  | Lead Status Unknown
044306 | 45 CARDINAL LN |  | Unknown, Non-Lead | Yes |  | 2024-02-05 |  | Unknown, Non-Lead | 1996 | Yes |  | 2024-02-05 |  | Non-lead
044307 | 104 4TH LN |  | Unknown, Non-Lead | No |  |  |  | Unknown, Non-Lead | 1995 | No |  |  |  | Non-lead
044308 | 100 BAHAMA RD |  | Unknown, Non-Lead | No |  |  |  | Unknown, Non-Lead | 1996 | No |  |  |  | Non-lead
044309 | 27359 JAMAICA LN |  | Unknown, Non-Lead | Yes |  | 2020-09-09 |  | Unknown, Non-Lead | 1995 | Yes |  | 2020-09-09 |  | Non-lead
044310 | 27349 JAMAICA LN |  | Unknown, Non-Lead | Yes |  | 2018-03-30 |  | PVC | 1995 | Yes |  | 2018-03-30 |  | Non-lead
044311 | 30325 HIBISCUS LN |  | Polytube | Yes |  | 2022-11-15 |  | PVC | 1986 | Yes |  | 2022-11-15 |  | Non-lead
044312 | 1233 AVENUE A |  | Unknown, Non-Lead | Yes |  | 2023-12-22 |  | Unknown, Non-Lead | 1995 | Yes |  | 2023-12-22 |  | Non-lead
044313 | 22848 PRIVATEER DR |  | Unknown, Non-Lead | Yes |  | 2021-12-15 |  | Unknown, Non-Lead | 1995 | Yes |  | 2021-12-15 |  | Non-lead
044314 | 1224 ROGERS LANE |  | Polytube | Yes |  | 2023-05-16 |  | PVC | 1978 | Yes |  | 2023-05-16 |  | Non-lead
044315 | 801 CAROLINE ST |  | Unknown, Non-Lead | Yes |  | 2020-02-12 |  | PVC | 1995 | Yes |  | 2020-02-12 |  | Non-lead
044317 | 31031 AVENUE A |  | Unknown, Non-Lead | Yes |  | 2021-10-29 |  | Unknown, Non-Lead | 1995 | Yes |  | 2021-10-29 |  | Non-lead
044318 | 15 AZALEA DR |  | Polytube | Yes |  | 2022-05-05 |  | PVC | 1997 | Yes |  | 2022-05-05 |  | Non-lead
044319 | 108 FRONT ST |  | Unknown, Non-Lead | Yes |  | 2023-01-05 |  | Unknown, Non-Lead | 1995 | Yes |  | 2023-01-05 |  | Non-lead
044320 | 201 JULIA ST |  | Polytube | Yes |  | 2022-07-25 |  | PVC | 1933 | Yes |  | 2022-07-25 |  | Non-lead
044321 | 30348 HIBISCUS LN |  | Polytube | Yes |  | 2022-06-09 |  | PVC | 1969 | Yes |  | 2022-06-09 |  | Non-lead
044322 | 30243 COCONUT HWY |  | Polytube | No |  |  |  | PVC | 1984 | No |  |  |  | Non-lead
044323 | 838 BAY DRIVE |  | Unknown, Non-Lead | Yes |  | 2022-03-31 |  | PVC | 1995 | Yes |  | 2022-03-31 |  | Non-lead
044324 | 651 WILLIAM ST |  | Polytube | Yes |  | 2023-01-04 |  | PVC | 1933 | Yes |  | 2023-01-04 |  | Non-lead
044325 | 3155 FLAGLER AVE |  | Polytube | Yes |  | 2023-05-04 |  | PVC | 1971 | Yes |  | 2023-05-04 |  | Non-lead
044326 | 98365 OVERSEAS HWY |  | Polytube | Yes |  | 2022-07-05 |  | PVC | 1996 | Yes |  | 2022-07-05 |  | Non-lead
044327 | 82237 OVERSEAS HWY |  | Unknown, Non-Lead | Yes |  | 2022-02-24 |  | Unknown, Non-Lead | 1995 | Yes |  | 2022-02-24 |  | Non-lead
044328 | 134 NAVAJO ST |  | Unknown, Non-Lead | Yes |  | 2019-10-24 |  | Unknown, Non-Lead | 1997 | Yes |  | 2019-10-24 |  | Non-lead
044329 | 150 GULFSIDE DR |  | Unknown, Non-Lead | Yes |  | 2021-03-26 |  | PVC | 1996 | Yes |  | 2021-03-26 |  | Non-lead
044330 | 152 APACHE ST |  | Unknown, Non-Lead | No |  |  |  | Unknown, Non-Lead | 1995 | No |  |  |  | Non-lead
044331 | 161 DOUBLOON LANE |  | Unknown, Non-Lead | No |  |  |  | Unknown, Non-Lead | 1998 | No |  |  |  | Non-lead
044332 | 3656 TREASURE ISLAND ST |  | Unknown, Non-Lead | Yes |  | 2017-03-24 |  | Unknown, Non-Lead | 1995 | Yes |  | 2017-03-24 |  | Non-lead
044333 | 1008 CALICO JACK CIR |  | Unknown, Non-Lead | Yes |  | 2019-02-05 |  | Unknown, Non-Lead | 1993 | Yes |  | 2019-02-05 |  | Non-lead
044334 | 5203 DOGWOOD DELL |  | Unknown, Non-Lead | Yes |  | 2023-05-22 |  | PVC | 1995 | Yes |  | 2023-05-22 |  | Non-lead
044335 | 30267 POINCIANA RD |  | Polytube | Yes |  | 2022-11-16 |  | PVC | 1986 | Yes |  | 2022-11-16 |  | Non-lead
044336 | 14 IBIS LN |  | Unknown, Non-Lead | No |  |  |  | Unknown, Non-Lead | 1995 | No |  |  |  | Non-lead
044337 | 290 14TH ST |  | Copper | Yes |  | 2023-02-06 |  | PVC | 1995 | Yes |  | 2023-02-06 |  | Non-lead
044338 | 57466 BAILEY ST |  | Unknown, Non-Lead | No |  |  |  | Unknown, Non-Lead | 1995 | No |  |  |  | Non-lead
044339 | 25359 SECOND ST |  | Unknown, Non-Lead | Yes |  | 2023-12-22 |  | PVC | 1995 | Yes |  | 2023-12-22 |  | Non-lead
044340 | 514 EMMA ST |  | Unknown, Non-Lead | Yes |  | 2024-02-23 |  | PVC | 1996 | Yes |  | 2024-02-23 |  | Non-lead
044341 | 512 DUVAL ST |  | Unknown, Non-Lead | Yes |  | 2022-06-10 |  | Polytube | 2011 | Yes |  | 2022-06-10 |  | Non-lead
044342 | 30423 COCONUT HWY |  | Unknown, Non-Lead | Yes |  | 2017-04-20 |  | Unknown, Non-Lead | 1998 | Yes |  | 2017-04-20 |  | Non-lead
044343 | 212 FLEMING ST |  | Unknown, Non-Lead | Yes |  | 2021-11-05 |  | Unknown, Non-Lead | 1995 | Yes |  | 2021-11-05 |  | Non-lead
044344 | #UP 1504 FLAGLER AVE |  | Polytube | Yes |  | 2022-08-26 |  | PVC | 1958 | Yes |  | 2022-08-26 |  | Non-lead
044345 | 18930 ROSALIND RD |  | Polytube | Yes |  | 2022-10-17 |  | PVC | 2000 | Yes |  | 2022-10-17 |  | Non-lead
044346 | 193 W CAHILL CT |  | Polytube | Yes |  | 2022-07-27 |  | PVC | 1995 | Yes |  | 2022-07-27 |  | Non-lead
044347 | 183 S OCEAN SHORES DR |  | Unknown, Non-Lead | Yes |  | 2022-04-27 |  | Unknown, Non-Lead | 1999 | Yes |  | 2022-04-27 |  | Non-lead
044348 | MASTER GARRISON |  | Ductile Iron | Yes |  | 2022-08-31 |  | Ductile Iron | 1983 | Yes |  | 2022-08-31 |  | Non-lead
044349 | MASTER-GARRISON |  | Ductile Iron | Yes |  | 2024-08-01 |  | Ductile Iron | 1983 | Yes |  | 2024-08-01 |  | Non-lead
044350 | 109 6TH LN |  | Unknown, Non-Lead | Yes |  | 2020-03-24 |  | Unknown, Non-Lead | 1998 | Yes |  | 2020-03-24 |  | Non-lead
044351 | 30342 HIBISCUS LANE |  | Polytube | Yes |  | 2023-10-20 |  | PVC | 1969 | Yes |  | 2023-10-20 |  | Non-lead
044352 | 625 OVERSEAS HWY - SOUTH LOT |  | Unknown, Non-Lead | No |  |  |  | Unknown, Non-Lead | 1996 | No |  |  |  | Non-lead
044353 | 113 GALLEON LN |  | Unknown, Non-Lead | Yes |  | 2023-11-30 |  | Unknown, Non-Lead | 2007 | Yes |  | 2023-11-30 |  | Non-lead
044354 | APT 1 921 WHITE ST |  | Polytube | Yes |  | 2022-09-09 |  | PVC | 1943 | Yes |  | 2022-09-09 |  | Non-lead
044355 | 18 CAYMAN LN |  | Unknown, Non-Lead | Yes |  | 2019-10-23 |  | PVC | 1995 | Yes |  | 2019-10-23 |  | Non-lead
044356 | 411 MAHOGANY AVE |  | Unknown, Non-Lead | Yes |  | 2020-09-18 |  | Unknown, Non-Lead | 1995 | Yes |  | 2020-09-18 |  | Non-lead
044357 | 118 TOLLGATE LN |  | Polytube | Yes |  | 2023-08-02 |  | PVC | 1982 | Yes |  | 2023-08-02 |  | Non-lead
044358 | 538 PALM DR |  | Polytube | Yes |  | 2023-02-08 |  | PVC | 1967 | Yes |  | 2023-02-08 |  | Non-lead
044359 | 10 POISONWOOD RD |  | Unknown, Non-Lead | Yes |  | 2023-12-06 |  | Unknown, Non-Lead | 1996 | Yes |  | 2023-12-06 |  | Non-lead
044360 | 3660 ATLANTIC ST |  | Unknown, Non-Lead | Yes |  | 2023-10-18 |  | Unknown, Non-Lead | 1997 | Yes |  | 2023-10-18 |  | Non-lead
044361 | 48 CANNON ROYAL DR |  | Polytube | Yes |  | 2024-04-23 |  | PVC | 1988 | Yes |  | 2024-04-23 |  | Non-lead
044362 | 248 COSTA BRAVO DR |  | Polytube | Yes |  | 2023-03-20 |  | PVC | 1996 | Yes |  | 2023-03-20 |  | Non-lead
044363 | 414 MAHOGANY CIR |  | Polytube | Yes |  | 2023-01-31 |  | Copper | 1986 | Yes |  | 2023-01-31 |  | Non-lead
044364 | 20 BOWEN DR |  | Polytube | Yes |  | 2022-08-03 |  | PVC | 1995 | Yes |  | 2022-08-03 |  | Non-lead
044365 | 120 PRIMROSE LN |  | Unknown, Non-Lead | Yes |  | 2022-02-04 |  | Unknown, Non-Lead | 1995 | Yes |  | 2022-02-04 |  | Non-lead
044366 | 71 MUTINY PL |  | Polytube | Yes |  | 2022-08-29 |  | PVC | 1992 | Yes |  | 2022-08-29 |  | Non-lead
044367 | MASTER TAP 45 FKAA ISLAMORADA INTERCONNECT TAP |  | Unknown | Yes |  | 2022-06-27 |  | Unknown | 1986 | Yes |  | 2022-06-27 |  | Lead Status Unknown
044368 | 17167 FLYING FISH LN |  | Unknown, Non-Lead | Yes |  | 2023-08-30 |  | Unknown, Non-Lead | 1995 | Yes |  | 2023-08-30 |  | Non-lead
044369 | LT 50 613 INDIES RD |  | Unknown, Non-Lead | No |  |  |  | Unknown, Non-Lead | 1995 | No |  |  |  | Non-lead
044370 | UNIT 6 82762 OVERSEAS HWY |  | Unknown, Non-Lead | Yes |  | 2021-09-24 |  | PVC | 1988 | Yes |  | 2021-09-24 |  | Non-lead
044371 | 9 MUTINY PL |  | Polytube | Yes |  | 2023-01-30 |  | PVC | 1987 | Yes |  | 2023-01-30 |  | Non-lead
044372 | 137 SAN MARCO DR |  | Unknown, Non-Lead | Yes |  | 2021-12-14 |  | PVC | 1995 | Yes |  | 2021-12-14 |  | Non-lead
044373 | 326 SOUND DR |  | Unknown, Non-Lead | Yes |  | 2019-03-29 |  | Unknown, Non-Lead | 1997 | Yes |  | 2019-03-29 |  | Non-lead
044374 | 16 OSPREY DR |  | Polytube | Yes |  | 2023-01-31 |  | PVC | 1982 | Yes |  | 2023-01-31 |  | Non-lead
044375 | 361 AVE E |  | Polytube | Yes |  | 2023-07-17 |  | PVC | 1953 | Yes |  | 2023-07-17 |  | Non-lead
044376 | 1199 52ND ST |  | Unknown, Non-Lead | Yes |  | 2021-05-11 |  | Unknown, Non-Lead | 1995 | Yes |  | 2021-05-11 |  | Non-lead
044377 | 362 STIRRUP KEY BLVD |  | Polytube | Yes |  | 2023-03-17 |  | Polytube | 1986 | Yes |  | 2023-03-17 |  | Non-lead
044378 | 12535 OVERSEAS HWY |  | Unknown, Non-Lead | Yes |  | 2022-05-27 |  | PVC | 1995 | Yes |  | 2022-05-27 |  | Non-lead
044379 | 117 GULFWIND LANE |  | Unknown, Non-Lead | Yes |  | 2022-03-14 |  | Unknown, Non-Lead | 1997 | Yes |  | 2022-03-14 |  | Non-lead
044380 | 1197 52ND ST |  | Unknown, Non-Lead | Yes |  | 2023-11-28 |  | Unknown, Non-Lead | 1995 | Yes |  | 2023-11-28 |  | Non-lead
044381 | 1069 GULF DR |  | Unknown, Non-Lead | Yes |  | 2018-09-06 |  | Unknown, Non-Lead | 1994 | Yes |  | 2018-09-06 |  | Non-lead
044382 | 30359 DATE ROW |  | Polytube | Yes |  | 2020-09-16 |  | PVC | 1986 | Yes |  | 2020-09-16 |  | Non-lead
044384 | RS 260 PALOMINO HORSE TRL |  | Polytube | Yes |  | 2022-12-08 |  | PVC | 1980 | Yes |  | 2022-12-08 |  | Non-lead
044385 | 1C BAY DR |  | Polytube | Yes |  | 2017-02-13 |  | PVC | 1995 | Yes |  | 2017-02-13 |  | Non-lead
044386 | 30549 16TH LN |  | Polytube | Yes |  | 2022-11-15 |  | PVC | 1982 | Yes |  | 2022-11-15 |  | Non-lead
044387 | 152 LA PALOMA RD |  | Polytube | Yes |  | 2024-08-28 |  | PVC | 1986 | Yes |  | 2024-08-28 |  | Non-lead
044388 | 75 N BOUNTY LN |  | Polytube | Yes |  | 2024-09-16 |  | PVC | 1997 | Yes |  | 2024-09-16 |  | Non-lead
044389 | 311 BUTTONWOOD CIR |  | Unknown, Non-Lead | Yes |  | 2021-02-22 |  | Unknown, Non-Lead | 1995 | Yes |  | 2021-02-22 |  | Non-lead
044390 | 87380 OVERSEAS HWY |  | Unknown, Non-Lead | Yes |  | 2023-02-02 |  | PVC | 1995 | Yes |  | 2023-02-02 |  | Non-lead
044391 | 90144 OVERSEAS HWY LTS12-17 |  | Unknown, Non-Lead | No |  |  |  | Unknown, Non-Lead | 1995 | No |  |  |  | Non-lead
044392 | 30159 OLEANDER BLVD |  | Polytube | Yes |  | 2023-10-18 |  | PVC | 1981 | Yes |  | 2023-10-18 |  | Non-lead
044393 | 969 E CARIBBEAN DR |  | Unknown, Non-Lead | Yes |  | 2021-04-09 |  | Unknown, Non-Lead | 1995 | Yes |  | 2021-04-09 |  | Non-lead
044394 | 3369 NORTHSIDE DR |  | Polytube | Yes |  | 2022-11-10 |  | PVC | 1995 | Yes |  | 2022-11-10 |  | Non-lead
044395 | 3371 NORTHSIDE DR |  | Unknown, Non-Lead | No |  |  |  | Unknown, Non-Lead | 1995 | No |  |  |  | Non-lead
044396 | 3373 NORTHSIDE DR |  | Unknown, Non-Lead | No |  |  |  | Unknown, Non-Lead | 1995 | No |  |  |  | Non-lead
044397 | 3375 NORTHSIDE DR |  | Unknown, Non-Lead | Yes |  | 2018-03-23 |  | PVC | 1995 | Yes |  | 2018-03-23 |  | Non-lead
044398 | L11 B9 1040 COXON LANE |  | Polytube | Yes |  | 2022-12-28 |  | PVC | 1983 | Yes |  | 2022-12-28 |  | Non-lead
044399 | MASTER METER 1901 S ROOSEVELT BLVD |  | Unknown, Non-Lead | Yes |  | 2020-04-21 |  | Unknown, Non-Lead | 1995 | Yes |  | 2020-04-21 |  | Non-lead
044400 | L7 B1 580 BLACKBEARD RD |  | Unknown, Non-Lead | Yes |  | 2024-07-29 |  | Unknown, Non-Lead | 1995 | Yes |  | 2024-07-29 |  | Non-lead
044401 | 29344 INDEPENDENCE AVE |  | Unknown, Non-Lead | No |  |  |  | Unknown, Non-Lead | 1995 | No |  |  |  | Non-lead
044402 | 603 INDIES DR |  | Unknown, Non-Lead | Yes |  | 2017-07-14 |  | Unknown, Non-Lead | 2002 | Yes |  | 2017-07-14 |  | Non-lead
044403 | 504 SHORE DR |  | Unknown, Non-Lead | No |  |  |  | Unknown, Non-Lead | 1998 | No |  |  |  | Non-lead
044404 | 160 BESSIE RD |  | Polytube | Yes |  | 2022-05-06 |  | PVC | 1995 | Yes |  | 2022-05-06 |  | Non-lead
044405 | 145 VENETIAN WAY |  | Unknown, Non-Lead | Yes |  | 2020-05-20 |  | Unknown, Non-Lead | 1995 | Yes |  | 2020-05-20 |  | Non-lead
044406 | 9 ANGELFISH CAY LO |  | Unknown, Non-Lead | Yes |  | 2019-09-11 |  | Unknown, Non-Lead | 2005 | Yes |  | 2019-09-11 |  | Non-lead
044407 | 98750 OVERSEAS HWY |  | Polytube | Yes |  | 2023-01-30 |  | PVC | 1985 | Yes |  | 2023-01-30 |  | Non-lead
044408 | 178 PLANTATION SHRS DR |  | Polytube | Yes |  | 2022-06-15 |  | PVC | 1982 | Yes |  | 2022-06-15 |  | Non-lead
044409 | 31344 E AVE |  | Unknown, Non-Lead | Yes |  | 2017-07-18 |  | PVC | 2005 | Yes |  | 2017-07-18 |  | Non-lead
044410 | 3613 ATLANTIC ST |  | Unknown, Non-Lead | Yes |  | 2018-04-26 |  | PVC | 1998 | Yes |  | 2018-04-26 |  | Non-lead
044412 | 22958 CUDJOE DR |  | Polytube | Yes |  | 2022-11-02 |  | PVC | 1995 | Yes |  | 2022-11-02 |  | Non-lead
044413 | 214 FLEMING ST |  | Unknown, Non-Lead | Yes |  | 2019-09-05 |  | Unknown, Non-Lead | 1995 | Yes |  | 2019-09-05 |  | Non-lead
044414 | 216 FLEMING ST |  | Unknown, Non-Lead | No |  |  |  | Unknown, Non-Lead | 1995 | No |  |  |  | Non-lead
044415 | 17128 FLYING FISH LN |  | Unknown, Non-Lead | Yes |  | 2019-09-04 |  | Unknown, Non-Lead | 1995 | Yes |  | 2019-09-04 |  | Non-lead
044416 | 132 PLANTATION DR |  | Polytube | Yes |  | 2022-06-15 |  | PVC | 1969 | Yes |  | 2022-06-15 |  | Non-lead
044417 | 1000 HERON RD |  | Polytube | Yes |  | 2022-07-06 |  | Polytube | 1995 | Yes |  | 2022-07-06 |  | Non-lead
044418 | 161 PALO DE ORO DR |  | Polytube | Yes |  | 2022-06-08 |  | PVC | 1967 | Yes |  | 2022-06-08 |  | Non-lead
044419 | 172 ORANGE BLOSSOM RD |  | Unknown, Non-Lead | Yes |  | 2021-12-09 |  | Unknown, Non-Lead | 1995 | Yes |  | 2021-12-09 |  | Non-lead
044420 | 94620 OVERSEAS HWY |  | Polytube | Yes |  | 2023-02-28 |  | PVC | 1983 | Yes |  | 2023-02-28 |  | Non-lead
044421 | 1007 WATSON ST |  | Polytube | Yes |  | 2023-03-23 |  | PVC | 1923 | Yes |  | 2023-03-23 |  | Non-lead
044422 | 1471 OLD STATE ROAD 4A |  | Polytube | Yes |  | 2023-01-25 |  | PVC | 1971 | Yes |  | 2023-01-25 |  | Non-lead
044423 | 26935 OLD STATE RD 4A |  | Unknown, Non-Lead | Yes |  | 2021-01-27 |  | Unknown, Non-Lead | 1995 | Yes |  | 2021-01-27 |  | Non-lead
044424 | 17061 MARLIN DR |  | Unknown, Non-Lead | Yes |  | 2018-11-30 |  | Unknown, Non-Lead | 2002 | Yes |  | 2018-11-30 |  | Non-lead
044425 | 231 FRONT ST |  | Unknown, Non-Lead | Yes |  | 2019-03-11 |  | Unknown, Non-Lead | 1995 | Yes |  | 2019-03-11 |  | Non-lead
044426 | 548 POWELL AVE |  | Unknown, Non-Lead | Yes |  | 2018-02-05 |  | Unknown, Non-Lead | 1995 | Yes |  | 2018-02-05 |  | Non-lead
044427 | APT 2 1121 WATSON ST |  | Polytube | Yes |  | 2023-03-23 |  | PVC | 1958 | Yes |  | 2023-03-23 |  | Non-lead
044428 | 3385 NORTHSIDE DR |  | PVC | Yes |  | 2022-06-17 |  | PVC | 1995 | Yes |  | 2022-06-17 |  | Non-lead
044429 | 3387 NORTHSIDE DR |  | Unknown, Non-Lead | No |  |  |  | Unknown, Non-Lead | 1995 | No |  |  |  | Non-lead
044430 | 3389 NORTHSIDE DR |  | Unknown, Non-Lead | Yes |  | 2019-06-17 |  | Unknown, Non-Lead | 1994 | Yes |  | 2019-06-17 |  | Non-lead
044431 | UNIT 10 3391 NORTHSIDE DR |  | Unknown, Non-Lead | No |  |  |  | Unknown, Non-Lead | 1994 | No |  |  |  | Non-lead
044432 | 24348 W CARIBBEAN DR |  | Unknown, Non-Lead | No |  |  |  | Unknown, Non-Lead | 1996 | No |  |  |  | Non-lead
044433 | 628 DUVAL ST |  | PVC | Yes |  | 2022-09-26 |  | PVC | 1976 | Yes |  | 2022-09-26 |  | Non-lead
044434 | APT 1 628 DUVAL ST |  | PVC | Yes |  | 2022-09-26 |  | PVC | 1976 | Yes |  | 2022-09-26 |  | Non-lead
044435 | APT 2 628 DUVAL ST |  | PVC | Yes |  | 2022-09-26 |  | PVC | 1976 | Yes |  | 2022-09-26 |  | Non-lead
044436 | APT 3 628 DUVAL ST |  | PVC | Yes |  | 2023-03-14 |  | PVC | 1943 | Yes |  | 2023-03-14 |  | Non-lead
044437 | APT 4 628 DUVAL ST |  | PVC | Yes |  | 2022-09-26 |  | PVC | 1976 | Yes |  | 2022-09-26 |  | Non-lead
044438 | APT 5 628 DUVAL ST |  | PVC | Yes |  | 2023-12-14 |  | PVC | 1976 | Yes |  | 2023-12-14 |  | Non-lead
044439 | B2L31 1073 LAGOON DR |  | Unknown, Non-Lead | Yes |  | 2020-01-27 |  | Unknown, Non-Lead | 1995 | Yes |  | 2020-01-27 |  | Non-lead
044440 | UNIT 3 203 SOUTHARD ST |  | Unknown, Non-Lead | No |  |  |  | Unknown, Non-Lead | 1997 | No |  |  |  | Non-lead
044441 | 110 ADMIRALS LN |  | Unknown, Non-Lead | Yes |  | 2019-09-04 |  | PVC | 1995 | Yes |  | 2019-09-04 |  | Non-lead
044442 | 84900 OVERSEAS HWY |  | Polytube | Yes |  | 2022-08-24 |  | PVC |  | Yes |  | 2022-08-24 |  | Non-lead
044443 | PARCEL 16 117 SEASHORE DR |  | Unknown, Non-Lead | Yes |  | 2020-09-15 |  | Unknown, Non-Lead | 1988 | Yes |  | 2020-09-15 |  | Non-lead
044444 | 190 VENETIAN WAY |  | Unknown, Non-Lead | Yes |  | 2021-10-21 |  | Polytube | 2000 | Yes |  | 2021-10-21 |  | Non-lead
044445 | 169 PLANTATON SHRS DR |  | Polytube | Yes |  | 2023-03-14 |  | PVC | 1995 | Yes |  | 2023-03-14 |  | Non-lead
044446 | 88547 OLD HWY |  | Polytube | Yes |  | 2022-12-27 |  | PVC | 1996 | Yes |  | 2022-12-27 |  | Non-lead
044447 | APT B 1411 HAVELKA LN |  | Polytube | Yes |  | 2024-02-29 |  | PVC | 1973 | Yes |  | 2024-02-29 |  | Non-lead
044448 | 1575 NARCISSUS AVE |  | Unknown, Non-Lead | Yes |  | 2018-08-27 |  | Unknown, Non-Lead | 1995 | Yes |  | 2018-08-27 |  | Non-lead
044450 | 29409 FLYING CLOUD AVE |  | Unknown, Non-Lead | No |  |  |  | Unknown, Non-Lead | 1995 | No |  |  |  | Non-lead
044451 | 20717 6TH 1/2 ST |  | Unknown, Non-Lead | Yes |  | 2019-09-25 |  | PVC | 1996 | Yes |  | 2019-09-25 |  | Non-lead
044452 | 33 E CAHILL CT |  | Unknown, Non-Lead | Yes |  | 2021-05-14 |  | PVC | 1995 | Yes |  | 2021-05-14 |  | Non-lead
044453 | 154 LOBSTERTAIL RD |  | Polytube | Yes |  | 2023-02-21 |  | PVC | 1995 | Yes |  | 2023-02-21 |  | Non-lead
044454 | 445 ALMOND LN |  | Unknown, Non-Lead | Yes |  | 2019-01-14 |  | Unknown, Non-Lead | 1995 | Yes |  | 2019-01-14 |  | Non-lead
044455 | 901 W 63RD OCEAN ST |  | Unknown, Non-Lead | Yes |  | 2022-01-27 |  | PVC | 1996 | Yes |  | 2022-01-27 |  | Non-lead
044456 | 1103 E 75TH OCEAN ST |  | Unknown, Non-Lead | Yes |  | 2024-07-15 |  | Unknown, Non-Lead | 1995 | Yes |  | 2024-07-15 |  | Non-lead
044457 | 47 6TH ST |  | Unknown, Non-Lead | Yes |  | 2023-10-10 |  | Unknown, Non-Lead | 2002 | Yes |  | 2023-10-10 |  | Non-lead
044458 | LS 48 6TH ST |  | Unknown, Non-Lead | No |  |  |  | Unknown, Non-Lead | 1995 | No |  |  |  | Non-lead
044459 | 28509 JOLLY ROGER DR |  | Polytube | Yes |  | 2023-01-23 |  | PVC | 1976 | Yes |  | 2023-01-23 |  | Non-lead
044460 | 41 N BOUNTY LN |  | Unknown, Non-Lead | Yes |  | 2019-01-08 |  | PVC | 1996 | Yes |  | 2019-01-08 |  | Non-lead
044461 | 174 KEY HEIGHTS DR |  | Unknown, Non-Lead | No |  |  |  | Unknown, Non-Lead | 1996 | No |  |  |  | Non-lead
044462 | 225 GARDENIA ST |  | Unknown, Non-Lead | Yes |  | 2018-09-14 |  | Polytube | 2001 | Yes |  | 2018-09-14 |  | Non-lead
044463 | 98355 OVERSEAS HWY |  | Unknown, Non-Lead | Yes |  | 2017-12-27 |  | Unknown, Non-Lead | 1995 | Yes |  | 2017-12-27 |  | Non-lead
044464 | #1 161 OVERSEAS HWY US |  | Unknown, Non-Lead | No |  |  |  | Unknown, Non-Lead | 2001 | No |  |  |  | Non-lead
044465 | 19544 CANAL RD |  | Polytube | Yes |  | 2023-01-26 |  | PVC | 1987 | Yes |  | 2023-01-26 |  | Non-lead
044466 | 2282 SAN REMO DR |  | Unknown, Non-Lead | Yes |  | 2021-01-25 |  | Unknown, Non-Lead | 1995 | Yes |  | 2021-01-25 |  | Non-lead
044467 | 507 AVE B |  | Unknown, Non-Lead | No |  |  |  | Unknown, Non-Lead | 1999 | No |  |  |  | Non-lead
044468 | 24760 PARK DR |  | Unknown, Non-Lead | No |  |  |  | Unknown, Non-Lead | 1989 | No |  |  |  | Non-lead
044469 | 24856 CALLE REAL |  | Unknown, Non-Lead | Yes |  | 2021-05-10 |  | Unknown, Non-Lead | 1995 | Yes |  | 2021-05-10 |  | Non-lead
044470 | 65700 OVERSEAS HWY |  | PVC | Yes |  | 2022-11-02 |  | PVC | 1973 | Yes |  | 2022-11-02 |  | Non-lead
044471 | 1120 JOHNSON ST |  | Polytube | Yes |  | 2022-11-03 |  | PVC | 1968 | Yes |  | 2022-11-03 |  | Non-lead
044472 | 518 EMMA ST |  | Unknown, Non-Lead | No |  |  |  | Unknown, Non-Lead | 1995 | No |  |  |  | Non-lead
044473 | 31145 HOLLERICH DR |  | Polytube | Yes |  | 2020-01-31 |  | PVC | 1996 | Yes |  | 2020-01-31 |  | Non-lead
044474 | 28531 DIRK LT 4 BLK 4 RD |  | Polytube | Yes |  | 2023-01-24 |  | PVC | 1984 | Yes |  | 2023-01-24 |  | Non-lead
044475 | 980 OCEAN DR |  | Unknown, Non-Lead | No |  |  |  | Unknown, Non-Lead | 1995 | No |  |  |  | Non-lead
044476 | 28022 GULF BLVD |  | Polytube | Yes |  | 2023-01-11 |  | PVC | 1981 | Yes |  | 2023-01-11 |  | Non-lead
044477 | 259 E CARRIBEAN DR |  | Unknown, Non-Lead | No |  |  |  | Unknown, Non-Lead | 1996 | No |  |  |  | Non-lead
044478 | 8 EVERGREEN CT |  | Unknown, Non-Lead | Yes |  | 2020-02-03 |  | Unknown, Non-Lead | 1996 | Yes |  | 2020-02-03 |  | Non-lead
044479 | 262 SUNSET DR |  | PVC | Yes |  | 2022-05-18 |  | Polytube | 1995 | Yes |  | 2022-05-18 |  | Non-lead
044480 | 417 LAGUNA AVE |  | Unknown, Non-Lead | Yes |  | 2019-02-22 |  | PVC | 1996 | Yes |  | 2019-02-22 |  | Non-lead
044481 | PAR 6&7 74580 OVERSEAS HWY |  | Polytube | Yes |  | 2022-07-05 |  | PVC | 1983 | Yes |  | 2022-07-05 |  | Non-lead
044482 | 175 CORRINE PL |  | Unknown, Non-Lead | No |  |  |  | Unknown, Non-Lead | 1997 | No |  |  |  | Non-lead
044483 | 20 NORTH BRIDGE LN |  | Unknown, Non-Lead | Yes |  | 2022-03-01 |  | Unknown, Non-Lead | 1996 | Yes |  | 2022-03-01 |  | Non-lead
044484 | 730 CAROLYN ST |  | Unknown, Non-Lead | Yes |  | 2020-05-18 |  | Unknown, Non-Lead | 1995 | Yes |  | 2020-05-18 |  | Non-lead
044485 | 314 W SANDY CIRCLE |  | Unknown, Non-Lead | Yes |  | 2017-05-15 |  | Unknown, Non-Lead | 1995 | Yes |  | 2017-05-15 |  | Non-lead
044486 | 322 W SANDY CIRCLE |  | Unknown, Non-Lead | Yes |  | 2018-08-27 |  | Unknown, Non-Lead | 1995 | Yes |  | 2018-08-27 |  | Non-lead
044487 | 501 NOAH LN |  | Unknown, Non-Lead | No |  |  |  | Unknown, Non-Lead | 1995 | No |  |  |  | Non-lead
044488 | 604 GREENE ST |  | Polytube | Yes |  | 2022-10-31 |  | PVC | 1928 | Yes |  | 2022-10-31 |  | Non-lead
044489 | 606 GREENE ST |  | Polytube | Yes |  | 2024-09-04 |  | PVC | 1928 | Yes |  | 2024-09-04 |  | Non-lead
044490 | 608 GREENE ST |  | Unknown, Non-Lead | Yes |  | 2023-05-04 |  | No Piping | 1928 | Yes |  | 2023-05-04 |  | Non-lead
044491 | 610 GREENE ST |  | Unknown, Non-Lead | Yes |  | 2023-05-04 |  | No Piping | 1928 | Yes |  | 2023-05-04 |  | Non-lead
044492 | 610 GREENE ST |  | Polytube | Yes |  | 2024-08-06 |  | PVC | 1928 | Yes |  | 2024-08-06 |  | Non-lead
044493 | 1064 FERN AVE |  | Unknown, Non-Lead | No |  |  |  | Unknown, Non-Lead | 1996 | No |  |  |  | Non-lead
044494 | APT C 916 GEORGIA ST |  | Unknown | Yes |  | 2023-05-04 |  | PVC | 1943 | Yes |  | 2023-05-04 |  | Lead Status Unknown
044495 | APT D 916 GEORGIA ST |  | Unknown | Yes |  | 2023-05-04 |  | PVC | 1943 | Yes |  | 2023-05-04 |  | Lead Status Unknown
044496 | APT A 916 GEORGIA ST |  | Unknown | Yes |  | 2023-05-04 |  | PVC | 1943 | Yes |  | 2023-05-04 |  | Lead Status Unknown
044497 | APT B 916 GEORGIA ST |  | Unknown | Yes |  | 2023-05-04 |  | PVC | 1943 | Yes |  | 2023-05-04 |  | Lead Status Unknown
044498 | 500 52ND GULF ST |  | Unknown, Non-Lead | Yes |  | 2023-05-11 |  | Unknown, Non-Lead | 1995 | Yes |  | 2023-05-11 |  | Non-lead
044499 | 201 S ANGLERS DR |  | Unknown, Non-Lead | Yes |  | 2022-04-07 |  | Unknown, Non-Lead | 1995 | Yes |  | 2022-04-07 |  | Non-lead
044500 | 1351 W SHORE DR |  | Unknown, Non-Lead | Yes |  | 2023-12-14 |  | PVC | 1995 | Yes |  | 2023-12-14 |  | Non-lead
044501 | RSIDE 440 9TH ST |  | Polytube | Yes |  | 2022-10-22 |  | PVC | 1971 | Yes |  | 2022-10-22 |  | Non-lead
044502 | 450 9TH St |  | Polytube | Yes |  | 2022-10-22 |  | PVC | 1986 | Yes |  | 2022-10-22 |  | Non-lead
044503 | 1341 19TH ST |  | Unknown, Non-Lead | Yes |  | 2018-12-17 |  | Unknown, Non-Lead | 1995 | Yes |  | 2018-12-17 |  | Non-lead
044504 | 813 INDIES RD |  | Unknown, Non-Lead | Yes |  | 2017-07-12 |  | Unknown, Non-Lead | 1996 | Yes |  | 2017-07-12 |  | Non-lead
044505 | 156 BESSIE RD |  | Polytube | Yes |  | 2022-05-06 |  | PVC | 1995 | Yes |  | 2022-05-06 |  | Non-lead
044506 | 40 POMPANO AVE |  | Unknown, Non-Lead | Yes |  | 2017-04-05 |  | Unknown, Non-Lead | 1996 | Yes |  | 2017-04-05 |  | Non-lead
044507 | 25 HIBISCUS LN |  | Polytube | Yes |  | 2023-01-30 |  | PVC | 1964 | Yes |  | 2023-01-30 |  | Non-lead
044508 | 217 HARBOR DR |  | Unknown, Non-Lead | Yes |  | 2020-06-12 |  | Unknown, Non-Lead | 1996 | Yes |  | 2020-06-12 |  | Non-lead
044509 | LOT B 5507 5TH AVE |  | Polytube | Yes |  | 2023-03-07 |  | PVC | 1968 | Yes |  | 2023-03-07 |  | Non-lead
044510 | 29066 PALM AVE |  | Unknown, Non-Lead | Yes |  | 2023-11-09 |  | PVC | 1996 | Yes |  | 2023-11-09 |  | Non-lead
044511 | 22725 OVERSEAS HWY |  | Polytube | Yes |  | 2022-08-31 |  | PVC | 1990 | Yes |  | 2022-08-31 |  | Non-lead
044512 | 29449 FORRESTAL AVE |  | Unknown, Non-Lead | No |  |  |  | Unknown, Non-Lead | 1993 | No |  |  |  | Non-lead
044513 | 29169 IROQUOIS |  | Polytube | Yes |  | 2023-08-31 |  | PVC | 1983 | Yes |  | 2023-08-31 |  | Non-lead
044514 | 112 ADMIRALS LN |  | Unknown, Non-Lead | Yes |  | 2023-03-14 |  | Unknown, Non-Lead | 1995 | Yes |  | 2023-03-14 |  | Non-lead
044515 | 114 ADMIRALS LN |  | Unknown, Non-Lead | Yes |  | 2020-07-06 |  | PVC | 1995 | Yes |  | 2020-07-06 |  | Non-lead
044516 | #1 201 SOUTHARD ST |  | Unknown, Non-Lead | No |  |  |  | Unknown, Non-Lead | 1995 | No |  |  |  | Non-lead
044517 | #2 201 SOUTHARD ST |  | Polytube | Yes |  | 2022-12-21 |  | PVC | 1995 | Yes |  | 2022-12-21 |  | Non-lead
044518 | 19769 DATE PALM DR |  | Unknown, Non-Lead | Yes |  | 2018-01-23 |  | Unknown, Non-Lead | 1995 | Yes |  | 2018-01-23 |  | Non-lead
044519 | 3709 PEARLMAN TER |  | Unknown, Non-Lead | Yes |  | 2022-03-16 |  | Unknown, Non-Lead | 1995 | Yes |  | 2022-03-16 |  | Non-lead
044520 | 3393 NORTHSIDE DR |  | Unknown, Non-Lead | Yes |  | 2022-10-24 |  | Unknown, Non-Lead | 1995 | Yes |  | 2022-10-24 |  | Non-lead
044521 | 3395 NORTHSIDE DR |  | Unknown, Non-Lead | No |  |  |  | Unknown, Non-Lead | 1995 | No |  |  |  | Non-lead
044522 | 3397 NORTHSIDE DR |  | Unknown, Non-Lead | No |  |  |  | Unknown, Non-Lead | 1995 | No |  |  |  | Non-lead
044523 | 3399 NORTHSIDE DR |  | Unknown, Non-Lead | Yes |  | 2019-06-18 |  | Unknown, Non-Lead | 1995 | Yes |  | 2019-06-18 |  | Non-lead
044524 | 143 PEACE AVE |  | Unknown, Non-Lead | Yes |  | 2022-05-09 |  | Unknown, Non-Lead | 1996 | Yes |  | 2022-05-09 |  | Non-lead
044525 | 88060 OVERSEAS HWY |  | Unknown, Non-Lead | Yes |  | 2023-06-16 |  | Unknown, Non-Lead | 1999 | Yes |  | 2023-06-16 |  | Non-lead
044526 | 80 W PLAZA DEL LAGO L |  | Unknown, Non-Lead | Yes |  | 2019-04-12 |  | Unknown, Non-Lead | 1990 | Yes |  | 2019-04-12 |  | Non-lead
044527 | 114 PELICAN RD |  | Unknown, Non-Lead | Yes |  | 2023-12-15 |  | Unknown, Non-Lead | 2019 | Yes |  | 2023-12-15 |  | Non-lead
044528 | AIRPORT RD |  | Polytube | Yes |  | 2022-05-12 |  | PVC |  | Yes |  | 2022-05-12 |  | Non-lead
044529 | 1311 5TH ST |  | Polytube | Yes |  | 2024-06-25 |  | PVC | 1958 | Yes |  | 2024-06-25 |  | Non-lead
044530 | 2096 SAN REMO DR |  | Unknown, Non-Lead | No |  |  |  | Unknown, Non-Lead | 1996 | No |  |  |  | Non-lead
044531 | 1307 ROYAL ST |  | Polytube | Yes |  | 2023-04-25 |  | PVC | 1938 | Yes |  | 2023-04-25 |  | Non-lead
044532 | 858 E CARIBBEAN DR |  | Unknown, Non-Lead | No |  |  |  | Unknown, Non-Lead | 1996 | No |  |  |  | Non-lead
044533 | 837 E CARRIBEAN DR |  | Polytube | Yes |  | 2022-12-05 |  | PVC | 1997 | Yes |  | 2022-12-05 |  | Non-lead
044534 | 17116 HIBISCUS LN |  | Unknown, Non-Lead | Yes |  | 2019-02-05 |  | PVC | 1999 | Yes |  | 2019-02-05 |  | Non-lead
044535 | LSIDE 301 9TH ST |  | Polytube | Yes |  | 2022-10-22 |  | PVC | 1974 | Yes |  | 2022-10-22 |  | Non-lead
044536 | RSIDE 311 9TH ST |  | Unknown, Non-Lead | Yes |  | 2019-11-12 |  | Unknown, Non-Lead | 1988 | Yes |  | 2019-11-12 |  | Non-lead
044537 | 31018 AVENUE J |  | Unknown, Non-Lead | Yes |  | 2020-02-19 |  | Unknown, Non-Lead | 2014 | Yes |  | 2020-02-19 |  | Non-lead
044538 | 706 COPA D'ORO |  | Unknown, Non-Lead | Yes |  | 2021-07-19 |  | PVC | 1995 | Yes |  | 2021-07-19 |  | Non-lead
044539 | 480 8TH ST |  | Unknown, Non-Lead | No |  |  |  | Unknown, Non-Lead | 2010 | No |  |  |  | Non-lead
044540 | 17044 W GREEN TURTLE LN |  | Unknown, Non-Lead | Yes |  | 2024-07-25 |  | Unknown, Non-Lead | 1995 | Yes |  | 2024-07-25 |  | Non-lead
044541 | APT REAR 1908 ROOSEVELT DR |  | Polytube | Yes |  | 2023-04-26 |  | PVC | 1950 | Yes |  | 2023-04-26 |  | Non-lead
044542 | 152 SUGARLOAF DR |  | Unknown, Non-Lead | No |  |  |  | Unknown, Non-Lead | 1995 | No |  |  |  | Non-lead
044543 | 20874 9TH AVE WEST |  | Unknown, Non-Lead | Yes |  | 2020-02-26 |  | PVC | 1995 | Yes |  | 2020-02-26 |  | Non-lead
044544 | 121 LONG KEY LAKE DR |  | Unknown, Non-Lead | No |  |  |  | Unknown, Non-Lead | 1995 | No |  |  |  | Non-lead
044545 | 111 S ROLLINGHILL RD |  | Unknown, Non-Lead | Yes |  | 2022-04-04 |  | Unknown, Non-Lead | 1996 | Yes |  | 2022-04-04 |  | Non-lead
044546 | 7 SUNRISE CAY DR |  | Unknown, Non-Lead | Yes |  | 2022-03-28 |  | Unknown, Non-Lead | 1997 | Yes |  | 2022-03-28 |  | Non-lead
044547 | 139 VENETIAN WAY |  | Unknown, Non-Lead | Yes |  | 2021-06-29 |  | Unknown, Non-Lead | 1992 | Yes |  | 2021-06-29 |  | Non-lead
044548 | 39 N BOUNTY LN |  | Polytube | Yes |  | 2023-01-31 |  | PVC | 1981 | Yes |  | 2023-01-31 |  | Non-lead
044549 | APT 1 203 SOUTHARD ST |  | Unknown, Non-Lead | Yes |  | 2021-10-15 |  | Unknown, Non-Lead | 1995 | Yes |  | 2021-10-15 |  | Non-lead
044550 | #2 203 SOUTHARD ST |  | Unknown, Non-Lead | No |  |  |  | Unknown, Non-Lead | 1995 | No |  |  |  | Non-lead
044551 | 23 EVERGREEN AVE |  | Unknown, Non-Lead | Yes |  | 2024-09-30 |  | Unknown, Non-Lead | 1996 | Yes |  | 2024-09-30 |  | Non-lead
044552 | 24 CENTER LN |  | Unknown, Non-Lead | Yes |  | 2021-08-12 |  | Unknown, Non-Lead | 1997 | Yes |  | 2021-08-12 |  | Non-lead
044553 | 108 HARBOR LN |  | Unknown, Non-Lead | Yes |  | 2021-09-03 |  | Unknown, Non-Lead | 1998 | Yes |  | 2021-09-03 |  | Non-lead
044554 | 91292 OVERSEAS GOVT 2 S HWY |  | Unknown, Non-Lead | Yes |  | 2021-10-13 |  | PVC | 1995 | Yes |  | 2021-10-13 |  | Non-lead
044555 | 559 OCEAN CAY DR |  | Unknown, Non-Lead | Yes |  | 2024-06-17 |  | Unknown, Non-Lead | 1994 | Yes |  | 2024-06-17 |  | Non-lead
044556 | 63 E BEACH RD |  | Polytube | Yes |  | 2022-07-20 |  | PVC | 1972 | Yes |  | 2022-07-20 |  | Non-lead
044557 | L3 BK7 116 AVE G |  | Unknown, Non-Lead | Yes |  | 2023-05-12 |  | Unknown, Non-Lead | 1995 | Yes |  | 2023-05-12 |  | Non-lead
044558 | 1422 HUGGINS DR |  | Unknown, Non-Lead | Yes |  | 2021-08-30 |  | Unknown, Non-Lead | 1996 | Yes |  | 2021-08-30 |  | Non-lead
044559 | 29132 MANGO LN |  | Polytube | Yes |  | 2022-12-14 |  | PVC | 1978 | Yes |  | 2022-12-14 |  | Non-lead
044560 | 2109 SAN SEBASTIAN DR |  | Unknown, Non-Lead | Yes |  | 2023-06-16 |  | Unknown, Non-Lead | 1998 | Yes |  | 2023-06-16 |  | Non-lead
044561 | 181 KEY HAVEN RD |  | Polytube | Yes |  | 2022-12-01 |  | PVC | 1997 | Yes |  | 2022-12-01 |  | Non-lead
044562 | 2073 SAN SEBASTIAN DR |  | Unknown, Non-Lead | No |  |  |  | Unknown, Non-Lead | 1998 | No |  |  |  | Non-lead
044563 | 30046 OVERSEAS HWY |  | Polytube | Yes |  | 2022-07-19 |  | Polytube | 1974 | Yes |  | 2022-07-19 |  | Non-Lead
044564 | 17277 DOLPHIN ST E |  | Unknown, Non-Lead | Yes |  | 2019-02-15 |  | Unknown, Non-Lead | 1995 | Yes |  | 2019-02-15 |  | Non-lead
044565 | 29174 BOUGAINVILLEA LANE |  | Polytube | Yes |  | 2022-12-20 |  | PVC | 1996 | Yes |  | 2022-12-20 |  | Non-lead
044566 | 69 AVENUE C |  | Polytube | Yes |  | 2024-09-09 |  | PVC | 1996 | Yes |  | 2024-09-09 |  | Non-lead
044567 | 57517 GIBSON ST |  | Unknown, Non-Lead | Yes |  | 2024-09-18 |  | Unknown, Non-Lead | 1995 | Yes |  | 2024-09-18 |  | Non-lead
044568 | 657 49TH OCEAN ST |  | Polytube | Yes |  | 2023-12-21 |  | PVC | 1995 | Yes |  | 2023-12-21 |  | Non-lead
044569 | 312 CALAMONDIN ST |  | Unknown, Non-Lead | Yes |  | 2022-03-11 |  | Unknown, Non-Lead | 1996 | Yes |  | 2022-03-11 |  | Non-lead
044570 | 160 CORRINE PL |  | Polytube | Yes |  | 2023-10-04 |  | PVC | 1996 | Yes |  | 2023-10-04 |  | Non-lead
044571 | A-1 1501 OCEAN BAY DR |  | Unknown, Non-Lead | Yes |  | 2021-09-30 |  | Unknown, Non-Lead | 1997 | Yes |  | 2021-09-30 |  | Non-lead
044572 | A-2 1501 OCEAN BAY DR |  | Unknown, Non-Lead | Yes |  | 2018-02-27 |  | PVC | 1997 | Yes |  | 2018-02-27 |  | Non-lead
044573 | UNIT A3 1501 OCEAN BAY DR |  | Unknown, Non-Lead | No |  |  |  | Unknown, Non-Lead | 1997 | No |  |  |  | Non-lead
044574 | #B-1 1501 OCEAN BAY DR |  | PVC | Yes |  | 2023-02-08 |  | PVC | 1984 | Yes |  | 2023-02-08 |  | Non-lead
044575 | 800 BLK CAROLINE ST |  | Unknown, Non-Lead | Yes |  | 2019-09-05 |  | Unknown, Non-Lead | 1998 | Yes |  | 2019-09-05 |  | Non-lead
044576 | 30326 COCONUT HWY LT 1 |  | Polytube | Yes |  | 2022-11-15 |  | PVC | 1982 | Yes |  | 2022-11-15 |  | Non-lead
044577 | 208 FLEMING ST |  | Unknown, Non-Lead | Yes |  | 2018-04-10 |  | PVC | 1995 | Yes |  | 2018-04-10 |  | Non-lead
044578 | 210 FLEMING ST |  | Unknown, Non-Lead | Yes |  | 2021-11-05 |  | Unknown, Non-Lead | 1995 | Yes |  | 2021-11-05 |  | Non-lead
044579 | APT 2 818 WHITEHEAD ST |  | PVC | Yes |  | 2022-07-05 |  | PVC | 1928 | Yes |  | 2022-07-05 |  | Non-lead
044580 | 660 IXORA DR |  | Polytube | Yes |  | 2023-06-01 |  | PVC | 1975 | Yes |  | 2023-06-01 |  | Non-lead
044581 | 240 SOMBRERO BCH RD |  | Unknown, Non-Lead | No |  |  |  | No Piping | 1981 | No |  |  |  | Non-lead
044582 | 3631 GULSTREAM ST |  | Unknown, Non-Lead | Yes |  | 2022-10-26 |  | Unknown, Non-Lead | 1995 | Yes |  | 2022-10-26 |  | Non-lead
044583 | 1502 PETRONIA ST |  | Unknown, Non-Lead | No |  |  |  | Unknown, Non-Lead | 2008 | No |  |  |  | Non-lead
044584 | 1505 PINE ST |  | Unknown, Non-Lead | Yes |  | 2019-05-06 |  | Unknown, Non-Lead | 2008 | Yes |  | 2019-05-06 |  | Non-lead
044585 | 1506 PETRONIA ST |  | Unknown, Non-Lead | Yes |  | 2024-05-15 |  | Unknown, Non-Lead | 2008 | Yes |  | 2024-05-15 |  | Non-lead
044586 | 1501 PINE ST |  | Polytube | Yes |  | 2023-09-12 |  | PVC | 2008 | Yes |  | 2023-09-12 |  | Non-lead
044587 | 1514 PETRONIA ST |  | Unknown, Non-Lead | Yes |  | 2021-06-04 |  | Unknown, Non-Lead | 2008 | Yes |  | 2021-06-04 |  | Non-lead
044588 | 1510 PETRONIA ST |  | Unknown, Non-Lead | Yes |  | 2018-12-11 |  | Unknown, Non-Lead | 2008 | Yes |  | 2018-12-11 |  | Non-lead
044589 | 1509 PINE ST |  | Polytube | Yes |  | 2023-07-11 |  | PVC | 2008 | Yes |  | 2023-07-11 |  | Non-lead
044590 | B-2 UNIT 5 1501 OCEAN BAY DR |  | Unknown, Non-Lead | No |  |  |  | Unknown, Non-Lead | 1997 | No |  |  |  | Non-lead
044591 | UNIT 06 1501 OCEAN BAY DR |  | Unknown, Non-Lead | Yes |  | 2020-09-25 |  | Unknown, Non-Lead | 1997 | Yes |  | 2020-09-25 |  | Non-lead
044592 | #7/AKA B4 1501 OCEAN BAY DR |  | Unknown, Non-Lead | Yes |  | 2019-11-14 |  | PVC | 1997 | Yes |  | 2019-11-14 |  | Non-lead
044593 | UNIT B5 1501 OCEAN BAY UNIT DR |  | Unknown, Non-Lead | Yes |  | 2020-07-22 |  | Unknown, Non-Lead | 1997 | Yes |  | 2020-07-22 |  | Non-lead
044594 | B-6 1501 OCEAN BAY DR |  | Unknown, Non-Lead | Yes |  | 2020-03-23 |  | Unknown, Non-Lead | 1997 | Yes |  | 2020-03-23 |  | Non-lead
044595 | UNIT B7 1501 OCEAN BAY DR |  | Unknown, Non-Lead | No |  |  |  | Unknown, Non-Lead | 1997 | No |  |  |  | Non-lead
044596 | #11 1501 OCEAN BAY DR |  | Unknown, Non-Lead | No |  |  |  | Unknown, Non-Lead | 1997 | No |  |  |  | Non-lead
044597 | UNIT 12 AKA B9 1501 OCEAN BAY DR |  | Unknown, Non-Lead | Yes |  | 2018-03-29 |  | PVC | 1997 | Yes |  | 2018-03-29 |  | Non-lead
044598 | #13 1501 OCEAN BAY DR |  | Unknown, Non-Lead | Yes |  | 2021-05-03 |  | Unknown, Non-Lead | 1997 | Yes |  | 2021-05-03 |  | Non-lead
044599 | #14 1501 OCEAN BAY C-2 DR |  | Unknown, Non-Lead | Yes |  | 2019-01-29 |  | Unknown, Non-Lead | 1997 | Yes |  | 2019-01-29 |  | Non-lead
044600 | #15 1501 OCEAN BAY C-3 DR |  | Unknown, Non-Lead | Yes |  | 2020-03-16 |  | Unknown, Non-Lead | 1997 | Yes |  | 2020-03-16 |  | Non-lead
044601 | #16 1501 OCEAN BAY C-4 DR |  | Unknown, Non-Lead | Yes |  | 2021-03-29 |  | Unknown, Non-Lead | 1997 | Yes |  | 2021-03-29 |  | Non-lead
044602 | UNIT 17 1501 OCEAN BAY DR |  | Unknown, Non-Lead | No |  |  |  | Unknown, Non-Lead | 1997 | No |  |  |  | Non-lead
044603 | UNIT C6 1501 OCEAN BAY DR |  | Polytube | Yes |  | 2023-01-30 |  | PVC | 1987 | Yes |  | 2023-01-30 |  | Non-lead
044604 | UNIT 19 1501 OCEAN BAY DR |  | Unknown, Non-Lead | Yes |  | 2021-06-29 |  | Unknown, Non-Lead | 1997 | Yes |  | 2021-06-29 |  | Non-lead
044605 | C 8 1501 OCEAN BAY DR |  | Unknown, Non-Lead | Yes |  | 2022-12-28 |  | Unknown, Non-Lead | 1997 | Yes |  | 2022-12-28 |  | Non-lead
044606 | C9 / 21 1501 OCEAN BAY DR |  | Unknown, Non-Lead | Yes |  | 2022-09-29 |  | Unknown, Non-Lead | 1997 | Yes |  | 2022-09-29 |  | Non-lead
044607 | 421 LAGUNA AVE |  | Unknown, Non-Lead | No |  |  |  | Unknown, Non-Lead | 1998 | No |  |  |  | Non-lead
044608 | 120 VILLA BELLA DR |  | Polytube | Yes |  | 2020-01-27 |  | PVC | 1997 | Yes |  | 2020-01-27 |  | Non-lead
044609 | 397 OLEANDER |  | Polytube | Yes |  | 2022-11-08 |  | PVC | 1979 | Yes |  | 2022-11-08 |  | Non-lead
044610 | 110 VENETIAN WAY |  | Polytube | Yes |  | 2022-08-17 |  | PVC | 2017 | Yes |  | 2022-08-17 |  | Non-lead
044611 | 98250 OVERSEAS HWY |  | Polytube | Yes |  | 2023-07-31 |  | PVC | 1980 | Yes |  | 2023-07-31 |  | Non-lead
044612 | 19514 CANAL DR |  | Unknown, Non-Lead | Yes |  | 2024-03-27 |  | Unknown, Non-Lead | 1995 | Yes |  | 2024-03-27 |  | Non-lead
044613 | A2 136 AREGOOD LN |  | Polytube | Yes |  | 2022-05-23 |  | PVC | 1993 | Yes |  | 2022-05-23 |  | Non-lead
044614 | A1 137 AREGOOD LN |  | Unknown, Non-Lead | Yes |  | 2019-05-28 |  | Unknown, Non-Lead | 1993 | Yes |  | 2019-05-28 |  | Non-lead
044615 | 138 AREGOOD Ln |  | Unknown, Non-Lead | Yes |  | 2020-11-24 |  | PVC | 1993 | Yes |  | 2020-11-24 |  | Non-lead
044616 | UNIT B1 139 AREGOOD LN |  | Unknown, Non-Lead | Yes |  | 2020-03-02 |  | Unknown, Non-Lead | 1993 | Yes |  | 2020-03-02 |  | Non-lead
044617 | C1 141 AREGOOD LN |  | Unknown, Non-Lead | Yes |  | 2020-12-28 |  | PVC | 1993 | Yes |  | 2020-12-28 |  | Non-lead
044618 | UNIT C2 140 AREGOOD LN |  | Unknown, Non-Lead | Yes |  | 2021-06-18 |  | PVC | 1993 | Yes |  | 2021-06-18 |  | Non-lead
044619 | D1 143 AREGOOD LN |  | Unknown, Non-Lead | Yes |  | 2021-01-26 |  | Unknown, Non-Lead | 1993 | Yes |  | 2021-01-26 |  | Non-lead
044620 | 142 AREGOOD Ln |  | Unknown, Non-Lead | Yes |  | 2021-01-27 |  | Unknown, Non-Lead | 1993 | Yes |  | 2021-01-27 |  | Non-lead
044621 | UNIT E1 145 AREGOOD LN |  | Unknown, Non-Lead | Yes |  | 2021-03-15 |  | Unknown, Non-Lead | 1993 | Yes |  | 2021-03-15 |  | Non-lead
044622 | E2 144 AREGOOD LN |  | Unknown, Non-Lead | Yes |  | 2024-02-22 |  | Unknown, Non-Lead | 1993 | Yes |  | 2024-02-22 |  | Non-lead
044623 | 500 DUVAL ST |  | Polytube | Yes |  | 2022-12-07 |  | PVC | 1918 | Yes |  | 2022-12-07 |  | Non-lead
044624 | 467 ALMOND LANE |  | Unknown, Non-Lead | Yes |  | 2024-07-03 |  | Unknown, Non-Lead | 1996 | Yes |  | 2024-07-03 |  | Non-lead
044625 | 3960 MARY RD |  | Unknown, Non-Lead | No |  |  |  | Unknown, Non-Lead | 1995 | No |  |  |  | Non-lead
044627 | #A 30947 AVE A |  | Polytube | Yes |  | 2024-06-28 |  | PVC | 1978 | Yes |  | 2024-06-28 |  | Non-lead
044628 | 24623 PARK DR |  | Unknown, Non-Lead | Yes |  | 2018-10-29 |  | Unknown, Non-Lead | 1995 | Yes |  | 2018-10-29 |  | Non-lead
044629 | 785 WILDER RD |  | Unknown, Non-Lead | Yes |  | 2023-05-19 |  | Unknown, Non-Lead | 1988 | Yes |  | 2023-05-19 |  | Non-lead
044630 | 202 ADMIRALS LN |  | Unknown, Non-Lead | Yes |  | 2020-09-08 |  | Unknown, Non-Lead | 1995 | Yes |  | 2020-09-08 |  | Non-lead
044631 | 522 EMMA ST |  | Unknown, Non-Lead | Yes |  | 2023-12-04 |  | PVC | 1997 | Yes |  | 2023-12-04 |  | Non-lead
044632 | 664 SAILFISH TR |  | Copper | Yes |  | 2022-11-23 |  | PVC | 1995 | Yes |  | 2022-11-23 |  | Non-lead
044633 | 401 LAGUNA AVE |  | Unknown, Non-Lead | Yes |  | 2020-03-24 |  | Unknown, Non-Lead | 1997 | Yes |  | 2020-03-24 |  | Non-lead
044634 | 122 FONTAINE DR |  | Polytube | Yes |  | 2022-06-15 |  | PVC | 1973 | Yes |  | 2022-06-15 |  | Non-lead
044635 | L3&4 TR2 81100 OLD HWY |  | Polytube | Yes |  | 2023-07-14 |  | PVC | 1982 | Yes |  | 2023-07-14 |  | Non-lead
044636 | 469 BAHIA AVE |  | Unknown, Non-Lead | Yes |  | 2018-09-11 |  | PVC | 1995 | Yes |  | 2018-09-11 |  | Non-lead
044637 | #1 100 EATON ST |  | Polytube | Yes |  | 2022-07-25 |  | PVC | 1918 | Yes |  | 2022-07-25 |  | Non-lead
044638 | UNIT 2 100 EATON ST |  | Polytube | Yes |  | 2024-08-08 |  | PVC | 1918 | Yes |  | 2024-08-08 |  | Non-lead
044639 | 724 AMELIA ST |  | Unknown, Non-Lead | No |  |  |  | Unknown, Non-Lead | 2014 | No |  |  |  | Non-lead
044640 | 163 BARRY RD |  | Polytube | Yes |  | 2023-04-26 |  | PVC |  | Yes |  | 2023-04-26 |  | Non-lead
044641 | APT 3 REAR 1122 WATSON ST |  | Polytube | Yes |  | 2023-03-23 |  | Polytube | 1938 | Yes |  | 2023-03-23 |  | Non-lead
044642 | 794 EAST SHORE DR |  | Unknown, Non-Lead | Yes |  | 2016-10-18 |  | Unknown, Non-Lead | 1995 | Yes |  | 2016-10-18 |  | Non-lead
044643 | 812 E SHORE DR |  | Unknown, Non-Lead | No |  |  |  | Unknown, Non-Lead | 1995 | No |  |  |  | Non-lead
044644 | 832 EAST SHORE DR |  | Unknown, Non-Lead | Yes |  | 2019-06-10 |  | PVC | 1995 | Yes |  | 2019-06-10 |  | Non-lead
044645 | 200 SUNSET WAY |  | Ductile Iron | Yes |  | 2022-06-27 |  | Ductile Iron |  | Yes |  | 2022-06-27 |  | Non-lead
044646 | 23067 BLUEGILL LANE |  | Unknown, Non-Lead | Yes |  | 2020-12-31 |  | Unknown, Non-Lead | 1996 | Yes |  | 2020-12-31 |  | Non-lead
044647 | 31132 E AVE |  | Polytube | Yes |  | 2023-08-25 |  | PVC | 1986 | Yes |  | 2023-08-25 |  | Non-lead
044648 | 820 4TH ST |  | Unknown, Non-Lead | Yes |  | 2017-10-25 |  | Unknown, Non-Lead | 1996 | Yes |  | 2017-10-25 |  | Non-lead
044649 | 218 MOHAWK ST |  | Unknown, Non-Lead | Yes |  | 2020-12-21 |  | Unknown, Non-Lead | 1997 | Yes |  | 2020-12-21 |  | Non-lead
044650 | 1550 OCEAN BAY DR |  | Unknown, Non-Lead | Yes |  | 2022-04-25 |  | Unknown, Non-Lead | 1990 | Yes |  | 2022-04-25 |  | Non-lead
044651 | 123 LORELANE PL |  | Unknown, Non-Lead | No |  |  |  | Unknown, Non-Lead | 1996 | No |  |  |  | Non-lead
044652 | 144 JOJEAN WAY |  | Unknown, Non-Lead | Yes |  | 2021-07-23 |  | Unknown, Non-Lead | 1992 | Yes |  | 2021-07-23 |  | Non-lead
044653 | 173 GARDENIA ST |  | Polytube | Yes |  | 2022-06-16 |  | PVC | 1984 | Yes |  | 2022-06-16 |  | Non-lead
044654 | 102 AVENUE M |  | Polytube | Yes |  | 2023-09-11 |  | PVC | 1986 | Yes |  | 2023-09-11 |  | Non-lead
044655 | #B 230 20TH OCEAN ST |  | Polytube | Yes |  | 2022-12-14 |  | PVC | 1985 | Yes |  | 2022-12-14 |  | Non-lead
044656 | #A 230 20TH OCEAN ST |  | Polytube | Yes |  | 2024-09-13 |  | PVC | 1985 | Yes |  | 2024-09-13 |  | Non-lead
044657 | 220 20TH OCEAN ST |  | Polytube | Yes |  | 2023-11-14 |  | PVC | 1985 | Yes |  | 2023-11-14 |  | Non-lead
044658 | 29072 CEDAR DR |  | Polytube | Yes |  | 2024-04-30 |  | PVC | 1996 | Yes |  | 2024-04-30 |  | Non-lead
044660 | 361 AVE C |  | Unknown, Non-Lead | Yes |  | 2024-04-04 |  | Unknown, Non-Lead | 1995 | Yes |  | 2024-04-04 |  | Non-lead
044661 | 431 DUVAL ST |  | Unknown, Non-Lead | Yes |  | 2022-08-08 |  | Unknown, Non-Lead | 1995 | Yes |  | 2022-08-08 |  | Non-lead
044662 | 101 OLIVIA ST |  | Polytube | Yes |  | 2023-12-11 |  | PVC | 1967 | Yes |  | 2023-12-11 |  | Non-lead
044663 | 1 EAST DR |  | Unknown, Non-Lead | Yes |  | 2021-06-10 |  | PVC | 1995 | Yes |  | 2021-06-10 |  | Non-lead
044664 | ANCHOR DR |  | Unknown, Non-Lead | No |  |  |  | Unknown, Non-Lead | 2000 | No |  |  |  | Non-lead
044665 | 11 OSPREY LN |  | Unknown, Non-Lead | No |  |  |  | Unknown, Non-Lead | 1996 | No |  |  |  | Non-lead
044666 | 1109 HERON RD |  | Polytube | Yes |  | 2022-07-21 |  | PVC | 1968 | Yes |  | 2022-07-21 |  | Non-lead
044667 | 24 EXUMA RD |  | PVC | Yes |  | 2022-10-03 |  | PVC | 1984 | Yes |  | 2022-10-03 |  | Non-lead
044668 | 31131 H AVE |  | Unknown, Non-Lead | Yes |  | 2019-09-23 |  | PVC | 1995 | Yes |  | 2019-09-23 |  | Non-lead
044669 | 520 EMMA ST |  | Unknown, Non-Lead | Yes |  | 2021-07-07 |  | Unknown, Non-Lead | 1995 | Yes |  | 2021-07-07 |  | Non-lead
044670 | 23032 SNAPPER LANE |  | Unknown, Non-Lead | Yes |  | 2021-09-27 |  | PVC | 1995 | Yes |  | 2021-09-27 |  | Non-lead
044671 | 212 ANGELA ST |  | Polytube | Yes |  | 2022-07-11 |  | PVC | 1965 | Yes |  | 2022-07-11 |  | Non-lead
044672 | 3201 FLAGLER AVE |  | Unknown, Non-Lead | No |  |  |  | Unknown, Non-Lead | 1997 | No |  |  |  | Non-lead
044673 | 3201 FLAGLER AVE |  | Unknown, Non-Lead | No |  |  |  | Unknown, Non-Lead | 1997 | No |  |  |  | Non-lead
044674 | W 20946 2ND AVE |  | Unknown, Non-Lead | Yes |  | 2021-03-18 |  | Unknown, Non-Lead | 1996 | Yes |  | 2021-03-18 |  | Non-lead
044675 | 1691 BUTTONWOOD DR |  | Unknown, Non-Lead | No |  |  |  | Unknown, Non-Lead | 1995 | No |  |  |  | Non-lead
044676 | UNIT S101 1901 S ROOSEVELT BLVD |  | PVC | Yes |  | 2022-06-24 |  | PVC | 1984 | Yes |  | 2022-06-24 |  | Non-lead
044677 | UNIT S102 1901 S ROOSEVELT BLVD |  | PVC | Yes |  | 2024-08-05 |  | PVC | 1984 | Yes |  | 2024-08-05 |  | Non-lead
044678 | UNIT S103 1901 S ROOSEVELT BLVD |  | PVC | Yes |  | 2022-06-24 |  | PVC | 1984 | Yes |  | 2022-06-24 |  | Non-lead
044679 | UNIT S104 1901 S ROOSEVELT BLVD |  | PVC | Yes |  | 2022-06-24 |  | PVC | 1984 | Yes |  | 2022-06-24 |  | Non-lead
044680 | UNIT S105 1901 S ROOSEVELT BLVD |  | PVC | Yes |  | 2022-06-24 |  | PVC | 1984 | Yes |  | 2022-06-24 |  | Non-lead
044681 | UNIT S106 1901 S ROOSEVELT BLVD |  | PVC | Yes |  | 2022-06-24 |  | PVC | 1984 | Yes |  | 2022-06-24 |  | Non-lead
044682 | UNIT S107 1901 S ROOSEVELT BLVD |  | PVC | Yes |  | 2022-06-23 |  | PVC | 1984 | Yes |  | 2022-06-23 |  | Non-lead
044683 | UNIT S108 1901 S ROOSEVELT BLVD |  | PVC | Yes |  | 2022-06-23 |  | PVC | 1984 | Yes |  | 2022-06-23 |  | Non-lead
044684 | UNIT S201 1901 S ROOSEVELT BLVD |  | PVC | Yes |  | 2022-06-27 |  | PVC | 1984 | Yes |  | 2022-06-27 |  | Non-lead
044685 | UNIT S202 1901 S ROOSEVELT BLVD |  | PVC | Yes |  | 2022-06-27 |  | Copper | 1984 | Yes |  | 2022-06-27 |  | Non-lead
044686 | UNIT S203 1901 S ROOSEVELT BLVD |  | PVC | Yes |  | 2022-08-26 |  | PVC | 1984 | Yes |  | 2022-08-26 |  | Non-lead
044687 | UNIT S204 1901 S ROOSEVELT BLVD |  | PVC | Yes |  | 2022-07-01 |  | PVC | 1984 | Yes |  | 2022-07-01 |  | Non-lead
044688 | UNIT S205 1901 S ROOSEVELT BLVD |  | PVC | Yes |  | 2023-02-21 |  | PVC | 1984 | Yes |  | 2023-02-21 |  | Non-lead
044689 | UNIT S206 1901 S ROOSEVELT BLVD |  | PVC | Yes |  | 2024-01-31 |  | PVC | 1984 | Yes |  | 2024-01-31 |  | Non-lead
044690 | UNIT S207 1901 S ROOSEVELT BLVD |  | PVC | Yes |  | 2022-06-23 |  | PVC | 1984 | Yes |  | 2022-06-23 |  | Non-lead
044691 | UNIT S208 1901 S ROOSEVELT BLVD |  | PVC | Yes |  | 2022-06-23 |  | PVC | 1984 | Yes |  | 2022-06-23 |  | Non-lead
044692 | UNIT S301 1901 S ROOSEVELT BLVD |  | PVC | Yes |  | 2022-06-23 |  | PVC | 1984 | Yes |  | 2022-06-23 |  | Non-lead
044693 | UNIT S302 1901 S ROOSEVELT BLVD |  | PVC | Yes |  | 2022-06-23 |  | PVC | 1984 | Yes |  | 2022-06-23 |  | Non-lead
044694 | UNIT S303 1901 S ROOSEVELT BLVD |  | PVC | Yes |  | 2022-11-18 |  | PVC | 1984 | Yes |  | 2022-11-18 |  | Non-lead
044695 | UNIT S304 1901 S ROOSEVELT BLVD |  | PVC | Yes |  | 2022-06-23 |  | PVC | 1984 | Yes |  | 2022-06-23 |  | Non-lead
044696 | UNIT S305 1901 S ROOSEVELT BLVD |  | PVC | Yes |  | 2022-06-23 |  | PVC | 1984 | Yes |  | 2022-06-23 |  | Non-lead
044697 | UNIT S306 1901 S ROOSEVELT BLVD |  | PVC | Yes |  | 2023-10-16 |  | PVC | 1984 | Yes |  | 2023-10-16 |  | Non-lead
044698 | UNIT S307 1901 S ROOSEVELT BLVD |  | PVC | Yes |  | 2022-06-23 |  | PVC | 1984 | Yes |  | 2022-06-23 |  | Non-lead
044699 | UNIT S308 1901 S ROOSEVELT BLVD |  | PVC | Yes |  | 2024-04-19 |  | PVC | 1984 | Yes |  | 2024-04-19 |  | Non-lead
044700 | UNIT S401 1901 S ROOSEVELT BLVD |  | PVC | Yes |  | 2024-09-20 |  | PVC | 1984 | Yes |  | 2024-09-20 |  | Non-lead
044701 | UNIT S402 1901 S ROOSEVELT BLVD |  | PVC | Yes |  | 2022-06-23 |  | PVC | 1984 | Yes |  | 2022-06-23 |  | Non-lead
044702 | UNIT S403 1901 S ROOSEVELT BLVD |  | PVC | Yes |  | 2022-06-21 |  | PVC | 1984 | Yes |  | 2022-06-21 |  | Non-lead
044703 | UNIT S404 1901 S ROOSEVELT BLVD |  | PVC | Yes |  | 2022-07-01 |  | PVC | 1984 | Yes |  | 2022-07-01 |  | Non-lead
044704 | UNIT S405 1901 S ROOSEVELT BLVD |  | PVC | Yes |  | 2024-01-08 |  | PVC | 1984 | Yes |  | 2024-01-08 |  | Non-lead
044705 | UNIT S406 1901 S ROOSEVELT BLVD |  | PVC | Yes |  | 2022-06-23 |  | PVC | 1984 | Yes |  | 2022-06-23 |  | Non-lead
044706 | UNIT S407 1901 S ROOSEVELT BLVD |  | PVC | Yes |  | 2022-06-23 |  | PVC | 1984 | Yes |  | 2022-06-23 |  | Non-lead
044707 | UNIT S408 1901 S ROOSEVELT BLVD |  | PVC | Yes |  | 2024-08-22 |  | PVC | 1984 | Yes |  | 2024-08-22 |  | Non-lead
044708 | 3968 EUGENE RD |  | Polytube | Yes |  | 2023-01-12 |  | PVC | 1985 | Yes |  | 2023-01-12 |  | Non-lead
044709 | APT 2 828 WHITE ST |  | Unknown | Yes |  | 2022-09-09 |  | PVC | 1938 | Yes |  | 2022-09-09 |  | Lead Status Unknown
044710 | 27319 JAMAICA LN |  | Unknown, Non-Lead | Yes |  | 2018-09-18 |  | PVC | 2002 | Yes |  | 2018-09-18 |  | Non-lead
044711 | 24458 OVERSEAS HWY |  | Unknown, Non-Lead | Yes |  | 2018-03-09 |  | PVC | 1995 | Yes |  | 2018-03-09 |  | Non-lead
044712 | 313 CALZADA DE BOUGA |  | Unknown, Non-Lead | Yes |  | 2024-09-27 |  | Unknown, Non-Lead | 1996 | Yes |  | 2024-09-27 |  | Non-lead
044713 | 29160 PRIMROSE LANE |  | Unknown, Non-Lead | Yes |  | 2017-08-26 |  | Unknown, Non-Lead | 1996 | Yes |  | 2017-08-26 |  | Non-lead
044714 | 730 10TH ST |  | Unknown, Non-Lead | Yes |  | 2023-05-05 |  | Unknown, Non-Lead | 1995 | Yes |  | 2023-05-05 |  | Non-lead
044716 | 426 B AVE |  | Unknown, Non-Lead | No |  |  |  | Unknown, Non-Lead | 1995 | No |  |  |  | Non-lead
044717 | 28180 COUNTY RD |  | Unknown, Non-Lead | Yes |  | 2018-05-21 |  | PVC | 1996 | Yes |  | 2018-05-21 |  | Non-lead
044718 | 260 BOUGANVILLA ST |  | Polytube | Yes |  | 2022-06-15 |  | PVC | 1981 | Yes |  | 2022-06-15 |  | Non-lead
044719 | 905 RED BIRD RD |  | Polytube | Yes |  | 2022-07-21 |  | PVC | 1968 | Yes |  | 2022-07-21 |  | Non-lead
044720 | 810 MADRID RD |  | Unknown, Non-Lead | Yes |  | 2018-04-25 |  | Polytube | 1997 | Yes |  | 2018-04-25 |  | Non-lead
044721 | 165 CORAL AVE |  | Polytube | Yes |  | 2022-06-13 |  | PVC | 1982 | Yes |  | 2022-06-13 |  | Non-lead
044722 | 112 GULFVIEW |  | Polytube | Yes |  | 2022-06-29 |  | PVC | 1970 | Yes |  | 2022-06-29 |  | Non-lead
044723 | 29674 FORRESTAL AVE |  | Polytube | Yes |  | 2022-06-16 |  | PVC | 1996 | Yes |  | 2022-06-16 |  | Non-lead
044724 | 31033 F AVE |  | Unknown, Non-Lead | Yes |  | 2019-02-22 |  | Unknown, Non-Lead | 1995 | Yes |  | 2019-02-22 |  | Non-lead
044725 | 20766 5TH AVE W |  | Unknown, Non-Lead | Yes |  | 2021-12-06 |  | PVC | 1995 | Yes |  | 2021-12-06 |  | Non-lead
044726 | 152 CASA COURT DR |  | Unknown, Non-Lead | Yes |  | 2021-06-30 |  | Unknown, Non-Lead | 1996 | Yes |  | 2021-06-30 |  | Non-lead
044727 | APT 2 154 CASA CT |  | Polytube | Yes |  | 2022-07-20 |  | PVC | 1963 | Yes |  | 2022-07-20 |  | Non-lead
044728 | 39 GARDEN COVE DR |  | Unknown, Non-Lead | No |  |  |  | Unknown, Non-Lead | 1995 | No |  |  |  | Non-lead
044729 | 124 LORELANE PL |  | Unknown, Non-Lead | Yes |  | 2021-02-04 |  | Unknown, Non-Lead | 2003 | Yes |  | 2021-02-04 |  | Non-lead
044730 | 26 S BLACKWATER LN |  | Unknown, Non-Lead | No |  |  |  | Unknown, Non-Lead | 2015 | No |  |  |  | Non-lead
044731 | 195 WEST SHORE DR |  | Polytube | Yes |  | 2024-09-12 |  | PVC | 1998 | Yes |  | 2024-09-12 |  | Non-lead
044732 | 27230 BROWN DR |  | Unknown, Non-Lead | No |  |  |  | Unknown, Non-Lead | 1996 | No |  |  |  | Non-lead
044733 | 887 GRANADA LN |  | Polytube | Yes |  | 2023-10-17 |  | PVC | 1996 | Yes |  | 2023-10-17 |  | Non-lead
044734 | 1040 W SHORE DR |  | Polytube | Yes |  | 2024-06-26 |  | PVC | 1986 | Yes |  | 2024-06-26 |  | Non-lead
044735 | FIRELINE 13365 OVERSEAS HWY |  | Polytube | Yes |  | 2024-07-29 |  | PVC | 1987 | Yes |  | 2024-07-29 |  | Non-lead
044736 | 24 KYLE WEST WAY |  | Polytube | Yes |  | 2023-01-26 |  | PVC | 1995 | Yes |  | 2023-01-26 |  | Non-lead
044737 | 26 KYLE WAY |  | Polytube | Yes |  | 2022-05-18 |  | PVC | 1995 | Yes |  | 2022-05-18 |  | Non-lead
044738 | UNIT #1 301 E OCEAN DR |  | Polytube | Yes |  | 2022-10-22 |  | PVC | 1958 | Yes |  | 2022-10-22 |  | Non-lead
044739 | 1-E 65700 OVERSEAS HWY |  | PVC | Yes |  | 2022-08-24 |  | PVC | 1973 | Yes |  | 2022-08-24 |  | Non-lead
044740 | 2-E 65700 OVERSEAS HWY |  | PVC | Yes |  | 2022-06-29 |  | PVC | 1973 | Yes |  | 2022-06-29 |  | Non-lead
044741 | 3-E 65700 OVERSEAS HWY |  | PVC | Yes |  | 2022-06-29 |  | PVC | 1973 | Yes |  | 2022-06-29 |  | Non-lead
044742 | 4-E 65700 OVERSEAS HWY |  | PVC | Yes |  | 2022-06-29 |  | PVC | 1973 | Yes |  | 2022-06-29 |  | Non-lead
044743 | 5-E 65700 OVERSEAS HWY |  | PVC | Yes |  | 2022-06-29 |  | PVC | 1973 | Yes |  | 2022-06-29 |  | Non-lead
044744 | 6-E 65700 OVERSEAS HWY |  | PVC | Yes |  | 2023-10-04 |  | PVC | 1973 | Yes |  | 2023-10-04 |  | Non-lead
044745 | 7-E 65700 OVERSEAS HWY |  | PVC | Yes |  | 2023-10-04 |  | PVC | 1973 | Yes |  | 2023-10-04 |  | Non-lead
044746 | 154 GULFVIEW DR |  | Polytube | Yes |  | 2022-06-29 |  | PVC | 1987 | Yes |  | 2022-06-29 |  | Non-lead
044747 | 14 JEWFISH AVE |  | Unknown, Non-Lead | Yes |  | 2022-04-06 |  | Unknown, Non-Lead | 1995 | Yes |  | 2022-04-06 |  | Non-lead
044748 | 642 PALMA RD |  | Polytube | Yes |  | 2023-02-08 |  | PVC | 1979 | Yes |  | 2023-02-08 |  | Non-lead
044749 | UNIT 240, 241, 242 103400 OVERSEAS HWY |  | Unknown, Non-Lead | Yes |  | 2023-05-04 |  | No Piping | 1986 | Yes |  | 2023-05-04 |  | Non-lead
044750 | 106000 OVERSEAS HWY |  | Unknown, Non-Lead | Yes |  | 2022-10-11 |  | Unknown, Non-Lead | 1996 | Yes |  | 2022-10-11 |  | Non-lead
044751 | MASTER APT 214 3330 NORTHSIDE DR |  | Unknown, Non-Lead | Yes |  | 2021-11-15 |  | Unknown, Non-Lead | 1996 | Yes |  | 2021-11-15 |  | Non-lead
044752 | 28595 ANNE BONNY RD |  | Unknown, Non-Lead | No |  |  |  | Unknown, Non-Lead | 1995 | No |  |  |  | Non-lead
044753 | 2010 STAPLES |  | Polytube | Yes |  | 2023-04-26 |  | PVC | 1938 | Yes |  | 2023-04-26 |  | Non-lead
044754 | LOCATION FIRE METER 1901 S ROOSEVELT BLVD |  | Unknown | Yes |  | 2022-06-24 |  | Unknown | 1984 | Yes |  | 2022-06-24 |  | Lead Status Unknown
044756 | 1800 ATLANTIC BLVD |  | Polytube | Yes |  | 2024-06-03 |  | PVC | 1984 | Yes |  | 2024-06-03 |  | Non-lead
044757 | 17023 GREEN TURTLE LN |  | Unknown, Non-Lead | Yes |  | 2020-09-28 |  | Unknown, Non-Lead | 1988 | Yes |  | 2020-09-28 |  | Non-lead
044758 | 16763 EAST POINT DR |  | Unknown, Non-Lead | No |  |  |  | Unknown, Non-Lead | 1996 | No |  |  |  | Non-lead
044759 | 17465 JAMAICA LN |  | Unknown, Non-Lead | Yes |  | 2023-03-17 |  | PVC | 1995 | Yes |  | 2023-03-17 |  | Non-lead
044760 | 426 S HARBOR DR |  | Polytube | Yes |  | 2021-12-01 |  | PVC | 1997 | Yes |  | 2021-12-01 |  | Non-lead
044761 | 201 10TH ST |  | Copper | Yes |  | 2023-08-02 |  | Copper | 2006 | Yes |  | 2023-08-02 |  | Non-lead
044762 | 129 PACIFIC AVE |  | Polytube | Yes |  | 2022-07-20 |  | PVC | 1985 | Yes |  | 2022-07-20 |  | Non-lead
044764 | 1602 MONMOUTH LN |  | Unknown, Non-Lead | Yes |  | 2021-06-02 |  | Unknown, Non-Lead | 1993 | Yes |  | 2021-06-02 |  | Non-lead
044765 | OCEAN 488 48TH ST |  | Polytube | Yes |  | 2023-06-12 |  | PVC | 1981 | Yes |  | 2023-06-12 |  | Non-lead
044766 | 20889 7TH WEST AVE |  | Unknown, Non-Lead | No |  |  |  | Unknown, Non-Lead | 1996 | No |  |  |  | Non-lead
044767 | OCEAN 1099 100TH ST |  | Polytube | Yes |  | 2022-11-23 |  | PVC | 1987 | Yes |  | 2022-11-23 |  | Non-lead
044768 | 101 N ANGLERS DR |  | Polytube | Yes |  | 2022-06-29 |  | PVC | 1998 | Yes |  | 2022-06-29 |  | Non-lead
044769 | APT DOWN 571 8TH ST |  | Polytube | Yes |  | 2023-03-29 |  | PVC | 1970 | Yes |  | 2023-03-29 |  | Non-lead
044770 | 22 FLORAL AVE |  | Unknown, Non-Lead | Yes |  | 2021-01-27 |  | Unknown, Non-Lead | 1996 | Yes |  | 2021-01-27 |  | Non-lead
044771 | 600 ELIZABETH ST |  | Polytube | Yes |  | 2024-07-08 |  | PVC | 1996 | Yes |  | 2024-07-08 |  | Non-lead
044772 | 105 NORMANDY DR |  | Unknown, Non-Lead | Yes |  | 2022-11-03 |  | PVC | 2015 | Yes |  | 2022-11-03 |  | Non-lead
044773 | 567 LAGOON LN |  | Unknown, Non-Lead | No |  |  |  | Unknown, Non-Lead | 1995 | No |  |  |  | Non-lead
044774 | 574 BONITO AVE |  | Unknown, Non-Lead | Yes |  | 2022-04-04 |  | Unknown, Non-Lead | 1997 | Yes |  | 2022-04-04 |  | Non-lead
044775 | 105 6TH LN |  | Unknown, Non-Lead | No |  |  |  | Unknown, Non-Lead | 1996 | No |  |  |  | Non-lead
044776 | 24 ATLANTIC BLVD |  | Polytube | Yes |  | 2022-06-30 |  | PVC | 1965 | Yes |  | 2022-06-30 |  | Non-lead
044777 | 27388 ST VINCENT LANE |  | Unknown, Non-Lead | Yes |  | 2018-12-31 |  | Unknown, Non-Lead | 1995 | Yes |  | 2018-12-31 |  | Non-lead
044778 | 772 MICHAEL DR |  | Polytube | Yes |  | 2023-05-04 |  | PVC | 1970 | Yes |  | 2023-05-04 |  | Non-lead
044779 | 405 S HARBOR DR |  | Unknown, Non-Lead | Yes |  | 2017-08-01 |  | Unknown, Non-Lead | 1996 | Yes |  | 2017-08-01 |  | Non-lead
044780 | 12 THATCH PALM WAY |  | Unknown, Non-Lead | Yes |  | 2022-06-06 |  | Polytube | 1992 | Yes |  | 2022-06-06 |  | Non-lead
044781 | OLD FASHION RD |  | Unknown, Non-Lead | Yes |  | 2023-08-16 |  | Unknown, Non-Lead | 1996 | Yes |  | 2023-08-16 |  | Non-lead
044782 | 625 ISLAND DR |  | Polytube | Yes |  | 2023-03-02 |  | PVC | 1995 | Yes |  | 2023-03-02 |  | Non-lead
044783 | 1264 ROGERS LANE |  | Polytube | Yes |  | 2023-11-29 |  | PVC | 1987 | Yes |  | 2023-11-29 |  | Non-lead
044784 | 29028 MAGNOLIA DR |  | Unknown, Non-Lead | Yes |  | 2024-02-23 |  | Unknown, Non-Lead | 1995 | Yes |  | 2024-02-23 |  | Non-lead
044785 | 443 CARRIBEAN EAS DR |  | Polytube | Yes |  | 2023-12-27 |  | PVC | 1984 | Yes |  | 2023-12-27 |  | Non-lead
044786 | 235 117TH OCEAN ST |  | Polytube | Yes |  | 2022-11-29 |  | PVC | 1956 | Yes |  | 2022-11-29 |  | Non-lead
044787 | 57507 GIBSON ST |  | Unknown, Non-Lead | Yes |  | 2024-03-11 |  | Unknown, Non-Lead | 1995 | Yes |  | 2024-03-11 |  | Non-lead
044788 | 12 F AVE |  | Polytube | Yes |  | 2022-06-27 |  | PVC | 1997 | Yes |  | 2022-06-27 |  | Non-lead
044789 | 20965 2ND WEST AVE |  | Unknown, Non-Lead | Yes |  | 2018-02-27 |  | Unknown, Non-Lead | 1996 | Yes |  | 2018-02-27 |  | Non-lead
044790 | 58315 MORTON ST |  | Unknown, Non-Lead | Yes |  | 2020-09-04 |  | Unknown, Non-Lead | 1996 | Yes |  | 2020-09-04 |  | Non-lead
044791 | REAR 111 DUVAL ST |  | PVC | Yes |  | 2022-12-02 |  | PVC | 1978 | Yes |  | 2022-12-02 |  | Non-lead
044792 | 866 ELLEN DR |  | Unknown, Non-Lead | Yes |  | 2019-08-13 |  | Unknown, Non-Lead | 1997 | Yes |  | 2019-08-13 |  | Non-lead
044793 | 9 HARBOR ISLAND Dr |  | Unknown, Non-Lead | Yes |  | 2019-08-07 |  | Unknown, Non-Lead | 1996 | Yes |  | 2019-08-07 |  | Non-lead
044794 | 144 APACHE ST |  | Polytube | Yes |  | 2023-07-26 |  | PVC | 1996 | Yes |  | 2023-07-26 |  | Non-lead
044795 | 130 PONCE DELEON BLVD |  | Unknown, Non-Lead | Yes |  | 2020-11-16 |  | Unknown, Non-Lead | 1999 | Yes |  | 2020-11-16 |  | Non-lead
044796 | L194 72 W PLAZA DEL SOL |  | Polytube | Yes |  | 2023-03-20 |  | Copper | 2000 | Yes |  | 2023-03-20 |  | Non-lead
044797 | 73800 OVERSEAS HWY |  | Polytube | Yes |  | 2022-06-29 |  | PVC | 1956 | Yes |  | 2022-06-29 |  | Non-lead
044798 | 25 ATLANTIC BLVD |  | Unknown, Non-Lead | No |  |  |  | Unknown, Non-Lead | 1996 | No |  |  |  | Non-lead
044799 | 385 S COCONUT PALM BLVD |  | Polytube | Yes |  | 2022-10-11 |  | PVC | 1995 | Yes |  | 2022-10-11 |  | Non-lead
044800 | 141 NAVAJO ST |  | Unknown, Non-Lead | Yes |  | 2021-10-22 |  | Unknown, Non-Lead | 1997 | Yes |  | 2021-10-22 |  | Non-lead
044801 | 1408 ALBURY ST |  | Polytube | Yes |  | 2022-10-25 |  | PVC | 1996 | Yes |  | 2022-10-25 |  | Non-lead
044802 | 1105 SIMONTON ST |  | Polytube | Yes |  | 2022-10-31 |  | PVC | 1981 | Yes |  | 2022-10-31 |  | Non-lead
044803 | 10 EMERALD DR |  | Unknown, Non-Lead | Yes |  | 2024-03-27 |  | PVC | 1996 | Yes |  | 2024-03-27 |  | Non-lead
044804 | 15420 OLD STATE RD 4A |  | Unknown, Non-Lead | Yes |  | 2023-03-15 |  | Unknown, Non-Lead | 1996 | Yes |  | 2023-03-15 |  | Non-lead
044805 | 543 E INDIES RD |  | Polytube | Yes |  | 2023-05-04 |  | PVC | 1987 | Yes |  | 2023-05-04 |  | Non-lead
044806 | 23025 TARPON LANE |  | Unknown, Non-Lead | Yes |  | 2023-08-28 |  | Unknown, Non-Lead | 1995 | Yes |  | 2023-08-28 |  | Non-lead
044807 | 27386 TABAGO LN |  | Unknown, Non-Lead | Yes |  | 2018-06-12 |  | Unknown, Non-Lead | 1995 | Yes |  | 2018-06-12 |  | Non-lead
044808 | 22827 PRIVATEER BK2 LT23 DR |  | Unknown, Non-Lead | Yes |  | 2018-07-02 |  | PVC | 1996 | Yes |  | 2018-07-02 |  | Non-lead
044809 | UNIT 17 3075 FLAGLER AVE |  | Unknown, Non-Lead | Yes |  | 2024-01-30 |  | Unknown, Non-Lead | 1995 | Yes |  | 2024-01-30 |  | Non-lead
044810 | UNIT 18 3075 FLAGLER AVE |  | Unknown, Non-Lead | Yes |  | 2024-02-27 |  | Unknown, Non-Lead | 1995 | Yes |  | 2024-02-27 |  | Non-lead
044811 | UNIT 19 3075 FLAGLER AVE |  | Unknown, Non-Lead | Yes |  | 2019-08-26 |  | Unknown, Non-Lead | 1996 | Yes |  | 2019-08-26 |  | Non-lead
044812 | UNIT 20 3075 FLAGLER AVE |  | PVC | Yes |  | 2025-01-23 |  | PVC | 1995 | Yes |  | 2025-01-23 |  | Non-lead
044813 | UNIT 21 3075 FLAGLER AVE |  | Unknown, Non-Lead | No |  |  |  | PVC | 1995 | No |  |  |  | Non-lead
044814 | 101485 OVERSEAS HWY LIBRARY |  | Unknown, Non-Lead | Yes |  | 2021-09-08 |  | Unknown, Non-Lead | 1989 | Yes |  | 2021-09-08 |  | Non-lead
044815 | 33 TARPON AVE |  | Unknown, Non-Lead | No |  |  |  | Unknown, Non-Lead | 1996 | No |  |  |  | Non-lead
044816 | 22346 LAFITTE DR |  | Polytube | Yes |  | 2023-07-28 |  | PVC | 1995 | Yes |  | 2023-07-28 |  | Non-lead
044817 | 509 FISHERMANS TRAIL |  | Polytube | Yes |  | 2023-02-06 |  | PVC | 1985 | Yes |  | 2023-02-06 |  | Non-lead
044818 | 4 SUNSET CAY RD |  | Unknown, Non-Lead | No |  |  |  | Unknown, Non-Lead | 1996 | No |  |  |  | Non-lead
044819 | 6751 5TH AVE |  | Unknown, Non-Lead | No |  |  |  | None | 2018 | No |  |  |  | Non-lead
044820 | 1719 THOMPSON ST |  | Unknown, Non-Lead | Yes |  | 2020-01-09 |  | PVC | 1997 | Yes |  | 2020-01-09 |  | Non-lead
044821 | 10991 5TH GULF AVE |  | Polytube | Yes |  | 2022-07-18 |  | PVC | 1996 | Yes |  | 2022-07-18 |  | Non-lead
044822 | 58671 MORTON ST |  | Unknown, Non-Lead | Yes |  | 2021-12-22 |  | Unknown, Non-Lead | 1995 | Yes |  | 2021-12-22 |  | Non-lead
044823 | 12 KYLE WEST WAY |  | Polytube | Yes |  | 2024-06-11 |  | PVC | 1995 | Yes |  | 2024-06-11 |  | Non-lead
044824 | 30350 FLAMINGO LN |  | Unknown, Non-Lead | No |  |  |  | Unknown, Non-Lead | 1999 | No |  |  |  | Non-lead
044825 | 117 W SANDY CIRCLE |  | Polytube | Yes |  | 2022-12-06 |  | PVC | 1970 | Yes |  | 2022-12-06 |  | Non-lead
044826 | FIRE METER 410 WALL ST |  | Unknown | Yes |  | 2022-12-29 |  | Unknown | 1900 | Yes |  | 2022-12-29 |  | Lead Status Unknown
044827 | 18 CINNAMON BARK LN |  | Unknown, Non-Lead | Yes |  | 2018-06-11 |  | PVC | 1996 | Yes |  | 2018-06-11 |  | Non-lead
044828 | 996 SHAW DR |  | Unknown, Non-Lead | Yes |  | 2020-07-28 |  | PVC | 1997 | Yes |  | 2020-07-28 |  | Non-lead
044829 | FIRE 105300 OVERSEAS HWY/- WINN DIXIE |  | Ductile Iron | Yes |  | 2023-05-04 |  | Ductile Iron | 1986 | Yes |  | 2023-05-04 |  | Non-lead
044830 | 22 S BLACKWATER LN |  | Unknown, Non-Lead | Yes |  | 2021-02-08 |  | Polytube | 1995 | Yes |  | 2021-02-08 |  | Non-lead
044831 | 163 ORLANDO DR |  | Polytube | Yes |  | 2017-06-20 |  | PVC | 1995 | Yes |  | 2017-06-20 |  | Non-lead
044832 | 1174 DELUSSAN LN |  | Unknown, Non-Lead | No |  |  |  | Unknown, Non-Lead | 1996 | No |  |  |  | Non-lead
044833 | 29 BLUEWATER DR |  | Unknown, Non-Lead | Yes |  | 2018-01-22 |  | Unknown, Non-Lead | 1996 | Yes |  | 2018-01-22 |  | Non-lead
044834 | 27375 ST LUCIE LN LT 7 B9 |  | Unknown, Non-Lead | Yes |  | 2024-07-29 |  | Unknown, Non-Lead | 1995 | Yes |  | 2024-07-29 |  | Non-lead
044835 | 58 MERGANSER LN |  | Unknown, Non-Lead | No |  |  |  | Unknown, Non-Lead | 1995 | No |  |  |  | Non-lead
044836 | 60 MERGANSER LN |  | Unknown, Non-Lead | Yes |  | 2020-06-30 |  | Unknown, Non-Lead | 1996 | Yes |  | 2020-06-30 |  | Non-lead
044837 | 62 MERGANSER LN |  | Unknown, Non-Lead | No |  |  |  | Unknown, Non-Lead | 1995 | No |  |  |  | Non-lead
044838 | 64 MERGANSER LN |  | Unknown, Non-Lead | Yes |  | 2018-09-28 |  | Unknown, Non-Lead | 1996 | Yes |  | 2018-09-28 |  | Non-lead
044839 | 66 MERGANSER LN |  | Unknown, Non-Lead | Yes |  | 2018-10-02 |  | Unknown, Non-Lead | 1995 | Yes |  | 2018-10-02 |  | Non-lead
044840 | 68 MERGANSER LN |  | Unknown, Non-Lead | Yes |  | 2024-06-04 |  | Unknown, Non-Lead | 1995 | Yes |  | 2024-06-04 |  | Non-lead
044841 | LIFT STATION #2 KNGFSHR & GOLF CLUB DR |  | Unknown, Non-Lead | Yes |  | 2024-03-27 |  | Unknown, Non-Lead | 1996 | Yes |  | 2024-03-27 |  | Non-lead
044842 | 515 E CARIBBEAN DR |  | Polytube | Yes |  | 2023-04-24 |  | PVC | 1968 | Yes |  | 2023-04-24 |  | Non-lead
044843 | 30 MERGANSER LANE |  | Unknown, Non-Lead | Yes |  | 2024-01-03 |  | PVC | 1995 | Yes |  | 2024-01-03 |  | Non-lead
044844 | 32 MERGANSER LN |  | Unknown, Non-Lead | Yes |  | 2018-07-26 |  | PVC | 1995 | Yes |  | 2018-07-26 |  | Non-lead
044845 | 34 MERGANSER LN |  | Unknown, Non-Lead | Yes |  | 2021-02-23 |  | Unknown, Non-Lead | 1995 | Yes |  | 2021-02-23 |  | Non-lead
044846 | 36 MERGANSER LN |  | Unknown, Non-Lead | No |  |  |  | Unknown, Non-Lead | 1995 | No |  |  |  | Non-lead
044847 | 38 MERGANSER LN |  | Unknown, Non-Lead | Yes |  | 2019-10-29 |  | Unknown, Non-Lead | 1995 | Yes |  | 2019-10-29 |  | Non-lead
044848 | 40 MERGANSER LN |  | Unknown, Non-Lead | Yes |  | 2024-06-26 |  | Unknown, Non-Lead | 1995 | Yes |  | 2024-06-26 |  | Non-lead
044849 | 42 MERGANSER LN |  | Unknown, Non-Lead | No |  |  |  | Unknown, Non-Lead | 1995 | No |  |  |  | Non-lead
044850 | 44 MERGANSER LN |  | Polytube | Yes |  | 2023-09-05 |  | PVC | 1995 | Yes |  | 2023-09-05 |  | Non-lead
044851 | 46 MERGANSER LN |  | Unknown, Non-Lead | Yes |  | 2019-02-28 |  | Unknown, Non-Lead | 1995 | Yes |  | 2019-02-28 |  | Non-lead
044852 | 48 MERGANSER LN |  | Unknown, Non-Lead | No |  |  |  | Unknown, Non-Lead | 1995 | No |  |  |  | Non-lead
044853 | 50 MERGANSER LN |  | Unknown, Non-Lead | No |  |  |  | Unknown, Non-Lead | 1995 | No |  |  |  | Non-lead
044854 | 52 MERGANSER LN |  | Unknown, Non-Lead | Yes |  | 2021-03-11 |  | Unknown, Non-Lead | 1995 | Yes |  | 2021-03-11 |  | Non-lead
044855 | #31 54 MERGANSER LN |  | Unknown, Non-Lead | No |  |  |  | Unknown, Non-Lead | 1995 | No |  |  |  | Non-lead
044856 | 56 MERGANSER LN |  | Unknown, Non-Lead | Yes |  | 2019-06-24 |  | Unknown, Non-Lead | 1995 | Yes |  | 2019-06-24 |  | Non-lead
044857 | IRRIG 6450 COLLEGE RD |  | Polytube | Yes |  | 2023-01-26 |  | PVC | 1982 | Yes |  | 2023-01-26 |  | Non-lead
044858 | 23087 SAILFISH LT 7&8 LANE |  | Unknown, Non-Lead | Yes |  | 2021-10-04 |  | Unknown, Non-Lead | 1997 | Yes |  | 2021-10-04 |  | Non-lead
044859 | 30086 LINDA ST |  | Polytube | Yes |  | 2023-05-30 |  | PVC | 1995 | Yes |  | 2023-05-30 |  | Non-lead
044860 | APT DOWN 2401 PATTERSON AVE |  | Unknown, Non-Lead | No |  |  |  | Unknown, Non-Lead | 1999 | No |  |  |  | Non-lead
044861 | 1291 CRANE BLVD |  | Polytube | Yes |  | 2024-05-31 |  | PVC | 1996 | Yes |  | 2024-05-31 |  | Non-lead
044862 | 30330 PALM DRIVE AKA 5 |  | Polytube | Yes |  | 2022-11-15 |  | PVC | 1953 | Yes |  | 2022-11-15 |  | Non-lead
044863 | 249 E CARRIBEAN DR |  | Unknown, Non-Lead | No |  |  |  | Unknown, Non-Lead | 1996 | No |  |  |  | Non-lead
044864 | 301 WHITE LAUNDRY RM ST |  | Polytube | Yes |  | 2022-12-22 |  | Copper | 1941 | Yes |  | 2022-12-22 |  | Non-lead
044865 | RSIDE 280 11TH ST |  | Polytube | Yes |  | 2022-10-22 |  | PVC | 1968 | Yes |  | 2022-10-22 |  | Non-lead
044866 | LSIDE 290 11TH ST |  | Polytube | Yes |  | 2022-12-21 |  | PVC | 1966 | Yes |  | 2022-12-21 |  | Non-lead
044867 | LEFT 161 10TH ST |  | Polytube | Yes |  | 2022-10-22 |  | PVC | 1961 | Yes |  | 2022-10-22 |  | Non-lead
044868 | 11252 5TH GULF AVE |  | Polytube | Yes |  | 2024-01-04 |  | PVC | 1997 | Yes |  | 2024-01-04 |  | Non-lead
044869 | 16 TREASURE RD |  | Polytube | Yes |  | 2023-03-24 |  | PVC | 1976 | Yes |  | 2023-03-24 |  | Non-lead
044870 | 2 MERGANSER LN |  | Unknown, Non-Lead | No |  |  |  | Unknown, Non-Lead | 1995 | No |  |  |  | Non-lead
044871 | 4 MERGANSER LN |  | Polytube | Yes |  | 2023-01-09 |  | PVC | 1995 | Yes |  | 2023-01-09 |  | Non-lead
044872 | 6 MERGANSER LN |  | Unknown, Non-Lead | Yes |  | 2018-05-21 |  | Unknown, Non-Lead | 1996 | Yes |  | 2018-05-21 |  | Non-lead
044873 | 8 MERGANSER LN |  | Unknown, Non-Lead | Yes |  | 2024-04-23 |  | Unknown, Non-Lead | 1995 | Yes |  | 2024-04-23 |  | Non-lead
044874 | 10 MERGANSER LN |  | Polytube | Yes |  | 2022-12-09 |  | PVC | 1995 | Yes |  | 2022-12-09 |  | Non-lead
044875 | 12 MERGANSER LN |  | Unknown, Non-Lead | Yes |  | 2021-08-03 |  | Unknown, Non-Lead | 1995 | Yes |  | 2021-08-03 |  | Non-lead
044876 | 14 MERGANSER LN |  | Unknown, Non-Lead | Yes |  | 2018-01-29 |  | PVC | 1995 | Yes |  | 2018-01-29 |  | Non-lead
044877 | 16 MERGANSER LN |  | Unknown, Non-Lead | No |  |  |  | Unknown, Non-Lead | 1995 | No |  |  |  | Non-lead
044878 | 18 MERGANSER LN |  | Unknown, Non-Lead | No |  |  |  | Unknown, Non-Lead | 1995 | No |  |  |  | Non-lead
044879 | 20 MERGANSER LN |  | Polytube | Yes |  | 2021-01-21 |  | PVC | 1995 | Yes |  | 2021-01-21 |  | Non-lead
044880 | 22 MERGANSER LN |  | Unknown, Non-Lead | Yes |  | 2020-11-20 |  | PVC | 1995 | Yes |  | 2020-11-20 |  | Non-lead
044881 | 24 MERGANSER LN |  | Unknown, Non-Lead | Yes |  | 2020-12-09 |  | PVC | 1995 | Yes |  | 2020-12-09 |  | Non-lead
044882 | 26 MERGANSER LN |  | Unknown, Non-Lead | Yes |  | 2018-07-24 |  | PVC | 1995 | Yes |  | 2018-07-24 |  | Non-lead
044883 | 28 MERGANSER LN |  | Polytube | Yes |  | 2023-05-31 |  | PVC | 1995 | Yes |  | 2023-05-31 |  | Non-lead
044884 | 406 AIRPORT DR S |  | Unknown, Non-Lead | Yes |  | 2019-07-02 |  | Unknown, Non-Lead | 1996 | Yes |  | 2019-07-02 |  | Non-lead
044885 | 1136 HAKLUYT LN |  | Polytube | Yes |  | 2024-09-25 |  | PVC | 1987 | Yes |  | 2024-09-25 |  | Non-lead
044886 | 210 PALM AVE |  | Unknown, Non-Lead | No |  |  |  | Unknown, Non-Lead | 1988 | No |  |  |  | Non-lead
044887 | 101 SEVERINO DR |  | Polytube | No |  |  |  | PVC | 1997 | No |  |  |  | Non-lead
044888 | 82929 OLD HWY |  | Unknown, Non-Lead | No |  |  |  | Unknown, Non-Lead | 1997 | No |  |  |  | Non-lead
044889 | 19 PARK DR L1B |  | Unknown, Non-Lead | Yes |  | 2017-11-06 |  | PVC | 1994 | Yes |  | 2017-11-06 |  | Non-lead
044890 | 112 GARDENIA ST |  | Polytube | Yes |  | 2022-06-15 |  | PVC | 1971 | Yes |  | 2022-06-15 |  | Non-lead
044891 | 1163 DELUSSAN LANE |  | Polytube | Yes |  | 2023-07-25 |  | PVC | 1998 | Yes |  | 2023-07-25 |  | Non-lead
044892 | 1604 FLAGLER AVE |  | Unknown, Non-Lead | Yes |  | 2024-07-12 |  | Unknown, Non-Lead | 1996 | Yes |  | 2024-07-12 |  | Non-lead
044893 | 17165 KINGFISH WEST LN |  | Unknown, Non-Lead | Yes |  | 2019-11-21 |  | Unknown, Non-Lead | 1996 | Yes |  | 2019-11-21 |  | Non-lead
044894 | 252 VENETIAN WAY |  | Unknown, Non-Lead | No |  |  |  | Unknown, Non-Lead | 1996 | No |  |  |  | Non-lead
044895 | 30262 POINCIANA LT 4 B RD |  | Polytube | Yes |  | 2022-07-19 |  | PVC | 1970 | Yes |  | 2022-07-19 |  | Non-lead
044896 | 29497 RANGER AVE |  | Polytube | Yes |  | 2022-12-01 |  | PVC | 1979 | Yes |  | 2022-12-01 |  | Non-lead
044897 | 29020 MAGNOLIA DR |  | Unknown, Non-Lead | Yes |  | 2021-07-26 |  | Unknown, Non-Lead | 1996 | Yes |  | 2021-07-26 |  | Non-lead
044898 | 183 VENETIAN WAY |  | Unknown, Non-Lead | Yes |  | 2023-10-20 |  | Unknown, Non-Lead | 2021 | Yes |  | 2023-10-20 |  | Non-lead
044899 | 29138 BOUGAINVILLEA LN |  | Unknown, Non-Lead | Yes |  | 2023-09-14 |  | Unknown, Non-Lead | 1996 | Yes |  | 2023-09-14 |  | Non-lead
044900 | 1165 HAKLUYT LANE |  | Unknown, Non-Lead | No |  |  |  | Unknown, Non-Lead | 1996 | No |  |  |  | Non-lead
044901 | 202 DAVID LN |  | Unknown, Non-Lead | Yes |  | 2022-01-11 |  | PVC | 1996 | Yes |  | 2022-01-11 |  | Non-lead
044902 | 1121 SOMBRERO BLVD |  | Polytube | Yes |  | 2023-03-07 |  | PVC | 1975 | Yes |  | 2023-03-07 |  | Non-lead
044903 | 2279 SAN REMO DR |  | Unknown, Non-Lead | No |  |  |  | Unknown, Non-Lead | 1996 | No |  |  |  | Non-lead
044904 | 2003 SOMBRERO BEACH RD |  | Unknown, Non-Lead | Yes |  | 2024-06-10 |  | PVC | 1989 | Yes |  | 2024-06-10 |  | Non-lead
044905 | 59798 BLUE ISE BOULEVA |  | Copper | Yes |  | 2024-02-07 |  | Copper | 1978 | Yes |  | 2024-02-07 |  | Non-lead
044906 | 17240 OLEANDER LN |  | Unknown, Non-Lead | Yes |  | 2019-02-13 |  | Unknown, Non-Lead | 1996 | Yes |  | 2019-02-13 |  | Non-lead
044907 | 134 MILANO DR |  | Polytube | Yes |  | 2021-04-19 |  | PVC | 1998 | Yes |  | 2021-04-19 |  | Non-lead
044908 | 137 STROMBOLI DR |  | Unknown, Non-Lead | Yes |  | 2022-03-16 |  | PVC | 1996 | Yes |  | 2022-03-16 |  | Non-lead
044909 | 113 FIRST TERR |  | Unknown, Non-Lead | No |  |  |  | Unknown, Non-Lead | 1997 | No |  |  |  | Non-lead
044910 | 111 PUEBLO ST |  | Polytube | Yes |  | 2022-06-02 |  | PVC | 1996 | Yes |  | 2022-06-02 |  | Non-lead
044911 | 102001 OVERSEAS HWY |  | Polytube | Yes |  | 2021-12-06 |  | PVC | 1996 | Yes |  | 2021-12-06 |  | Non-lead
044912 | 27421 W INDIES DR |  | Unknown, Non-Lead | No |  |  |  | Unknown, Non-Lead | 2012 | No |  |  |  | Non-lead
044913 | WEST 20650 1ST AVE |  | Unknown, Non-Lead | No |  |  |  | Unknown, Non-Lead | 1999 | No |  |  |  | Non-lead
044914 | 623 E INDIES RD |  | Unknown, Non-Lead | No |  |  |  | Polytube | 1996 | No |  |  |  | Non-lead
044915 | 110 PONCE DELEON |  | Unknown, Non-Lead | Yes |  | 2021-01-27 |  | Unknown, Non-Lead | 1996 | Yes |  | 2021-01-27 |  | Non-lead
044916 | 66 FLORIDA DR |  | Polytube | Yes |  | 2023-07-25 |  | PVC | 1997 | Yes |  | 2023-07-25 |  | Non-lead
044917 | 100 SEASHORE DR |  | Polytube | Yes |  | 2022-07-13 |  | PVC | 1996 | Yes |  | 2022-07-13 |  | Non-lead
044918 | 323 OLEANDER |  | Polytube | Yes |  | 2023-02-13 |  | PVC | 1970 | Yes |  | 2023-02-13 |  | Non-lead
044919 | 118 VACATION DR |  | Polytube | Yes |  | 2024-01-18 |  | None | 1979 | Yes |  | 2024-01-18 |  | Non-lead
044920 | 27219 OVERSEAS HWY |  | Unknown, Non-Lead | Yes |  | 2023-10-02 |  | Unknown, Non-Lead | 1996 | Yes |  | 2023-10-02 |  | Non-lead
044921 | 27223 OVERSEAS HWY |  | Unknown, Non-Lead | Yes |  | 2021-03-23 |  | Unknown, Non-Lead | 1996 | Yes |  | 2021-03-23 |  | Non-lead
044922 | 27229 OVERSEAS HWY |  | Polytube | Yes |  | 2022-09-16 |  | PVC | 1996 | Yes |  | 2022-09-16 |  | Non-lead
044923 | 1154 DE LUSSAN LN |  | Unknown, Non-Lead | Yes |  | 2020-02-03 |  | Unknown, Non-Lead | 1996 | Yes |  | 2020-02-03 |  | Non-lead
044924 | UNIT 15 3075 FLAGLER AVE |  | Polytube | No |  |  |  | PVC | 1996 | No |  |  |  | Non-lead
044925 | UNIT 16 3075 FLAGLER AVE |  | Polytube | Yes |  | 2024-06-24 |  | PVC | 1996 | Yes |  | 2024-06-24 |  | Non-lead
044926 | UNIT 12 3075 FLAGLER AVE |  | PVC | Yes |  | 2024-12-17 |  | Copper | 1996 | Yes |  | 2024-12-17 |  | Non-lead
044927 | UNIT 13 3075 FLAGLER AVE |  | Unknown, Non-Lead | Yes |  | 2024-06-24 |  | Unknown, Non-Lead | 1996 | Yes |  | 2024-06-24 |  | Non-lead
044928 | UNIT 14 3075 FLAGLER AVE |  | Unknown, Non-Lead | No |  |  |  | Unknown, Non-Lead | 1996 | No |  |  |  | Non-lead
044929 | 9 WHISTLING DUCK LN |  | Unknown, Non-Lead | Yes |  | 2019-05-31 |  | Unknown, Non-Lead | 1995 | Yes |  | 2019-05-31 |  | Non-lead
044930 | 11 WHISTLING DUCK LN |  | Unknown, Non-Lead | Yes |  | 2020-05-04 |  | Unknown, Non-Lead | 1995 | Yes |  | 2020-05-04 |  | Non-lead
044931 | 13 WHISTLING DUCK LN |  | Unknown, Non-Lead | No |  |  |  | Unknown, Non-Lead | 1995 | No |  |  |  | Non-lead
044932 | 15 WHISTLING DUCK LN |  | Unknown, Non-Lead | Yes |  | 2017-03-30 |  | Unknown, Non-Lead | 1995 | Yes |  | 2017-03-30 |  | Non-lead
044933 | 17 WHISTLING DUCK LN |  | Unknown, Non-Lead | No |  |  |  | Unknown, Non-Lead | 1995 | No |  |  |  | Non-lead
044934 | 19 WHISTLING DUCK LN |  | Unknown, Non-Lead | Yes |  | 2020-03-12 |  | Unknown, Non-Lead | 1995 | Yes |  | 2020-03-12 |  | Non-lead
044935 | 21 WHISTLING DUCK LN |  | Unknown, Non-Lead | No |  |  |  | Unknown, Non-Lead | 1996 | No |  |  |  | Non-lead
044936 | 23 WHISTLING DUCK LN |  | Unknown, Non-Lead | No |  |  |  | Unknown, Non-Lead | 1996 | No |  |  |  | Non-lead
044937 | 25 WHISTLING DUCK LN |  | Unknown, Non-Lead | Yes |  | 2021-02-01 |  | Unknown, Non-Lead | 1996 | Yes |  | 2021-02-01 |  | Non-lead
044938 | 27 WHISTLING DUCK LN |  | Polytube | Yes |  | 2022-11-23 |  | PVC | 1996 | Yes |  | 2022-11-23 |  | Non-lead
044939 | 29 WHISTLING DUCK LN |  | Unknown, Non-Lead | No |  |  |  | Unknown, Non-Lead | 1996 | No |  |  |  | Non-lead
044940 | 30 WHISTLING DUCK LN |  | Unknown, Non-Lead | Yes |  | 2017-10-31 |  | PVC | 1996 | Yes |  | 2017-10-31 |  | Non-lead
044941 | 28 WHISTLING DUCK LN |  | Unknown, Non-Lead | Yes |  | 2024-09-06 |  | Unknown, Non-Lead | 1996 | Yes |  | 2024-09-06 |  | Non-lead
044942 | 26 WHISTLING DUCK LN |  | Unknown, Non-Lead | Yes |  | 2020-04-30 |  | PVC | 1996 | Yes |  | 2020-04-30 |  | Non-lead
044943 | 24 WHISTLING DUCK LN |  | Unknown, Non-Lead | Yes |  | 2019-07-01 |  | Unknown, Non-Lead | 1996 | Yes |  | 2019-07-01 |  | Non-lead
044944 | 22 WHISTLING DUCK LN |  | Unknown, Non-Lead | Yes |  | 2018-10-26 |  | Unknown, Non-Lead | 1996 | Yes |  | 2018-10-26 |  | Non-lead
044945 | 20 WHISTLING DUCK LN |  | Unknown, Non-Lead | No |  |  |  | Unknown, Non-Lead | 1996 | No |  |  |  | Non-lead
044946 | 18 WHISTLING DUCK LN |  | Unknown, Non-Lead | Yes |  | 2021-10-29 |  | Unknown, Non-Lead | 1996 | Yes |  | 2021-10-29 |  | Non-lead
044947 | 16 WHISTLING DUCK LN |  | Unknown, Non-Lead | Yes |  | 2020-01-13 |  | PVC | 1996 | Yes |  | 2020-01-13 |  | Non-lead
044948 | 14 WHISTLING DUCK LN |  | Unknown, Non-Lead | Yes |  | 2018-10-26 |  | Unknown, Non-Lead | 1996 | Yes |  | 2018-10-26 |  | Non-lead
044949 | 12 WHISTLING DUCK LN |  | Unknown, Non-Lead | No |  |  |  | Unknown, Non-Lead | 1996 | No |  |  |  | Non-lead
044950 | 10 WHISTLING DUCK LN |  | Unknown, Non-Lead | No |  |  |  | Unknown, Non-Lead | 1996 | No |  |  |  | Non-lead
044951 | 8 GOLF CLUB DR |  | Unknown, Non-Lead | Yes |  | 2020-12-31 |  | Unknown, Non-Lead | 1996 | Yes |  | 2020-12-31 |  | Non-lead
044952 | 10 GOLF CLUB DR |  | Unknown, Non-Lead | Yes |  | 2020-10-09 |  | Unknown, Non-Lead | 1996 | Yes |  | 2020-10-09 |  | Non-lead
044953 | 12 GOLF CLUB DR |  | Polytube | Yes |  | 2022-10-31 |  | PVC | 1996 | Yes |  | 2022-10-31 |  | Non-lead
044954 | 14 GOLF CLUB DR |  | Unknown, Non-Lead | Yes |  | 2019-07-01 |  | PVC | 1996 | Yes |  | 2019-07-01 |  | Non-lead
044955 | 36 GOLF CLUB DR |  | Unknown, Non-Lead | Yes |  | 2019-05-10 |  | PVC | 1996 | Yes |  | 2019-05-10 |  | Non-lead
044956 | 38 GOLF CLUB DR |  | Unknown, Non-Lead | Yes |  | 2020-03-02 |  | Unknown, Non-Lead | 1996 | Yes |  | 2020-03-02 |  | Non-lead
044957 | 48 KINGFISHER LN |  | Unknown, Non-Lead | Yes |  | 2021-01-21 |  | Unknown, Non-Lead | 1996 | Yes |  | 2021-01-21 |  | Non-lead
044958 | 46 KINGFISHER LN |  | Unknown, Non-Lead | Yes |  | 2019-12-18 |  | Unknown, Non-Lead | 1996 | Yes |  | 2019-12-18 |  | Non-lead
044959 | 44 KINGFISHER LN |  | Polytube | Yes |  | 2023-01-17 |  | PVC | 1996 | Yes |  | 2023-01-17 |  | Non-lead
044960 | 42 KINGFISHER LN |  | Unknown, Non-Lead | Yes |  | 2024-07-17 |  | PVC | 1996 | Yes |  | 2024-07-17 |  | Non-lead
044961 | 40 KINGFISHER LN |  | Unknown, Non-Lead | Yes |  | 2022-03-31 |  | Unknown, Non-Lead | 1996 | Yes |  | 2022-03-31 |  | Non-lead
044962 | 38 KINGFISHER LN |  | Polytube | Yes |  | 2024-06-07 |  | PVC | 1996 | Yes |  | 2024-06-07 |  | Non-lead
044963 | 36 KINGFISHER LN |  | Unknown, Non-Lead | No |  |  |  | Unknown, Non-Lead | 1996 | No |  |  |  | Non-lead
044964 | 34 KINGFISHER LN |  | Unknown, Non-Lead | No |  |  |  | Unknown, Non-Lead | 1996 | No |  |  |  | Non-lead
044965 | 32 KINGFISHER LN |  | Polytube | Yes |  | 2021-05-10 |  | PVC | 1996 | Yes |  | 2021-05-10 |  | Non-lead
044966 | 30 KINGFISHER LN |  | Unknown, Non-Lead | Yes |  | 2023-10-25 |  | Unknown, Non-Lead | 1996 | Yes |  | 2023-10-25 |  | Non-lead
044967 | 28 KINGFISHER LN |  | Polytube | Yes |  | 2024-04-23 |  | PVC | 1996 | Yes |  | 2024-04-23 |  | Non-lead
044968 | 26 KINGFISHER LN |  | Unknown, Non-Lead | Yes |  | 2021-12-07 |  | Unknown, Non-Lead | 1996 | Yes |  | 2021-12-07 |  | Non-lead
044969 | 24 KINGFISHER LN |  | Unknown, Non-Lead | No |  |  |  | Unknown, Non-Lead | 1996 | No |  |  |  | Non-lead
044970 | 22 KINGFISHER LN |  | Unknown, Non-Lead | Yes |  | 2021-01-26 |  | Unknown, Non-Lead | 1996 | Yes |  | 2021-01-26 |  | Non-lead
044971 | 30268 POINCIANA RD |  | Polytube | Yes |  | 2023-04-21 |  | PVC | 1985 | Yes |  | 2023-04-21 |  | Non-lead
044972 | 1074 LABAT LANE |  | Unknown, Non-Lead | Yes |  | 2024-09-06 |  | Unknown, Non-Lead | 1995 | Yes |  | 2024-09-06 |  | Non-lead
044973 | 19052 MAD BOB RD |  | Polytube | Yes |  | 2023-01-13 |  | PVC |  | Yes |  | 2023-01-13 |  | Non-lead
044974 | 245 FRONT ST |  | Ductile Iron | Yes |  | 2022-06-21 |  | Ductile Iron |  | Yes |  | 2022-06-21 |  | Non-lead
044976 | 75437 OVERSEAS HWY |  | Polytube | Yes |  | 2022-07-11 |  | Copper | 1970 | Yes |  | 2022-07-11 |  | Non-lead
044977 | 585 BOYD DR |  | Unknown, Non-Lead | Yes |  | 2020-11-23 |  | Unknown, Non-Lead | 1996 | Yes |  | 2020-11-23 |  | Non-lead
044978 | 179 CORRINE PL |  | Unknown, Non-Lead | Yes |  | 2021-02-03 |  | Unknown, Non-Lead | 1997 | Yes |  | 2021-02-03 |  | Non-lead
044979 | 8-E 65700 OVERSEAS HWY |  | PVC | Yes |  | 2022-06-29 |  | PVC | 1973 | Yes |  | 2022-06-29 |  | Non-lead
044980 | COMMON 65700 OVERSEAS HWY |  | PVC | Yes |  | 2022-06-29 |  | PVC | 1973 | Yes |  | 2022-06-29 |  | Non-lead
044981 | 11 CYPRESS TERR |  | Polytube | Yes |  | 2023-05-03 |  | PVC | 1996 | Yes |  | 2023-05-03 |  | Non-lead
044982 | 162 VENETIAN WAY |  | Unknown, Non-Lead | Yes |  | 2017-03-01 |  | Unknown, Non-Lead | 1996 | Yes |  | 2017-03-01 |  | Non-lead
044983 | 111 OVERSEAS HWY |  | Unknown, Non-Lead | Yes |  | 2024-05-30 |  | Unknown, Non-Lead | 2019 | Yes |  | 2024-05-30 |  | Non-lead
044984 | 27437 MARTINIQUE LN |  | Polytube | Yes |  | 2022-06-02 |  | PVC | 1996 | Yes |  | 2022-06-02 |  | Non-lead
044985 | MASTER TAP 217 FKAA STOCK ISLAND INTERCONNECT |  | Unknown | Yes |  | 2023-03-07 |  | Unknown |  | Yes |  | 2023-03-07 |  | Lead Status Unknown
044986 | 44 PALMETTO DR |  | Unknown, Non-Lead | Yes |  | 2020-05-11 |  | Unknown, Non-Lead | 1996 | Yes |  | 2020-05-11 |  | Non-lead
044987 | 1-F 65700 OVERSEAS HWY |  | PVC | Yes |  | 2022-06-29 |  | PVC | 1973 | Yes |  | 2022-06-29 |  | Non-lead
044988 | 2-F 65700 OVERSEAS HWY |  | PVC | Yes |  | 2022-06-29 |  | PVC | 1973 | Yes |  | 2022-06-29 |  | Non-lead
044989 | 3-F 65700 OVERSEAS HWY |  | PVC | Yes |  | 2022-06-29 |  | PVC | 1973 | Yes |  | 2022-06-29 |  | Non-lead
044990 | 4-F 65700 OVERSEAS HWY |  | PVC | Yes |  | 2022-06-29 |  | PVC | 1973 | Yes |  | 2022-06-29 |  | Non-lead
044991 | UNIT 5 F 65700 OVERSEAS HWY |  | PVC | Yes |  | 2022-06-29 |  | PVC | 1973 | Yes |  | 2022-06-29 |  | Non-lead
044992 | F6 65700 OVERSEAS HWY |  | PVC | Yes |  | 2022-11-03 |  | PVC | 1973 | Yes |  | 2022-11-03 |  | Non-lead
044993 | F-7 65700 OVERSEAS HWY |  | PVC | Yes |  | 2023-10-04 |  | PVC | 1973 | Yes |  | 2023-10-04 |  | Non-lead
044994 | 131 STINGER RD |  | Unknown, Non-Lead | Yes |  | 2021-11-15 |  | Unknown, Non-Lead | 1996 | Yes |  | 2021-11-15 |  | Non-lead
044995 | 95355 OVERSEAS HWY/ US 1 & RD |  | Unknown, Non-Lead | No |  |  |  | Unknown, Non-Lead | 1988 | No |  |  |  | Non-lead
044996 | 120 SEVERINO DR |  | Polytube | Yes |  | 2019-09-17 |  | PVC | 1997 | Yes |  | 2019-09-17 |  | Non-lead
044997 | 130 AREGOOD LN |  | Unknown, Non-Lead | Yes |  | 2024-01-18 |  | Unknown, Non-Lead | 1997 | Yes |  | 2024-01-18 |  | Non-lead
044998 | 417 S COCONUT PALM BLVD |  | Unknown, Non-Lead | Yes |  | 2020-07-20 |  | Unknown, Non-Lead | 1996 | Yes |  | 2020-07-20 |  | Non-lead
044999 | 75751 OVERSEAS HWY |  | Unknown, Non-Lead | Yes |  | 2021-05-14 |  | PVC | 1997 | Yes |  | 2021-05-14 |  | Non-lead
045000 | 92295 OLD STATE RD |  | Polytube | Yes |  | 2022-08-22 |  | PVC | 1996 | Yes |  | 2022-08-22 |  | Non-lead
045001 | 20969 W 5TH AVENUE |  | Unknown, Non-Lead | No |  |  |  | Unknown, Non-Lead | 1996 | No |  |  |  | Non-lead
045002 | 21940 VALENCIA RD |  | Polytube | Yes |  | 2022-12-28 |  | PVC | 1987 | Yes |  | 2022-12-28 |  | Non-lead
045003 | 28465 JOLLY ROGER DR |  | Polytube | Yes |  | 2023-01-23 |  | PVC | 1980 | Yes |  | 2023-01-23 |  | Non-lead
045004 | 21512 ASTURIUS RD |  | Polytube | Yes |  | 2022-11-09 |  | PVC | 1986 | Yes |  | 2022-11-09 |  | Non-lead
045005 | 21700 VALENCIA RD |  | Polytube | Yes |  | 2022-11-15 |  | PVC | 1988 | Yes |  | 2022-11-15 |  | Non-lead
045006 | 172 LE GRAND LANE |  | Unknown, Non-Lead | Yes |  | 2020-10-30 |  | Unknown, Non-Lead | 1996 | Yes |  | 2020-10-30 |  | Non-lead
045007 | L5&B4 29818 TROPICAL TRADER RD |  | Polytube | Yes |  | 2022-12-06 |  | PVC | 1987 | Yes |  | 2022-12-06 |  | Non-lead
045008 | 1498 OVERSEAS HWY |  | Polytube | Yes |  | 2022-11-16 |  | PVC | 1986 | Yes |  | 2022-11-16 |  | Non-lead
045009 | 1203 WESTWARD HO LN |  | Unknown, Non-Lead | Yes |  | 2023-06-15 |  | Unknown, Non-Lead | 2012 | Yes |  | 2023-06-15 |  | Non-lead
045010 | 10870 OVERSEAS Hwy |  | Unknown, Non-Lead | Yes |  | 2021-06-08 |  | Cast Iron | 1996 | Yes |  | 2021-06-08 |  | Unknown
045011 | 65790 OVERSEAS HWY |  | Polytube | Yes |  | 2022-06-30 |  | PVC | 1987 | Yes |  | 2022-06-30 |  | Non-lead
045012 | 108 SANDS LN |  | Polytube | Yes |  | 2022-05-03 |  | PVC | 1997 | Yes |  | 2022-05-03 |  | Non-lead
045013 | 245 FRONT ST |  | Unknown | Yes |  | 2022-06-21 |  | Unknown |  | Yes |  | 2022-06-21 |  | Lead Status Unknown
045014 | 52 MUTINY PL |  | Unknown, Non-Lead | Yes |  | 2019-01-10 |  | PVC | 1996 | Yes |  | 2019-01-10 |  | Non-lead
045015 | 26 BASS AVE |  | Polytube | Yes |  | 2022-06-07 |  | PVC | 2001 | Yes |  | 2022-06-07 |  | Non-lead
045016 | 45 SCHOONER BAY RD |  | Polytube | Yes |  | 2022-07-12 |  | PVC | 1948 | Yes |  | 2022-07-12 |  | Non-lead
045017 | 111 CORAL AVE |  | Unknown, Non-Lead | Yes |  | 2022-03-11 |  | Unknown, Non-Lead | 1997 | Yes |  | 2022-03-11 |  | Non-lead
045018 | 550 AVE A |  | Polytube | Yes |  | 2022-10-17 |  | PVC | 1972 | Yes |  | 2022-10-17 |  | Non-lead
045019 | 29444 FLYING CLOUD AVE |  | Polytube | Yes |  | 2022-11-21 |  | PVC | 1999 | Yes |  | 2022-11-21 |  | Non-lead
045020 | 3745 GUMBO LIMBO ST |  | Unknown, Non-Lead | No |  |  |  | Unknown, Non-Lead | 1996 | No |  |  |  | Non-lead
045021 | 21702 ASTURIAS RD |  | Polytube | Yes |  | 2024-05-02 |  | PVC | 1982 | Yes |  | 2024-05-02 |  | Non-lead
045022 | UNIT 08 3075 FLAGLER AVE |  | Unknown, Non-Lead | No |  |  |  | Unknown, Non-Lead | 1996 | No |  |  |  | Non-lead
045023 | UNIT 09 3075 FLAGLER AVE |  | Unknown, Non-Lead | Yes |  | 2021-03-05 |  | Unknown, Non-Lead | 1996 | Yes |  | 2021-03-05 |  | Non-lead
045024 | UNIT 10 3075 FLAGLER AVE |  | Unknown, Non-Lead | Yes |  | 2024-02-09 |  | Unknown, Non-Lead | 1996 | Yes |  | 2024-02-09 |  | Non-lead
045025 | UNIT 11 3075 FLAGLER AVE |  | Unknown, Non-Lead | No |  |  |  | Unknown, Non-Lead | 1996 | No |  |  |  | Non-lead
045026 | 31147 H AVE |  | Polytube | Yes |  | 2022-05-17 |  | PVC | 1996 | Yes |  | 2022-05-17 |  | Non-lead
045027 | 366 BLACKBEARD RD |  | Unknown, Non-Lead | Yes |  | 2018-02-28 |  | Unknown, Non-Lead | 1996 | Yes |  | 2018-02-28 |  | Non-lead
045028 | 35 EVERGREEN AVE |  | Unknown, Non-Lead | No |  |  |  | Unknown, Non-Lead | 1997 | No |  |  |  | Non-lead
045030 | 143 TOPPINO INDUSTRIAL DR |  | Galvanized | Yes |  | 2022-06-27 |  | Polytube | 2019 | Yes |  | 2022-06-27 |  | Galvanized Requiring Replacement
045031 | IRRIG 8 WHISTLING DUCK POOL/GOLF COUR LN |  | Unknown, Non-Lead | Yes |  | 2018-08-28 |  | Unknown, Non-Lead | 1996 | Yes |  | 2018-08-28 |  | Non-lead
045032 | 21750 VALENCIA RD |  | Polytube | Yes |  | 2022-12-28 |  | PVC | 1976 | Yes |  | 2022-12-28 |  | Non-lead
045033 | 29487 RANGER AVE |  | Unknown, Non-Lead | Yes |  | 2019-01-28 |  | Unknown, Non-Lead | 1996 | Yes |  | 2019-01-28 |  | Non-lead
045034 | 400 COUNTY RD |  | Unknown, Non-Lead | Yes |  | 2023-09-27 |  | Unknown, Non-Lead | 1996 | Yes |  | 2023-09-27 |  | Non-lead
045035 | 28547 JOHN SILVER DR |  | Polytube | Yes |  | 2023-01-24 |  | PVC | 1986 | Yes |  | 2023-01-24 |  | Non-lead
045036 | 1104 VENETIAN BLVD |  | Polytube | Yes |  | 2019-09-23 |  | PVC | 1997 | Yes |  | 2019-09-23 |  | Non-lead
045037 | 1 SUNRISE CAY DR |  | Unknown, Non-Lead | Yes |  | 2024-09-06 |  | PVC | 2009 | Yes |  | 2024-09-06 |  | Non-lead
045038 | 180 VENETIAN WAY |  | Polytube | Yes |  | 2022-08-09 |  | PVC | 1997 | Yes |  | 2022-08-09 |  | Non-lead
045039 | 3 BONEFISH AVE |  | Unknown, Non-Lead | Yes |  | 2020-09-25 |  | PVC | 1996 | Yes |  | 2020-09-25 |  | Non-lead
045040 | 320 MAHOGANY DR |  | Polytube | Yes |  | 2022-08-02 |  | PVC | 1997 | Yes |  | 2022-08-02 |  | Non-lead
045041 | 117 COCONUT LN |  | Unknown, Non-Lead | Yes |  | 2020-12-14 |  | PVC | 1996 | Yes |  | 2020-12-14 |  | Non-lead
045042 | 107 S ROLLING HILL RD |  | Unknown, Non-Lead | Yes |  | 2018-11-21 |  | Unknown, Non-Lead | 1996 | Yes |  | 2018-11-21 |  | Non-lead
045043 | 34 PIGEON DR |  | Unknown, Non-Lead | Yes |  | 2021-11-03 |  | PVC | 1991 | Yes |  | 2021-11-03 |  | Non-lead
045044 | 112 VENETIAN DR |  | Unknown, Non-Lead | Yes |  | 2020-03-18 |  | Unknown, Non-Lead | 1997 | Yes |  | 2020-03-18 |  | Non-lead
045045 | 122 REDWING RD |  | Polytube | Yes |  | 2022-06-09 |  | PVC | 1987 | Yes |  | 2022-06-09 |  | Non-lead
045046 | 21732 ASTURIUS RD |  | Polytube | Yes |  | 2024-08-30 |  | PVC | 1985 | Yes |  | 2024-08-30 |  | Non-lead
045047 | 21693 VALENCIA RD |  | Unknown, Non-Lead | Yes |  | 2019-06-26 |  | PVC | 1990 | Yes |  | 2019-06-26 |  | Non-lead
045048 | 27375 BARBUDA LN |  | Unknown, Non-Lead | Yes |  | 2023-10-17 |  | Unknown, Non-Lead | 1993 | Yes |  | 2023-10-17 |  | Non-lead
045050 | 27365 BARBUDA LANE |  | Unknown, Non-Lead | Yes |  | 2022-06-13 |  | Unknown, Non-Lead | 1996 | Yes |  | 2022-06-13 |  | Non-lead
045051 | 5305 OCEAN TER |  | Polytube | Yes |  | 2023-05-08 |  | PVC | 1996 | Yes |  | 2023-05-08 |  | Non-lead
045052 | 13369 OVERSEAS HWY |  | Unknown, Non-Lead | Yes |  | 2020-04-23 |  | PVC | 1997 | Yes |  | 2020-04-23 |  | Non-lead
045053 | 370 E OCEAN LS DR |  | Unknown, Non-Lead | Yes |  | 2021-06-07 |  | PVC | 1992 | Yes |  | 2021-06-07 |  | Non-lead
045054 | 363 INDIES RD |  | Polytube | Yes |  | 2024-01-25 |  | PVC | 1983 | Yes |  | 2024-01-25 |  | Non-lead
045055 | 124 GULFSIDE DR |  | Unknown, Non-Lead | Yes |  | 2021-03-04 |  | Unknown, Non-Lead | 1999 | Yes |  | 2021-03-04 |  | Non-lead
045056 | 254 AZALEA ST |  | Polytube | Yes |  | 2022-05-31 |  | PVC | 2000 | Yes |  | 2022-05-31 |  | Non-lead
045057 | 76 MARINA AVE |  | Unknown, Non-Lead | Yes |  | 2018-06-21 |  | Unknown, Non-Lead | 1996 | Yes |  | 2018-06-21 |  | Non-lead
045058 | 114 FIRST ST |  | Polytube | Yes |  | 2023-12-04 |  | PVC | 1986 | Yes |  | 2023-12-04 |  | Non-lead
045059 | 109 SOUTH DR |  | Unknown, Non-Lead | Yes |  | 2022-02-16 |  | PVC | 1997 | Yes |  | 2022-02-16 |  | Non-lead
045060 | 17259 OLEANDER LN |  | Unknown, Non-Lead | Yes |  | 2020-01-23 |  | Unknown, Non-Lead | 1996 | Yes |  | 2020-01-23 |  | Non-lead
045061 | LT CB 30555 17TH ST |  | Polytube | Yes |  | 2022-11-14 |  | PVC | 1979 | Yes |  | 2022-11-14 |  | Non-lead
045062 | 22817 PRIVATEER DR |  | Polytube | Yes |  | 2022-12-28 |  | PVC | 1985 | Yes |  | 2022-12-28 |  | Non-lead
045063 | 382 BROWN DR |  | Unknown, Non-Lead | Yes |  | 2022-03-17 |  | Unknown, Non-Lead | 1996 | Yes |  | 2022-03-17 |  | Non-lead
045064 | 30350 OLEANDER LT 7 BL BLVD |  | Unknown, Non-Lead | Yes |  | 2017-04-20 |  | Unknown, Non-Lead | 1996 | Yes |  | 2017-04-20 |  | Non-lead
045065 | 16760 CYPRESS RD |  | Polytube | Yes |  | 2022-07-01 |  | PVC | 1996 | Yes |  | 2022-07-01 |  | Non-lead
045066 | L12 27389 ST VINCENT LN |  | Unknown, Non-Lead | No |  |  |  | Unknown, Non-Lead | 1996 | No |  |  |  | Non-lead
045067 | WEST 17153 BUTTONWOOD DR |  | Unknown, Non-Lead | Yes |  | 2024-05-20 |  | Unknown, Non-Lead | 1998 | Yes |  | 2024-05-20 |  | Non-lead
045068 | 360 E OCEAN (RS) DR |  | Polytube | Yes |  | 2023-06-07 |  | PVC | 1986 | Yes |  | 2023-06-07 |  | Non-lead
045069 | 600 WEST OCEAN (PARK DR |  | Polytube | Yes |  | 2023-08-23 |  | PVC | 1958 | Yes |  | 2023-08-23 |  | Non-lead
045070 | 804 CORTE DEL SOL |  | Unknown, Non-Lead | Yes |  | 2020-06-24 |  | Unknown, Non-Lead | 2001 | Yes |  | 2020-06-24 |  | Non-lead
045071 | 3944 MARY V RD |  | Unknown, Non-Lead | Yes |  | 2017-07-05 |  | Unknown, Non-Lead | 1989 | Yes |  | 2017-07-05 |  | Non-lead
045072 | 146 VENETIAN WAY |  | Unknown, Non-Lead | Yes |  | 2021-03-31 |  | Unknown, Non-Lead | 1996 | Yes |  | 2021-03-31 |  | Non-lead
045073 | 14 AVENUE F |  | Polytube | Yes |  | 2022-10-22 |  | PVC | 1976 | Yes |  | 2022-10-22 |  | Non-lead
045074 | E 17226 BONITA LN |  | Unknown, Non-Lead | Yes |  | 2019-01-31 |  | Unknown, Non-Lead | 1997 | Yes |  | 2019-01-31 |  | Non-lead
045075 | 27304 GUADALOUPE LANE |  | Polytube | Yes |  | 2024-09-05 |  | PVC | 1996 | Yes |  | 2024-09-05 |  | Non-lead
045076 | 54 FRONT ST |  | Polytube | Yes |  | 2024-10-03 |  | PVC | 1991 | Yes |  | 2024-10-03 |  | Non-lead
045077 | 15760 OLD STATE RD |  | Polytube | Yes |  | 2022-08-17 |  | PVC | 1976 | Yes |  | 2022-08-17 |  | Non-lead
045078 | 2 KINGFISHER LN |  | Unknown, Non-Lead | Yes |  | 2024-04-22 |  | Unknown, Non-Lead | 1996 | Yes |  | 2024-04-22 |  | Non-lead
045079 | 4 KINGFISHER LN |  | Unknown, Non-Lead | Yes |  | 2022-05-27 |  | PVC | 1996 | Yes |  | 2022-05-27 |  | Non-lead
045080 | 24 GOLF CLUB DR |  | Unknown, Non-Lead | Yes |  | 2022-06-29 |  | PVC | 1996 | Yes |  | 2022-06-29 |  | Non-lead
045081 | 26 GOLF CLUB DR |  | Unknown, Non-Lead | Yes |  | 2020-08-31 |  | Unknown, Non-Lead | 1996 | Yes |  | 2020-08-31 |  | Non-lead
045082 | 28 GOLF CLUB DR |  | Unknown, Non-Lead | No |  |  |  | Unknown, Non-Lead | 1996 | No |  |  |  | Non-lead
045083 | 30 GOLF CLUB DRIVE |  | Polytube | Yes |  | 2022-11-30 |  | PVC | 1996 | Yes |  | 2022-11-30 |  | Non-lead
045084 | 32 GOLF CLUB DR |  | Copper | Yes |  | 2023-04-03 |  | PVC | 1996 | Yes |  | 2023-04-03 |  | Non-lead
045085 | 34 GOLF CLUB DRIVE |  | Unknown, Non-Lead | No |  |  |  | Unknown, Non-Lead | 1996 | No |  |  |  | Non-lead
045086 | 8 KINGFISHER LN |  | Unknown, Non-Lead | Yes |  | 2023-04-28 |  | Unknown, Non-Lead | 1996 | Yes |  | 2023-04-28 |  | Non-lead
045087 | 10 KINGFISHER LN |  | Unknown, Non-Lead | No |  |  |  | Unknown, Non-Lead | 1996 | No |  |  |  | Non-lead
045088 | 13 KINGFISHER LN |  | Unknown, Non-Lead | No |  |  |  | Unknown, Non-Lead | 1996 | No |  |  |  | Non-lead
045089 | 15 KINGFISHER LN |  | Unknown, Non-Lead | Yes |  | 2018-06-25 |  | PVC | 1996 | Yes |  | 2018-06-25 |  | Non-lead
045090 | 18 KINGFISHER LN |  | Unknown, Non-Lead | No |  |  |  | Unknown, Non-Lead | 1996 | No |  |  |  | Non-lead
045091 | 20 KINGFISHER LN |  | Unknown, Non-Lead | No |  |  |  | Unknown, Non-Lead | 1996 | No |  |  |  | Non-lead
045092 | 8 WHISTLING DUCK LN |  | Unknown, Non-Lead | Yes |  | 2024-08-30 |  | Unknown, Non-Lead | 1996 | Yes |  | 2024-08-30 |  | Non-lead
045093 | 16 GOLF CLUB DR |  | Unknown, Non-Lead | Yes |  | 2021-08-27 |  | Unknown, Non-Lead | 1996 | Yes |  | 2021-08-27 |  | Non-lead
045094 | 18 GOLF CLUB DR |  | Unknown, Non-Lead | Yes |  | 2021-03-05 |  | PVC | 1996 | Yes |  | 2021-03-05 |  | Non-lead
045095 | 20 GOLF CLUB DR |  | Polytube | Yes |  | 2022-07-28 |  | PVC | 1996 | Yes |  | 2022-07-28 |  | Non-lead
045096 | 22 GOLF CLUB DR |  | Unknown, Non-Lead | Yes |  | 2024-09-27 |  | Unknown, Non-Lead | 1996 | Yes |  | 2024-09-27 |  | Non-lead
045097 | 6 KINGFISHER LN |  | Unknown, Non-Lead | Yes |  | 2020-04-28 |  | Unknown, Non-Lead | 1996 | Yes |  | 2020-04-28 |  | Non-lead
045098 | 12 KINGFISHER LN |  | Unknown, Non-Lead | Yes |  | 2018-12-28 |  | Unknown, Non-Lead | 1996 | Yes |  | 2018-12-28 |  | Non-lead
045099 | 14 KINGFISHER LN |  | Unknown, Non-Lead | Yes |  | 2023-09-05 |  | PVC | 1996 | Yes |  | 2023-09-05 |  | Non-lead
045100 | 16 KINGFISHER LN |  | Unknown, Non-Lead | No |  |  |  | Unknown, Non-Lead | 1996 | No |  |  |  | Non-lead
045101 | 17 KINGFISHER LN |  | Unknown, Non-Lead | No |  |  |  | Unknown, Non-Lead | 1996 | No |  |  |  | Non-lead
045102 | 19 KINGFISHER LN |  | Unknown, Non-Lead | No |  |  |  | Unknown, Non-Lead | 1996 | No |  |  |  | Non-lead
045103 | 21 KINGFISHER LN |  | Unknown, Non-Lead | Yes |  | 2023-06-02 |  | PVC | 1996 | Yes |  | 2023-06-02 |  | Non-lead
045104 | 23 KINGFISHER LN |  | Unknown, Non-Lead | No |  |  |  | Unknown, Non-Lead | 1996 | No |  |  |  | Non-lead
045105 | 25 KINGFISHER LN |  | Polytube | Yes |  | 2024-09-27 |  | PVC | 1996 | Yes |  | 2024-09-27 |  | Non-lead
045106 | 27 KINGFISHER LN |  | Unknown, Non-Lead | Yes |  | 2019-02-05 |  | Unknown, Non-Lead | 1996 | Yes |  | 2019-02-05 |  | Non-lead
045107 | 29 KINGFISHER LN |  | Polytube | Yes |  | 2024-02-29 |  | PVC | 1996 | Yes |  | 2024-02-29 |  | Non-lead
045108 | 31 KINGFISHER LN |  | Unknown, Non-Lead | No |  |  |  | Unknown, Non-Lead | 1996 | No |  |  |  | Non-lead
045109 | 31131 AVENUE I |  | Copper | Yes |  | 2022-11-04 |  | PVC | 1996 | Yes |  | 2022-11-04 |  | Non-lead
045110 | 21791 ASTURIAS RD |  | Polytube | Yes |  | 2024-06-28 |  | PVC | 1977 | Yes |  | 2024-06-28 |  | Non-lead
045111 | 1371 W SHORE DR |  | Polytube | Yes |  | 2022-12-15 |  | PVC | 1987 | Yes |  | 2022-12-15 |  | Non-lead
045112 | 421 W INDIES DR |  | Unknown, Non-Lead | No |  |  |  | Unknown, Non-Lead | 1996 | No |  |  |  | Non-lead
045113 | 111 CALOOSA ST |  | Unknown, Non-Lead | Yes |  | 2018-07-24 |  | Unknown, Non-Lead | 1997 | Yes |  | 2018-07-24 |  | Non-lead
045114 | 115 CALOOSA ST |  | Polytube | Yes |  | 2022-06-03 |  | PVC | 1970 | Yes |  | 2022-06-03 |  | Non-lead
045115 | 179 IROQUOIS DR |  | Unknown, Non-Lead | Yes |  | 2021-06-18 |  | Unknown, Non-Lead | 1997 | Yes |  | 2021-06-18 |  | Non-lead
045116 | 50 ISLAND DR |  | Unknown, Non-Lead | No |  |  |  | Unknown, Non-Lead | 1997 | No |  |  |  | Non-lead
045117 | 154 ATLANTIC AVE |  | Unknown, Non-Lead | Yes |  | 2021-11-24 |  | Unknown, Non-Lead | 1997 | Yes |  | 2021-11-24 |  | Non-lead
045118 | AVE 421 F |  | Unknown, Non-Lead | Yes |  | 2017-02-24 |  | Unknown, Non-Lead | 1993 | Yes |  | 2017-02-24 |  | Non-lead
045119 | SMALL POOL 1 WHISTLING DUCK LN |  | Unknown, Non-Lead | Yes |  | 2022-09-19 |  | Unknown, Non-Lead | 1996 | Yes |  | 2022-09-19 |  | Non-lead
045120 | 73 COCO PLUM DR |  | Unknown, Non-Lead | Yes |  | 2023-10-03 |  | Unknown, Non-Lead | 1998 | Yes |  | 2023-10-03 |  | Non-lead
045121 | BLDG 1 115 COCO PLUM DR |  | Unknown, Non-Lead | Yes |  | 2022-02-14 |  | Unknown, Non-Lead | 1996 | Yes |  | 2022-02-14 |  | Non-lead
045122 | 3695 GULFSTREAM ST |  | Unknown, Non-Lead | Yes |  | 2023-07-24 |  | PVC | 1996 | Yes |  | 2023-07-24 |  | Non-lead
045123 | CARWASH 9000 9400 OVERSEAS HWY |  | Unknown, Non-Lead | Yes |  | 2019-08-14 |  | Unknown, Non-Lead | 1995 | Yes |  | 2019-08-14 |  | Non-lead
045125 | UNIT 501 3201 FLAGLER AVE |  | Unknown, Non-Lead | Yes |  | 2022-10-06 |  | Unknown, Non-Lead | 1997 | Yes |  | 2022-10-06 |  | Non-lead
045141 | UNIT 607 3201 FLAGLER AVE |  | Unknown, Non-Lead | No |  |  |  | Unknown, Non-Lead | 1997 | No |  |  |  | Non-lead
045149 | 21859 DISTURBED PINE RD |  | Polytube | Yes |  | 2022-12-28 |  | PVC | 1987 | Yes |  | 2022-12-28 |  | Non-lead
045150 | 450 LA FITTE RD |  | Polytube | Yes |  | 2022-06-27 |  | PVC | 1977 | Yes |  | 2022-06-27 |  | Non-lead
045151 | 122 F AVE |  | Unknown, Non-Lead | No |  |  |  | Unknown, Non-Lead | 1998 | No |  |  |  | Non-lead
045152 | #L176 312 ADMIRALS LN |  | Unknown, Non-Lead | Yes |  | 2021-01-28 |  | Unknown, Non-Lead | 1999 | Yes |  | 2021-01-28 |  | Non-lead
045153 | APT REAR 1412 LAIRD ST |  | Polytube | Yes |  | 2022-09-23 |  | PVC | 1954 | Yes |  | 2022-09-23 |  | Non-lead
045154 | UNIT 22 3075 FLAGLER AVE |  | Unknown, Non-Lead | Yes |  | 2018-08-27 |  | PVC | 1996 | Yes |  | 2018-08-27 |  | Non-lead
045155 | UNIT 23 3075 FLAGLER AVE |  | Unknown, Non-Lead | Yes |  | 2020-05-26 |  | Unknown, Non-Lead | 1996 | Yes |  | 2020-05-26 |  | Non-lead
045156 | UNIT 24 3075 FLAGLER AVE |  | Unknown, Non-Lead | No |  |  |  | Unknown, Non-Lead | 1996 | No |  |  |  | Non-lead
045157 | UNIT 25 3075 FLAGLER AVE |  | Unknown, Non-Lead | Yes |  | 2019-08-14 |  | Unknown, Non-Lead | 1996 | Yes |  | 2019-08-14 |  | Non-lead
045158 | UNIT 26 3075 FLAGLER AVE |  | Unknown, Non-Lead | No |  |  |  | Unknown, Non-Lead | 1996 | No |  |  |  | Non-lead
045159 | UNIT W101 1901 S ROOSEVELT BLVD |  | PVC | Yes |  | 2022-06-23 |  | PVC | 1984 | Yes |  | 2022-06-23 |  | Non-lead
045160 | UNIT W102 1901 S ROOSEVELT BLVD |  | PVC | Yes |  | 2022-06-23 |  | PVC | 1984 | Yes |  | 2022-06-23 |  | Non-lead
045161 | UNIT W103 1901 S ROOSEVELT BLVD |  | PVC | Yes |  | 2022-06-23 |  | PVC | 1984 | Yes |  | 2022-06-23 |  | Non-lead
045162 | UNIT W104 1901 S ROOSEVELT BLVD |  | PVC | Yes |  | 2024-08-22 |  | PVC | 1984 | Yes |  | 2024-08-22 |  | Non-lead
045163 | UNIT W105 1901 S ROOSEVELT BLVD |  | PVC | Yes |  | 2022-07-01 |  | PVC | 1984 | Yes |  | 2022-07-01 |  | Non-lead
045164 | UNIT W106 1901 S ROOSEVELT BLVD |  | PVC | Yes |  | 2023-04-18 |  | PVC | 1984 | Yes |  | 2023-04-18 |  | Non-lead
045165 | UNIT W107 1901 S ROOSEVELT BLVD |  | PVC | Yes |  | 2022-06-30 |  | PVC | 1984 | Yes |  | 2022-06-30 |  | Non-lead
045166 | UNIT W108 1901 S ROOSEVELT BLVD |  | PVC | Yes |  | 2022-06-23 |  | PVC | 1984 | Yes |  | 2022-06-23 |  | Non-lead
045167 | UNIT W109 1901 S ROOSEVELT BLVD |  | PVC | Yes |  | 2023-08-10 |  | PVC | 1984 | Yes |  | 2023-08-10 |  | Non-lead
045168 | UNIT W110 1901 S ROOSEVELT BLVD |  | PVC | Yes |  | 2022-06-23 |  | PVC | 1984 | Yes |  | 2022-06-23 |  | Non-lead
045169 | UNIT W201 1901 S ROOSEVELT BLVD |  | PVC | Yes |  | 2022-06-23 |  | PVC | 1984 | Yes |  | 2022-06-23 |  | Non-lead
045170 | UNIT W202 1901 S ROOSEVELT BLVD |  | PVC | Yes |  | 2022-06-23 |  | PVC | 1984 | Yes |  | 2022-06-23 |  | Non-lead
045171 | UNIT W203 1901 S ROOSEVELT BLVD |  | PVC | Yes |  | 2022-06-23 |  | PVC | 1984 | Yes |  | 2022-06-23 |  | Non-lead
045172 | UNIT W204 1901 S ROOSEVELT BLVD |  | PVC | Yes |  | 2022-06-23 |  | PVC | 1984 | Yes |  | 2022-06-23 |  | Non-lead
045173 | UNIT W205 1901 S ROOSEVELT BLVD |  | PVC | Yes |  | 2022-06-29 |  | PVC | 1984 | Yes |  | 2022-06-29 |  | Non-lead
045174 | UNIT W206 1901 S ROOSEVELT BLVD |  | PVC | Yes |  | 2022-06-23 |  | PVC | 1984 | Yes |  | 2022-06-23 |  | Non-lead
045175 | UNIT W207 1901 S ROOSEVELT BLVD |  | PVC | Yes |  | 2022-06-23 |  | PVC | 1984 | Yes |  | 2022-06-23 |  | Non-lead
045176 | UNIT W208 1901 S ROOSEVELT BLVD |  | PVC | Yes |  | 2022-06-30 |  | PVC | 1984 | Yes |  | 2022-06-30 |  | Non-lead
045177 | UNIT W209 1901 S ROOSEVELT BLVD |  | PVC | Yes |  | 2022-05-26 |  | PVC | 1984 | Yes |  | 2022-05-26 |  | Non-lead
045178 | UNIT W210 1901 S ROOSEVELT BLVD |  | pvc | Yes |  | 2022-06-23 |  | pvc | 1984 | Yes |  | 2022-06-23 |  | Non-lead
045179 | UNIT W301 1901 S ROOSEVELT BLVD |  | PVC | Yes |  | 2022-06-23 |  | PVC | 1984 | Yes |  | 2022-06-23 |  | Non-lead
045180 | UNIT W302 1901 S ROOSEVELT BLVD |  | PVC | Yes |  | 2023-10-20 |  | PVC | 1984 | Yes |  | 2023-10-20 |  | Non-lead
045181 | UNIT W303 1901 S ROOSEVELT BLVD |  | PVC | Yes |  | 2022-06-23 |  | PVC | 1984 | Yes |  | 2022-06-23 |  | Non-lead
045182 | UNIT W304 1901 S ROOSEVELT BLVD |  | PVC | Yes |  | 2022-06-29 |  | PVC | 1984 | Yes |  | 2022-06-29 |  | Non-lead
045183 | UNIT W305 1901 S ROOSEVELT BLVD |  | PVC | Yes |  | 2023-10-19 |  | PVC | 1984 | Yes |  | 2023-10-19 |  | Non-lead
045184 | UNIT W306 1901 S ROOSEVELT BLVD |  | PVC | Yes |  | 2022-07-28 |  | PVC | 1984 | Yes |  | 2022-07-28 |  | Non-lead
045185 | UNIT W307 1901 S ROOSEVELT BLVD |  | PVC | Yes |  | 2023-06-02 |  | PVC | 1984 | Yes |  | 2023-06-02 |  | Non-lead
045186 | UNIT W308 1901 S ROOSEVELT BLVD |  | PVC | Yes |  | 2022-06-30 |  | PVC | 1984 | Yes |  | 2022-06-30 |  | Non-lead
045187 | UNIT W309 1901 S ROOSEVELT BLVD |  | PVC | Yes |  | 2022-06-22 |  | PVC | 1984 | Yes |  | 2022-06-22 |  | Non-lead
045188 | UNIT W310 1901 S ROOSEVELT BLVD |  | PVC | Yes |  | 2024-02-27 |  | PVC | 1984 | Yes |  | 2024-02-27 |  | Non-lead
045189 | UNIT W401 1901 S ROOSEVELT BLVD |  | PVC | Yes |  | 2024-08-22 |  | PVC | 1984 | Yes |  | 2024-08-22 |  | Non-lead
045190 | UNIT W402 1901 S ROOSEVELT BLVD |  | PVC | Yes |  | 2022-06-23 |  | PVC | 1984 | Yes |  | 2022-06-23 |  | Non-lead
045191 | UNIT W403 1901 S ROOSEVELT BLVD |  | PVC | Yes |  | 2022-06-23 |  | PVC | 1984 | Yes |  | 2022-06-23 |  | Non-lead
045192 | UNIT W404 1901 S ROOSEVELT BLVD |  | Polytube | Yes |  | 2022-06-09 |  | PVC | 1984 | Yes |  | 2022-06-09 |  | Non-lead
045193 | UNIT W405 1901 S ROOSEVELT BLVD |  | PVC | Yes |  | 2022-06-23 |  | PVC | 1984 | Yes |  | 2022-06-23 |  | Non-lead
045194 | UNIT W406 1901 S ROOSEVELT BLVD |  | PVC | Yes |  | 2022-06-23 |  | PVC | 1984 | Yes |  | 2022-06-23 |  | Non-lead
045195 | UNIT W407 1901 S ROOSEVELT BLVD |  | PVC | Yes |  | 2022-06-30 |  | PVC | 1984 | Yes |  | 2022-06-30 |  | Non-lead
045196 | UNIT W408 1901 S ROOSEVELT BLVD |  | PVC | Yes |  | 2023-10-16 |  | PVC | 1984 | Yes |  | 2023-10-16 |  | Non-lead
045197 | UNIT W409 1901 S ROOSEVELT BLVD |  | PVC | Yes |  | 2022-06-27 |  | PVC | 1984 | Yes |  | 2022-06-27 |  | Non-lead
045198 | UNIT W410 1901 S ROOSEVELT BLVD |  | PVC | Yes |  | 2022-06-29 |  | PVC | 1984 | Yes |  | 2022-06-29 |  | Non-lead
045199 | 17 EVERGREEN AVE |  | Unknown, Non-Lead | Yes |  | 2017-08-30 |  | PVC | 1996 | Yes |  | 2017-08-30 |  | Non-lead
045200 | 1016 FERN AVE |  | Unknown, Non-Lead | Yes |  | 2023-05-22 |  | Unknown, Non-Lead | 1996 | Yes |  | 2023-05-22 |  | Non-lead
045201 | 22966 OVERSEAS HWY |  | Polytube | Yes |  | 2022-12-28 |  | PVC | 1986 | Yes |  | 2022-12-28 |  | Non-lead
045202 | 314 PALM AVE |  | Unknown, Non-Lead | Yes |  | 2021-07-22 |  | Unknown, Non-Lead | 1990 | Yes |  | 2021-07-22 |  | Non-lead
045203 | 24 S BLACKWATER LN |  | Unknown, Non-Lead | Yes |  | 2018-04-03 |  | Unknown, Non-Lead | 1995 | Yes |  | 2018-04-03 |  | Non-lead
045204 | 408 SUNSHINE BLVD |  | Unknown, Non-Lead | No |  |  |  | Unknown, Non-Lead | 1999 | No |  |  |  | Non-lead
045205 | 298 SOUTH DR |  | Unknown, Non-Lead | Yes |  | 2021-06-14 |  | PVC | 1997 | Yes |  | 2021-06-14 |  | Non-lead
045206 | 806 BLUE HERON LN |  | Unknown, Non-Lead | No |  |  |  | Unknown, Non-Lead | 1997 | No |  |  |  | Non-lead
045207 | 29441 FORRESTAL AVE |  | Unknown, Non-Lead | No |  |  |  | Unknown, Non-Lead | 1996 | No |  |  |  | Non-lead
045208 | 31041 AVE F |  | Unknown, Non-Lead | No |  |  |  | Unknown, Non-Lead | 1996 | No |  |  |  | Non-lead
045209 | APT 1 5582 FIRST AVE |  | Polytube | Yes |  | 2023-03-10 |  | PVC | 1960 | Yes |  | 2023-03-10 |  | Non-lead
045210 | 5582 FIRST AVE |  | Unknown, Non-Lead | Yes |  | 2018-03-02 |  | PVC | 2018 | Yes |  | 2018-03-02 |  | Non-lead
045211 | MM 8.5 US 1 HWY |  | PVC | Yes |  | 2022-11-21 |  | PVC | 1967 | Yes |  | 2022-11-21 |  | Non-lead
045212 | 818 EATON ST |  | Polytube | Yes |  | 2023-02-16 |  | PVC | 1930 | Yes |  | 2023-02-16 |  | Non-lead
045213 | 31139 AVENUE H |  | Polytube | Yes |  | 2024-08-23 |  | PVC | 1996 | Yes |  | 2024-08-23 |  | Non-lead
045214 | 1115 SOUTH ST |  | Unknown, Non-Lead | No |  |  |  | Unknown, Non-Lead | 1996 | No |  |  |  | Non-lead
045215 | 7 EVERGREEN AVE |  | Unknown, Non-Lead | No |  |  |  | Unknown, Non-Lead | 1995 | No |  |  |  | Non-lead
045216 | 3624 TREASURE ISLAND ST |  | Unknown, Non-Lead | Yes |  | 2024-04-22 |  | PVC | 1996 | Yes |  | 2024-04-22 |  | Non-lead
045217 | IRRIGATION GOLF CLB& KINGFISHER LN |  | Polytube | Yes |  | 2022-09-29 |  | PVC | 1996 | Yes |  | 2022-09-29 |  | Non-lead
045218 | 156 SEA LANE |  | Polytube | Yes |  | 2023-03-20 |  | PVC | 1996 | Yes |  | 2023-03-20 |  | Non-lead
045219 | 101 BUENA VISTA CT |  | Unknown, Non-Lead | Yes |  | 2018-10-18 |  | Unknown, Non-Lead | 1996 | Yes |  | 2018-10-18 |  | Non-lead
045220 | 153 PACIFIC AVE |  | Unknown, Non-Lead | No |  |  |  | Unknown, Non-Lead | 1990 | No |  |  |  | Non-lead
045221 | 115 MOHAWK ST |  | Unknown, Non-Lead | Yes |  | 2021-07-30 |  | PVC | 1996 | Yes |  | 2021-07-30 |  | Non-lead
045222 | 41 BASS AVE |  | Unknown, Non-Lead | No |  |  |  | Unknown, Non-Lead | 1996 | No |  |  |  | Non-lead
045223 | 34 E SECOND ST |  | Unknown, Non-Lead | No |  |  |  | Unknown, Non-Lead | 1997 | No |  |  |  | Non-lead
045224 | UNIT 1 19 GOLF CLUB DR |  | Unknown, Non-Lead | Yes |  | 2022-06-01 |  | PVC | 1996 | Yes |  | 2022-06-01 |  | Non-lead
045225 | UNIT 2 19 GOLF CLUB DR |  | Unknown, Non-Lead | No |  |  |  | Unknown, Non-Lead | 1996 | No |  |  |  | Non-lead
045226 | 54 GOLF CLUB DRIVE |  | Unknown, Non-Lead | Yes |  | 2024-08-14 |  | Unknown, Non-Lead | 1996 | Yes |  | 2024-08-14 |  | Non-lead
045227 | 56 GOLF CLUB DR |  | Unknown, Non-Lead | Yes |  | 2021-03-17 |  | Unknown, Non-Lead | 1996 | Yes |  | 2021-03-17 |  | Non-lead
045228 | 97 GOLF CLUB DR |  | Unknown, Non-Lead | Yes |  | 2021-08-30 |  | Unknown, Non-Lead | 1996 | Yes |  | 2021-08-30 |  | Non-lead
045229 | 99 GOLF CLUB DRIVE |  | Unknown, Non-Lead | No |  |  |  | Unknown, Non-Lead | 1996 | No |  |  |  | Non-lead
045230 | 101 GOLF CLUB DR |  | Unknown, Non-Lead | Yes |  | 2020-03-04 |  | Unknown, Non-Lead | 1996 | Yes |  | 2020-03-04 |  | Non-lead
045231 | 103 GOLF CLUB DRIVE |  | Unknown, Non-Lead | No |  |  |  | Unknown, Non-Lead | 1996 | No |  |  |  | Non-lead
045232 | 105 GOLF CLUB DR |  | Polytube | Yes |  | 2022-08-24 |  | PVC | 1996 | Yes |  | 2022-08-24 |  | Non-lead
045233 | 107 GOLF CLUB DR |  | Unknown, Non-Lead | No |  |  |  | Unknown, Non-Lead | 1996 | No |  |  |  | Non-lead
045234 | 109 GOLF CLUB DRIVE |  | Unknown, Non-Lead | Yes |  | 2019-03-31 |  | Unknown, Non-Lead | 1996 | Yes |  | 2019-03-31 |  | Non-lead
045235 | 111 GOLF CLUB DR |  | Polytube | Yes |  | 2022-07-28 |  | PVC | 1996 | Yes |  | 2022-07-28 |  | Non-lead
045236 | 113 GOLF CLUB DR |  | Unknown, Non-Lead | Yes |  | 2020-07-09 |  | Unknown, Non-Lead | 1996 | Yes |  | 2020-07-09 |  | Non-lead
045237 | 115 GOLF CLUB DR |  | Unknown, Non-Lead | No |  |  |  | Unknown, Non-Lead | 1996 | No |  |  |  | Non-lead
045238 | 117 GOLF CLUB DR |  | Unknown, Non-Lead | Yes |  | 2022-03-31 |  | Unknown, Non-Lead | 1996 | Yes |  | 2022-03-31 |  | Non-lead
045239 | 119 GOLF CLUB DR |  | Unknown, Non-Lead | Yes |  | 2020-08-03 |  | Unknown, Non-Lead | 1996 | Yes |  | 2020-08-03 |  | Non-lead
045240 | 121 GOLF CLUB DRIVE |  | Unknown, Non-Lead | No |  |  |  | Unknown, Non-Lead | 1996 | No |  |  |  | Non-lead
045241 | 123 GOLF CLUB DRIVE |  | Unknown, Non-Lead | No |  |  |  | Unknown, Non-Lead | 1996 | No |  |  |  | Non-lead
045242 | 125 GOLF CLUB DRIVE |  | Unknown, Non-Lead | No |  |  |  | Unknown, Non-Lead | 1996 | No |  |  |  | Non-lead
045243 | 127 GOLF CLUB DR |  | Unknown, Non-Lead | Yes |  | 2017-06-28 |  | Unknown, Non-Lead | 1996 | Yes |  | 2017-06-28 |  | Non-lead
045244 | 129 GOLF CLUB DR |  | Unknown, Non-Lead | Yes |  | 2019-12-31 |  | Unknown, Non-Lead | 1996 | Yes |  | 2019-12-31 |  | Non-lead
045245 | 131 GOLF CLUB DR |  | Polytube | Yes |  | 2023-04-20 |  | PVC | 1996 | Yes |  | 2023-04-20 |  | Non-lead
045246 | 133 GOLF CLUB DR |  | Polytube | Yes |  | 2024-10-02 |  | PVC | 1996 | Yes |  | 2024-10-02 |  | Non-lead
045247 | 135 GOLF CLUB DR |  | Unknown, Non-Lead | Yes |  | 2024-09-12 |  | Unknown, Non-Lead | 1996 | Yes |  | 2024-09-12 |  | Non-lead
045249 | LOT 007 1571 OVERSEAS HWY |  | PVC | Yes |  | 2022-11-18 |  | PVC | 1952 | Yes |  | 2022-11-18 |  | Non-lead
045250 | 3737 POINCIANA ST |  | Unknown, Non-Lead | No |  |  |  | Unknown, Non-Lead | 1996 | No |  |  |  | Non-lead
045251 | REAR 12701 OVERSEAS HWY |  | Polytube | Yes |  | 2024-03-28 |  | PVC | 1990 | Yes |  | 2024-03-28 |  | Non-lead
045252 | 311 STIRRUP KEY BLVD |  | Polytube | Yes |  | 2023-01-23 |  | PVC | 1997 | Yes |  | 2023-01-23 |  | Non-lead
045253 | 21652 ASTURIAS RD |  | Polytube | Yes |  | 2022-11-09 |  | PVC | 1986 | Yes |  | 2022-11-09 |  | Non-lead
045254 | 3727 POINCIANA ST |  | Polytube | Yes |  | 2023-01-11 |  | PVC | 1980 | Yes |  | 2023-01-11 |  | Non-lead
045255 | 6 CENTER LN |  | Unknown, Non-Lead | Yes |  | 2017-03-08 |  | Unknown, Non-Lead | 1996 | Yes |  | 2017-03-08 |  | Non-lead
045256 | 155 ATLANTIC AVE |  | Unknown, Non-Lead | Yes |  | 2020-08-13 |  | Unknown, Non-Lead | 1996 | Yes |  | 2020-08-13 |  | Non-lead
045257 | RE 003892 SUNSET DR |  | Polytube | Yes |  | 2022-06-30 |  | PVC | 1959 | Yes |  | 2022-06-30 |  | Non-lead
045258 | 168 ORANGE BLOSSOM RD |  | Polytube | Yes |  | 2023-03-02 |  | PVC | 1995 | Yes |  | 2023-03-02 |  | Non-lead
045259 | 153 NAUTILUS DR |  | Polytube | Yes |  | 2022-06-29 |  | PVC | 1980 | Yes |  | 2022-06-29 |  | Non-lead
045260 | FRONT 910 DUVAL ST |  | Unknown, Non-Lead | Yes |  | 2024-10-08 |  | PVC | 1996 | Yes |  | 2024-10-08 |  | Non-lead
045261 | 27437 TOBAGO LN |  | Unknown, Non-Lead | Yes |  | 2018-08-31 |  | Unknown, Non-Lead | 1996 | Yes |  | 2018-08-31 |  | Non-lead
045262 | 50 GOLF CLUB DR |  | Unknown, Non-Lead | Yes |  | 2019-06-05 |  | Unknown, Non-Lead | 1996 | Yes |  | 2019-06-05 |  | Non-lead
045263 | 52 GOLF CLUB DR |  | Unknown, Non-Lead | Yes |  | 2022-03-31 |  | Unknown, Non-Lead | 1996 | Yes |  | 2022-03-31 |  | Non-lead
045264 | 57 GOLF CLUB DR |  | Unknown, Non-Lead | No |  |  |  | Unknown, Non-Lead | 1996 | No |  |  |  | Non-lead
045265 | 59 GOLF CLUB DR |  | Polytube | Yes |  | 2022-10-04 |  | PVC | 1996 | Yes |  | 2022-10-04 |  | Non-lead
045266 | 61 GOLF CLUB DR |  | Unknown, Non-Lead | Yes |  | 2019-04-05 |  | Unknown, Non-Lead | 1996 | Yes |  | 2019-04-05 |  | Non-lead
045267 | 63 GOLF CLUB DR |  | Unknown, Non-Lead | No |  |  |  | Unknown, Non-Lead | 1996 | No |  |  |  | Non-lead
045268 | 65 GOLF CLUB DR |  | Unknown, Non-Lead | Yes |  | 2021-01-22 |  | PVC | 1996 | Yes |  | 2021-01-22 |  | Non-lead
045269 | 67 GOLF CLUB DR |  | Unknown, Non-Lead | Yes |  | 2021-11-29 |  | PVC | 1996 | Yes |  | 2021-11-29 |  | Non-lead
045270 | 69 GOLF CLUB DR |  | Unknown, Non-Lead | No |  |  |  | Unknown, Non-Lead | 1996 | No |  |  |  | Non-lead
045271 | 71 GOLF CLUB DR |  | Polytube | Yes |  | 2024-05-14 |  | PVC | 1996 | Yes |  | 2024-05-14 |  | Non-lead
045272 | 73 GOLF CLUB DR |  | Unknown, Non-Lead | No |  |  |  | Unknown, Non-Lead | 1996 | No |  |  |  | Non-lead
045273 | 75 GOLF CLUB DR |  | Unknown, Non-Lead | Yes |  | 2021-11-30 |  | PVC | 1996 | Yes |  | 2021-11-30 |  | Non-lead
045274 | 77 GOLF CLUB DR |  | Unknown, Non-Lead | Yes |  | 2019-09-30 |  | Unknown, Non-Lead | 1996 | Yes |  | 2019-09-30 |  | Non-lead
045275 | 79 GOLF CLUB DR |  | Unknown, Non-Lead | No |  |  |  | Unknown, Non-Lead | 1996 | No |  |  |  | Non-lead
045276 | 81 GOLF CLUB DR |  | Unknown, Non-Lead | No |  |  |  | Unknown, Non-Lead | 1996 | No |  |  |  | Non-lead
045277 | 83 GOLF CLUB DR |  | Unknown, Non-Lead | No |  |  |  | Unknown, Non-Lead | 1996 | No |  |  |  | Non-lead
045278 | 85 GOLF CLUB DR |  | Unknown, Non-Lead | Yes |  | 2020-06-29 |  | Unknown, Non-Lead | 1996 | Yes |  | 2020-06-29 |  | Non-lead
045279 | 87 GOLF CLUB DR |  | Polytube | Yes |  | 2022-05-27 |  | PVC | 1996 | Yes |  | 2022-05-27 |  | Non-lead
045280 | 89 GOLF CLUB DR |  | Unknown, Non-Lead | Yes |  | 2019-06-21 |  | Unknown, Non-Lead | 1996 | Yes |  | 2019-06-21 |  | Non-lead
045281 | 91 GOLF CLUB DR |  | Unknown, Non-Lead | Yes |  | 2024-02-21 |  | Unknown, Non-Lead | 1996 | Yes |  | 2024-02-21 |  | Non-lead
045282 | 93 GOLF CLUB DR |  | Unknown, Non-Lead | Yes |  | 2022-03-11 |  | PVC | 1996 | Yes |  | 2022-03-11 |  | Non-lead
045283 | 95 GOLF CLUB DR |  | Unknown, Non-Lead | Yes |  | 2020-08-31 |  | PVC | 1996 | Yes |  | 2020-08-31 |  | Non-lead
045284 | 27058 ANGELFISH LN |  | Unknown, Non-Lead | Yes |  | 2017-08-23 |  | PVC | 1996 | Yes |  | 2017-08-23 |  | Non-lead
045285 | B1L14 #6 526 E CARRIBBEAN DR |  | Unknown, Non-Lead | Yes |  | 2018-06-27 |  | PVC | 2005 | Yes |  | 2018-06-27 |  | Non-lead
045286 | APT 4 1402 OLIVIA ST |  | Copper | Yes |  | 2024-05-10 |  | PVC | 1943 | Yes |  | 2024-05-10 |  | Non-lead
045287 | UNIT 3 1402 OLIVIA ST |  | Copper | Yes |  | 2022-09-07 |  | PVC | 1943 | Yes |  | 2022-09-07 |  | Non-lead
045288 | APT 2 1402 OLIVIA ST |  | PVC | Yes |  | 2022-07-18 |  | PVC | 1943 | Yes |  | 2022-07-18 |  | Non-lead
045289 | 346 BLACK BEARD RD |  | Unknown, Non-Lead | Yes |  | 2018-08-27 |  | Unknown, Non-Lead | 1996 | Yes |  | 2018-08-27 |  | Non-lead
045290 | 621 PIRATES RD |  | Unknown, Non-Lead | Yes |  | 2020-07-21 |  | Unknown, Non-Lead | 1996 | Yes |  | 2020-07-21 |  | Non-lead
045291 | APT B 6415 2ND ST |  | Polytube | Yes |  | 2023-03-06 |  | PVC | 1978 | Yes |  | 2023-03-06 |  | Non-lead
045292 | APT D 6415 2ND ST |  | Polytube | Yes |  | 2023-03-06 |  | PVC | 1978 | Yes |  | 2023-03-06 |  | Non-lead
045293 | APT F 6415 2ND ST |  | Polytube | Yes |  | 2023-03-06 |  | PVC | 1978 | Yes |  | 2023-03-06 |  | Non-lead
045294 | APT C 6415 2ND ST |  | Polytube | Yes |  | 2023-03-06 |  | PVC | 1978 | Yes |  | 2023-03-06 |  | Non-lead
045295 | APT E 6415 2ND ST |  | Polytube | Yes |  | 2023-03-06 |  | PVC | 1978 | Yes |  | 2023-03-06 |  | Non-lead
045296 | 3707 PINE ST |  | Polytube | Yes |  | 2023-01-24 |  | PVC | 1993 | Yes |  | 2023-01-24 |  | Non-lead
045297 | 723 FLEMING ST |  | Polytube | Yes |  | 2024-05-08 |  | PVC | 1920 | Yes |  | 2024-05-08 |  | Non-lead
045298 | 22969 CALICO JACK CIR |  | Unknown, Non-Lead | Yes |  | 2024-09-27 |  | Unknown, Non-Lead | 1996 | Yes |  | 2024-09-27 |  | Non-lead
045299 | UNIT 04 3075 FLAGLER AVE |  | Unknown, Non-Lead | No |  |  |  | Unknown, Non-Lead | 1996 | No |  |  |  | Non-lead
045300 | UNIT 05 3075 FLAGLER AVE |  | Unknown, Non-Lead | No |  |  |  | Unknown, Non-Lead | 1996 | No |  |  |  | Non-lead
045301 | UNIT 06 3075 FLAGLER AVE |  | Unknown, Non-Lead | No |  |  |  | Unknown, Non-Lead | 1996 | No |  |  |  | Non-lead
045302 | UNIT 07 3075 FLAGLER AVE |  | Unknown, Non-Lead | No |  |  |  | Unknown, Non-Lead | 1996 | No |  |  |  | Non-lead
045303 | . BAYNAN AKA LN |  | Unknown, Non-Lead | Yes |  | 2019-06-03 |  | PVC | 1996 | Yes |  | 2019-06-03 |  | Non-lead
045304 | PH2 3056 BARRACUDA AZALEA LN |  | Unknown, Non-Lead | Yes |  | 2021-02-04 |  | Unknown, Non-Lead | 1998 | Yes |  | 2021-02-04 |  | Non-lead
045305 | 21855 SPAIN RD |  | Polytube | Yes |  | 2022-12-28 |  | PVC | 1985 | Yes |  | 2022-12-28 |  | Non-lead
045306 | 553 INDIES RD |  | Unknown, Non-Lead | Yes |  | 2019-12-16 |  | Unknown, Non-Lead | 1996 | Yes |  | 2019-12-16 |  | Non-lead
045307 | 24080 OVERSEAS HWY |  | Unknown, Non-Lead | Yes |  | 2024-09-09 |  | Unknown, Non-Lead | 1999 | Yes |  | 2024-09-09 |  | Non-lead
045309 | 3840 N ROOSEVELT AVE |  | Unknown, Non-Lead | No |  |  |  | Unknown, Non-Lead | 1999 | No |  |  |  | Non-lead
045311 | 137 NAVAJO ST |  | Unknown, Non-Lead | Yes |  | 2021-02-17 |  | Unknown, Non-Lead | 1997 | Yes |  | 2021-02-17 |  | Non-lead
045312 | 1 82762 OVERSEAS Hwy |  | Unknown, Non-Lead | Yes |  | 2020-09-30 |  | PVC | 1998 | Yes |  | 2020-09-30 |  | Non-lead
045313 | 124 SEASHORE DR |  | Unknown, Non-Lead | Yes |  | 2021-01-27 |  | Polytube | 1998 | Yes |  | 2021-01-27 |  | Non-lead
045314 | 110 MILANO DR |  | Unknown, Non-Lead | Yes |  | 2020-11-03 |  | Unknown, Non-Lead | 1997 | Yes |  | 2020-11-03 |  | Non-lead
045315 | 207 SUNSET BLVD |  | Unknown, Non-Lead | Yes |  | 2017-10-10 |  | Unknown, Non-Lead | 1996 | Yes |  | 2017-10-10 |  | Non-lead
045316 | #A 301 ELIZABETH ST |  | Unknown, Non-Lead | No |  |  |  | No Piping | 1928 | No |  |  |  | Non-lead
045317 | APT B 301 ELIZABETH ST |  | Polytube | Yes |  | 2023-02-01 |  | PVC | 1928 | Yes |  | 2023-02-01 |  | Non-lead
045318 | APT C 301 ELIZABETH ST |  | Unknown, Non-Lead | No |  |  |  | No Piping | 1928 | No |  |  |  | Non-lead
045319 | 23093 WAHOO LN |  | Polytube | Yes |  | 2022-12-28 |  | PVC | 1981 | Yes |  | 2022-12-28 |  | Non-lead
045320 | 631 GREENE ST |  | Polytube | Yes |  | 2024-07-15 |  | PVC | 1971 | Yes |  | 2024-07-15 |  | Non-lead
045321 | 114 CUTLASS LANE |  | Unknown, Non-Lead | No |  |  |  | Unknown, Non-Lead | 1996 | No |  |  |  | Non-lead
045322 | UP 1206 17TH ST |  | Polytube | Yes |  | 2022-05-12 |  | PVC | 1965 | Yes |  | 2022-05-12 |  | Non-lead
045323 | 268 JASMINE ST |  | Polytube | No |  |  |  | PVC | 1997 | No |  |  |  | Non-lead
045324 | 518 PLANTE ST |  | Unknown, Non-Lead | Yes |  | 2021-01-05 |  | PVC | 1996 | Yes |  | 2021-01-05 |  | Non-lead
045325 | 89655 OVERSEAS HWY SPIRIT & |  | Polytube | Yes |  | 2022-06-21 |  | PVC | 1976 | Yes |  | 2022-06-21 |  | Non-lead
045326 | 1115 HERON RD |  | Polytube | Yes |  | 2022-07-21 |  | PVC | 1965 | Yes |  | 2022-07-21 |  | Non-lead
045327 | 75731 OVERSEAS HWY |  | Unknown, Non-Lead | Yes |  | 2023-03-21 |  | Unknown, Non-Lead | 1998 | Yes |  | 2023-03-21 |  | Non-lead
045328 | 1021 SW GRAND ST |  | Unknown, Non-Lead | Yes |  | 2024-06-04 |  | PVC | 2003 | Yes |  | 2024-06-04 |  | Non-lead
045329 | 22746 JOLLY ROGER DR |  | Unknown, Non-Lead | Yes |  | 2018-10-29 |  | Unknown, Non-Lead | 1997 | Yes |  | 2018-10-29 |  | Non-lead
045330 | 500 EMMA ST |  | Unknown, Non-Lead | Yes |  | 2024-01-08 |  | Unknown, Non-Lead | 1997 | Yes |  | 2024-01-08 |  | Non-lead
045331 | X KEY HAVEN PARK |  | Polytube | Yes |  | 2024-05-31 |  | PVC |  | Yes |  | 2024-05-31 |  | Non-lead
045332 | 30336 PALM DR |  | Polytube | Yes |  | 2022-11-15 |  | PVC | 1953 | Yes |  | 2022-11-15 |  | Non-lead
045333 | 31 TARPON AVE |  | Unknown, Non-Lead | No |  |  |  | Unknown, Non-Lead | 1996 | No |  |  |  | Non-lead
045334 | 29 TARPON AVE |  | Unknown, Non-Lead | Yes |  | 2021-02-08 |  | PVC | 1996 | Yes |  | 2021-02-08 |  | Non-lead
045335 | IRR 116 ANDROS Rd |  | Polytube | Yes |  | 2022-07-08 |  | PVC | 1980 | Yes |  | 2022-07-08 |  | Non-lead
045336 | 123 VILLA BELLA DR |  | Unknown, Non-Lead | No |  |  |  | Unknown, Non-Lead | 1997 | No |  |  |  | Non-lead
045337 | 228 TARPON ST |  | Unknown, Non-Lead | Yes |  | 2023-01-05 |  | Unknown, Non-Lead | 1998 | Yes |  | 2023-01-05 |  | Non-lead
045338 | APT 23 260 41ST GULF ST |  | Unknown, Non-Lead | Yes |  | 2021-10-13 |  | PVC | 1988 | Yes |  | 2021-10-13 |  | Non-lead
045339 | APT 22 260 41ST GULF ST |  | Polytube | Yes |  | 2024-05-16 |  | PVC | 1988 | Yes |  | 2024-05-16 |  | Non-lead
045340 | APT 21 260 41ST GULF ST |  | Polytube | Yes |  | 2022-08-05 |  | PVC | 1988 | Yes |  | 2022-08-05 |  | Non-lead
045341 | APT 20 260 41ST GULF ST |  | Unknown, Non-Lead | Yes |  | 2021-09-16 |  | PVC | 1988 | Yes |  | 2021-09-16 |  | Non-lead
045342 | APT 19 260 41ST GULF ST |  | Unknown, Non-Lead | Yes |  | 2024-05-16 |  | PVC | 1988 | Yes |  | 2024-05-16 |  | Non-lead
045343 | APT 18 260 41ST GULF ST |  | Unknown, Non-Lead | Yes |  | 2021-09-16 |  | Unknown, Non-Lead | 1988 | Yes |  | 2021-09-16 |  | Non-lead
045344 | APT 17 260 41ST GULF ST |  | Polytube | Yes |  | 2024-01-19 |  | PVC | 1988 | Yes |  | 2024-01-19 |  | Non-lead
045345 | APT 16 260 41ST GULF ST |  | Unknown, Non-Lead | Yes |  | 2021-09-16 |  | PVC | 1988 | Yes |  | 2021-09-16 |  | Non-lead
045346 | APT 15 260 41ST GULF ST |  | Polytube | Yes |  | 2023-03-14 |  | PVC | 1988 | Yes |  | 2023-03-14 |  | Non-lead
045347 | APT 14 260 41ST GULF ST |  | Unknown, Non-Lead | Yes |  | 2021-09-16 |  | PVC | 1988 | Yes |  | 2021-09-16 |  | Non-lead
045348 | APT 13 260 41ST GULF ST |  | Unknown, Non-Lead | Yes |  | 2023-07-14 |  | PVC | 1988 | Yes |  | 2023-07-14 |  | Non-lead
045349 | APT 01 260 41ST GULF ST |  | Unknown, Non-Lead | Yes |  | 2021-09-16 |  | PVC | 1988 | Yes |  | 2021-09-16 |  | Non-lead
045350 | APT 02 260 41ST GULF ST |  | Unknown, Non-Lead | Yes |  | 2022-06-17 |  | PVC | 1988 | Yes |  | 2022-06-17 |  | Non-lead
045351 | APT 03 260 41ST GULF ST |  | Unknown, Non-Lead | Yes |  | 2021-09-16 |  | PVC | 1988 | Yes |  | 2021-09-16 |  | Non-lead
045352 | APT 04 260 41ST GULF ST |  | Unknown, Non-Lead | Yes |  | 2021-09-16 |  | PVC | 1988 | Yes |  | 2021-09-16 |  | Non-lead
045353 | APT 05 260 41ST GULF ST |  | Unknown, Non-Lead | Yes |  | 2021-09-16 |  | PVC | 1988 | Yes |  | 2021-09-16 |  | Non-lead
045354 | APT 06 260 41ST GULF ST |  | Unknown, Non-Lead | Yes |  | 2021-09-16 |  | PVC | 1988 | Yes |  | 2021-09-16 |  | Non-lead
045355 | APT 07 260 41ST GULF ST |  | Unknown, Non-Lead | Yes |  | 2021-09-16 |  | PVC | 1988 | Yes |  | 2021-09-16 |  | Non-lead
045356 | APT 08 260 41ST GULF ST |  | Polytube | Yes |  | 2023-04-19 |  | PVC | 1988 | Yes |  | 2023-04-19 |  | Non-lead
045357 | APT 09 260 41ST GULF ST |  | Unknown, Non-Lead | Yes |  | 2021-09-16 |  | PVC | 1988 | Yes |  | 2021-09-16 |  | Non-lead
045358 | APT 10 260 41ST GULF ST |  | Unknown, Non-Lead | Yes |  | 2023-08-18 |  | PVC | 1988 | Yes |  | 2023-08-18 |  | Non-lead
045359 | APT 11 260 41ST GULF ST |  | Unknown, Non-Lead | Yes |  | 2021-09-16 |  | PVC | 1988 | Yes |  | 2021-09-16 |  | Non-lead
045360 | APT 12 260 41ST GULF ST |  | Unknown, Non-Lead | Yes |  | 2023-06-07 |  | Unknown, Non-Lead | 1988 | Yes |  | 2023-06-07 |  | Non-lead
045361 | #3 301 E OCEAN DR |  | Unknown, Non-Lead | Yes |  | 2023-06-06 |  | Unknown, Non-Lead | 1999 | Yes |  | 2023-06-06 |  | Non-lead
045362 | 179 PALMETTO AVE |  | Polytube | Yes |  | 2022-12-06 |  | PVC | 1981 | Yes |  | 2022-12-06 |  | Non-lead
045363 | OCEAN 524 65TH ST |  | Polytube | Yes |  | 2023-03-08 |  | PVC | 1984 | Yes |  | 2023-03-08 |  | Non-lead
045364 | 731 12TH ST |  | Unknown, Non-Lead | Yes |  | 2019-06-10 |  | Unknown, Non-Lead | 1989 | Yes |  | 2019-06-10 |  | Non-lead
045365 | 57485 GIBSON ST |  | Unknown, Non-Lead | Yes |  | 2023-12-08 |  | PVC | 1996 | Yes |  | 2023-12-08 |  | Non-lead
045366 | 210 CORSAIR RD |  | Unknown, Non-Lead | Yes |  | 2021-11-17 |  | Unknown, Non-Lead | 2007 | Yes |  | 2021-11-17 |  | Non-lead
045367 | 1241 CRANE BLVD |  | Polytube | Yes |  | 2022-06-03 |  | PVC | 1986 | Yes |  | 2022-06-03 |  | Non-lead
045368 | UNIT 01 3075 FLAGLER AVE |  | Polytube | Yes |  | 2024-08-07 |  | PVC | 1996 | Yes |  | 2024-08-07 |  | Non-lead
045369 | UNIT 02 3075 FLAGLER AVE |  | Polytube | Yes |  | 2022-12-19 |  | PVC | 1996 | Yes |  | 2022-12-19 |  | Non-lead
045370 | UNIT 03 3075 FLAGLER AVE |  | Unknown, Non-Lead | Yes |  | 2024-01-17 |  | Unknown, Non-Lead | 1996 | Yes |  | 2024-01-17 |  | Non-lead
045371 | 273 INDIES RD |  | Polytube | Yes |  | 2024-08-22 |  | PVC |  | Yes |  | 2024-08-22 |  | Non-lead
045372 | 108 DUVAL ST |  | PVC | Yes |  | 2022-12-02 |  | Unknown | 1891 | Yes |  | 2022-12-02 |  | Lead Status Unknown
045373 | 106 DUVAL ST |  | PVC | Yes |  | 2022-12-02 |  | Unknown | 1891 | Yes |  | 2022-12-02 |  | Lead Status Unknown
045374 | 104 DUVAL ST |  | PVC | Yes |  | 2022-12-02 |  | Unknown | 1891 | Yes |  | 2022-12-02 |  | Lead Status Unknown
045375 | 102 DUVAL ST |  | PVC | Yes |  | 2022-12-02 |  | Unknown | 1891 | Yes |  | 2022-12-02 |  | Lead Status Unknown
045376 | 418 FRONT ST |  | Polytube | Yes |  | 2023-06-07 |  | PVC | 1891 | Yes |  | 2023-06-07 |  | Non-lead
045377 | 420 FRONT ST |  | Polytube | Yes |  | 2024-07-08 |  | Copper | 1891 | Yes |  | 2024-07-08 |  | Non-lead
045378 | #2 301 E OCEAN DR |  | Unknown, Non-Lead | Yes |  | 2023-05-03 |  | PVC | 1999 | Yes |  | 2023-05-03 |  | Non-lead
045379 | APT 201 3330 NORTHSIDE DR |  | Unknown, Non-Lead | Yes |  | 2020-08-12 |  | Unknown, Non-Lead | 1996 | Yes |  | 2020-08-12 |  | Non-lead
045380 | APT 202 3330 NORTHSIDE DR |  | Unknown, Non-Lead | Yes |  | 2020-07-31 |  | Unknown, Non-Lead | 1996 | Yes |  | 2020-07-31 |  | Non-lead
045381 | APT 203 3330 NORTHSIDE DR |  | PVC | Yes |  | 2022-12-19 |  | PVC | 1996 | Yes |  | 2022-12-19 |  | Non-lead
045382 | APT 204 3330 NORTHSIDE DR |  | Unknown, Non-Lead | Yes |  | 2016-12-01 |  | Unknown, Non-Lead | 1996 | Yes |  | 2016-12-01 |  | Non-lead
045383 | APT 205 3330 NORTHSIDE DR |  | Unknown, Non-Lead | Yes |  | 2024-06-21 |  | Unknown, Non-Lead | 1996 | Yes |  | 2024-06-21 |  | Non-lead
045384 | APT 206 3330 NORTHSIDE DR |  | Unknown, Non-Lead | No |  |  |  | Unknown, Non-Lead | 1996 | No |  |  |  | Non-lead
045385 | APT 207 3330 NORTHSIDE DR |  | Unknown, Non-Lead | Yes |  | 2020-04-28 |  | PVC | 1996 | Yes |  | 2020-04-28 |  | Non-lead
045386 | APT 208 3330 NORTHSIDE DR |  | Unknown, Non-Lead | No |  |  |  | Unknown, Non-Lead | 1996 | No |  |  |  | Non-lead
045387 | APT 209 3330 NORTHSIDE DR |  | Unknown, Non-Lead | No |  |  |  | Unknown, Non-Lead | 1996 | No |  |  |  | Non-lead
045388 | APT 210 3330 NORTHSIDE DR |  | PVC | Yes |  | 2020-09-09 |  | PVC | 1996 | Yes |  | 2020-09-09 |  | Non-lead
045389 | APT 211 3330 NORTHSIDE DR |  | Unknown, Non-Lead | Yes |  | 2020-06-12 |  | Unknown, Non-Lead | 1996 | Yes |  | 2020-06-12 |  | Non-lead
045390 | APT 212 3330 NORTHSIDE DR |  | Unknown, Non-Lead | No |  |  |  | Unknown, Non-Lead | 1996 | No |  |  |  | Non-lead
045391 | APT 213 3330 NORTHSIDE DR |  | Unknown, Non-Lead | Yes |  | 2020-11-03 |  | Unknown, Non-Lead | 1996 | Yes |  | 2020-11-03 |  | Non-lead
045392 | APT 215 3330 NORTHSIDE DR |  | Unknown, Non-Lead | Yes |  | 2021-06-16 |  | Unknown, Non-Lead | 1996 | Yes |  | 2021-06-16 |  | Non-lead
045393 | APT 216 3330 NORTHSIDE DR |  | Unknown, Non-Lead | Yes |  | 2022-03-25 |  | PVC | 1996 | Yes |  | 2022-03-25 |  | Non-lead
045394 | APT 217 3330 NORTHSIDE DR |  | Unknown, Non-Lead | Yes |  | 2020-07-02 |  | PVC | 1996 | Yes |  | 2020-07-02 |  | Non-lead
045395 | APT 218 3330 NORTHSIDE DR |  | Unknown, Non-Lead | No |  |  |  | Unknown, Non-Lead | 1996 | No |  |  |  | Non-lead
045396 | APT 219 3330 NORTHSIDE DR |  | Unknown, Non-Lead | Yes |  | 2021-10-27 |  | Unknown, Non-Lead | 1996 | Yes |  | 2021-10-27 |  | Non-lead
045397 | APT 220 3330 NORTHSIDE DR |  | Unknown, Non-Lead | No |  |  |  | Unknown, Non-Lead | 1996 | No |  |  |  | Non-lead
045398 | APT 221 3330 NORTHSIDE DR |  | PVC | Yes |  | 2023-05-31 |  | PVC | 1996 | Yes |  | 2023-05-31 |  | Non-lead
045399 | APT 222 3330 NORTHSIDE DR |  | Unknown, Non-Lead | No |  |  |  | Unknown, Non-Lead | 1996 | No |  |  |  | Non-lead
045400 | APT 223 3330 NORTHSIDE DR |  | Unknown, Non-Lead | Yes |  | 2020-07-24 |  | PVC | 1996 | Yes |  | 2020-07-24 |  | Non-lead
045401 | APT 224 3330 NORTHSIDE DR |  | Unknown, Non-Lead | Yes |  | 2018-10-02 |  | Unknown, Non-Lead | 1996 | Yes |  | 2018-10-02 |  | Non-lead
045402 | APT 225 3330 NORTHSIDE DR |  | Unknown, Non-Lead | Yes |  | 2020-11-30 |  | PVC | 1996 | Yes |  | 2020-11-30 |  | Non-lead
045403 | APT 226 3330 NORTHSIDE DR |  | Unknown, Non-Lead | Yes |  | 2024-02-22 |  | Unknown, Non-Lead | 1996 | Yes |  | 2024-02-22 |  | Non-lead
045404 | APT 227 3330 NORTHSIDE DR |  | Unknown, Non-Lead | No |  |  |  | Unknown, Non-Lead | 1996 | No |  |  |  | Non-lead
045405 | APT 301 3330 NORTHSIDE DR |  | PVC | Yes |  | 2021-12-06 |  | PVC | 1996 | Yes |  | 2021-12-06 |  | Non-lead
045406 | APT 302 3330 NORTHSIDE DR |  | Unknown, Non-Lead | Yes |  | 2018-05-30 |  | PVC | 1996 | Yes |  | 2018-05-30 |  | Non-lead
045407 | APT 303 3330 NORTHSIDE DR |  | Unknown, Non-Lead | Yes |  | 2024-04-04 |  | PVC | 1996 | Yes |  | 2024-04-04 |  | Non-lead
045408 | APT 304 3330 NORTHSIDE DR |  | Unknown, Non-Lead | Yes |  | 2024-02-09 |  | Unknown, Non-Lead | 1996 | Yes |  | 2024-02-09 |  | Non-lead
045409 | APT 305 3330 NORTHSIDE DR |  | Unknown, Non-Lead | No |  |  |  | Unknown, Non-Lead | 1996 | No |  |  |  | Non-lead
045410 | APT 306 3330 NORTHSIDE DR |  | Unknown, Non-Lead | Yes |  | 2019-06-28 |  | Polytube | 1996 | Yes |  | 2019-06-28 |  | Non-lead
045411 | APT 307 3330 NORTHSIDE DR |  | Unknown, Non-Lead | No |  |  |  | Unknown, Non-Lead | 1996 | No |  |  |  | Non-lead
045412 | APT 308 3330 NORTHSIDE DR |  | Unknown, Non-Lead | Yes |  | 2019-07-15 |  | PVC | 1996 | Yes |  | 2019-07-15 |  | Non-lead
045413 | APT 309 3330 NORTHSIDE DR |  | Unknown, Non-Lead | Yes |  | 2019-08-02 |  | PVC | 1996 | Yes |  | 2019-08-02 |  | Non-lead
045414 | APT 310 3330 NORTHSIDE DR |  | Unknown, Non-Lead | Yes |  | 2021-03-31 |  | PVC | 1996 | Yes |  | 2021-03-31 |  | Non-lead
045415 | APT 311 3330 NORTHSIDE DR |  | Unknown, Non-Lead | Yes |  | 2017-12-28 |  | PVC | 1996 | Yes |  | 2017-12-28 |  | Non-lead
045416 | APT 312 3330 NORTHSIDE DR |  | Unknown, Non-Lead | Yes |  | 2024-09-16 |  | Unknown, Non-Lead | 1996 | Yes |  | 2024-09-16 |  | Non-lead
045417 | APT 313 3330 NORTHSIDE DR |  | Unknown, Non-Lead | No |  |  |  | Unknown, Non-Lead | 1996 | No |  |  |  | Non-lead
045418 | APT 315 3330 NORTHSIDE DR |  | Unknown, Non-Lead | Yes |  | 2024-02-09 |  | Unknown, Non-Lead | 1996 | Yes |  | 2024-02-09 |  | Non-lead
045419 | APT 316 3330 NORTHSIDE DR |  | Unknown, Non-Lead | No |  |  |  | Unknown, Non-Lead | 1996 | No |  |  |  | Non-lead
045420 | APT 317 3330 NORTHSIDE DR |  | PVC | Yes |  | 2023-01-12 |  | PVC | 1996 | Yes |  | 2023-01-12 |  | Non-lead
045421 | APT 318 3330 NORTHSIDE DR |  | Unknown, Non-Lead | Yes |  | 2019-11-06 |  | PVC | 1996 | Yes |  | 2019-11-06 |  | Non-lead
045422 | APT 319 3330 NORTHSIDE DR |  | Unknown, Non-Lead | Yes |  | 2017-07-20 |  | Polytube | 1996 | Yes |  | 2017-07-20 |  | Non-lead
045423 | APT 320 3330 NORTHSIDE DR |  | Unknown, Non-Lead | Yes |  | 2018-11-30 |  | Unknown, Non-Lead | 1996 | Yes |  | 2018-11-30 |  | Non-lead
045424 | APT 321 3330 NORTHSIDE DR |  | Unknown, Non-Lead | Yes |  | 2017-08-15 |  | Unknown, Non-Lead | 1996 | Yes |  | 2017-08-15 |  | Non-lead
045425 | APT 322 3330 NORTHSIDE DR |  | Unknown, Non-Lead | No |  |  |  | Unknown, Non-Lead | 1996 | No |  |  |  | Non-lead
045426 | APT 323 3330 NORTHSIDE DR |  | Unknown, Non-Lead | No |  |  |  | Unknown, Non-Lead | 1996 | No |  |  |  | Non-lead
045427 | APT 324 3330 NORTHSIDE DR |  | Polytube | Yes |  | 2024-04-16 |  | PVC | 1996 | Yes |  | 2024-04-16 |  | Non-lead
045428 | APT 325 3330 NORTHSIDE DR |  | PVC | Yes |  | 2019-01-14 |  | PVC | 1996 | Yes |  | 2019-01-14 |  | Non-lead
045429 | APT 326 3330 NORTHSIDE DR |  | Unknown, Non-Lead | Yes |  | 2019-02-06 |  | PVC | 1996 | Yes |  | 2019-02-06 |  | Non-lead
045430 | APT 327 3330 NORTHSIDE DR |  | Unknown, Non-Lead | Yes |  | 2019-09-05 |  | Unknown, Non-Lead | 1996 | Yes |  | 2019-09-05 |  | Non-lead
045431 | APT 401 3330 NORTHSIDE DR |  | Unknown, Non-Lead | No |  |  |  | Unknown, Non-Lead | 1996 | No |  |  |  | Non-lead
045432 | APT 402 3330 NORTHSIDE DR |  | Unknown, Non-Lead | Yes |  | 2018-11-14 |  | Unknown, Non-Lead | 1996 | Yes |  | 2018-11-14 |  | Non-lead
045433 | APT 403 3330 NORTHSIDE DR |  | Unknown, Non-Lead | Yes |  | 2020-05-12 |  | Unknown, Non-Lead | 1996 | Yes |  | 2020-05-12 |  | Non-lead
045434 | APT 404 3330 NORTHSIDE DR |  | Unknown, Non-Lead | No |  |  |  | Unknown, Non-Lead | 1996 | No |  |  |  | Non-lead
045435 | APT 405 3330 NORTHSIDE DR |  | Unknown, Non-Lead | Yes |  | 2023-04-19 |  | PVC | 1996 | Yes |  | 2023-04-19 |  | Non-lead
045436 | APT 406 3330 NORTHSIDE DR |  | Unknown, Non-Lead | No |  |  |  | Unknown, Non-Lead | 1996 | No |  |  |  | Non-lead
045437 | APT 407 3330 NORTHSIDE DR |  | Unknown, Non-Lead | Yes |  | 2016-12-15 |  | Unknown, Non-Lead | 1996 | Yes |  | 2016-12-15 |  | Non-lead
045438 | APT 408 3330 NORTHSIDE DR |  | Unknown, Non-Lead | Yes |  | 2020-08-04 |  | PVC | 1996 | Yes |  | 2020-08-04 |  | Non-lead
045439 | APT 409 3330 NORTHSIDE DR |  | Unknown, Non-Lead | Yes |  | 2020-08-03 |  | Unknown, Non-Lead | 1996 | Yes |  | 2020-08-03 |  | Non-lead
045440 | APT 410 3330 NORTHSIDE DR |  | Unknown, Non-Lead | Yes |  | 2019-10-04 |  | Unknown, Non-Lead | 1996 | Yes |  | 2019-10-04 |  | Non-lead
045441 | APT 411 3330 NORTHSIDE DR |  | Unknown, Non-Lead | Yes |  | 2018-05-16 |  | Unknown, Non-Lead | 1996 | Yes |  | 2018-05-16 |  | Non-lead
045442 | APT 412 3330 NORTHSIDE DR |  | Unknown, Non-Lead | No |  |  |  | Unknown, Non-Lead | 1996 | No |  |  |  | Non-lead
045443 | APT 413 3330 NORTHSIDE DR |  | Unknown, Non-Lead | Yes |  | 2020-08-20 |  | PVC | 1996 | Yes |  | 2020-08-20 |  | Non-lead
045444 | APT 415 3330 NORTHSIDE DR |  | Unknown, Non-Lead | Yes |  | 2024-02-09 |  | Unknown, Non-Lead | 1996 | Yes |  | 2024-02-09 |  | Non-lead
045445 | APT 416 3330 NORTHSIDE DR |  | Unknown, Non-Lead | Yes |  | 2024-04-19 |  | PVC | 1996 | Yes |  | 2024-04-19 |  | Non-lead
045446 | APT 417 3330 NORTHSIDE DR |  | Unknown, Non-Lead | Yes |  | 2020-07-17 |  | Polytube | 1996 | Yes |  | 2020-07-17 |  | Non-lead
045447 | APT 418 3330 NORTHSIDE DR |  | Unknown, Non-Lead | Yes |  | 2020-12-04 |  | Polytube | 1996 | Yes |  | 2020-12-04 |  | Non-lead
045448 | APT 419 3330 NORTHSIDE DR |  | Unknown, Non-Lead | No |  |  |  | Unknown, Non-Lead | 1996 | No |  |  |  | Non-lead
045449 | APT 420 3330 NORTHSIDE DR |  | Unknown, Non-Lead | Yes |  | 2018-07-30 |  | PVC | 1996 | Yes |  | 2018-07-30 |  | Non-lead
045450 | APT 421 3330 NORTHSIDE DR |  | Unknown, Non-Lead | No |  |  |  | Unknown, Non-Lead | 1996 | No |  |  |  | Non-lead
045451 | APT 422 3330 NORTHSIDE DR |  | Unknown, Non-Lead | No |  |  |  | Unknown, Non-Lead | 1996 | No |  |  |  | Non-lead
045452 | APT 423 3330 NORTHSIDE DR |  | Unknown, Non-Lead | Yes |  | 2024-08-15 |  | Unknown, Non-Lead | 1996 | Yes |  | 2024-08-15 |  | Non-lead
045453 | APT 424 3330 NORTHSIDE DR |  | Unknown, Non-Lead | Yes |  | 2021-01-05 |  | Polytube | 1996 | Yes |  | 2021-01-05 |  | Non-lead
045454 | APT 425 3330 NORTHSIDE DR |  | Unknown, Non-Lead | Yes |  | 2019-08-30 |  | PVC | 1996 | Yes |  | 2019-08-30 |  | Non-lead
045455 | APT 426 3330 NORTHSIDE DR |  | Unknown, Non-Lead | No |  |  |  | Unknown, Non-Lead | 1996 | No |  |  |  | Non-lead
045456 | APT 427 3330 NORTHSIDE DR |  | Unknown, Non-Lead | No |  |  |  | Unknown, Non-Lead | 1996 | No |  |  |  | Non-lead
045458 | 2337 PATTERSON AVE |  | Unknown, Non-Lead | Yes |  | 2021-07-13 |  | Unknown, Non-Lead | 1997 | Yes |  | 2021-07-13 |  | Non-lead
045459 | 2335 PATTERSON AVE |  | Unknown, Non-Lead | No |  |  |  | Unknown, Non-Lead | 1997 | No |  |  |  | Non-lead
045460 | 17257 DOLPHIN ST E |  | Unknown, Non-Lead | Yes |  | 2018-01-10 |  | Unknown, Non-Lead | 1996 | Yes |  | 2018-01-10 |  | Non-lead
045461 | 30880 WITTERS LANE |  | Polytube | Yes |  | 2022-11-28 |  | PVC | 1977 | Yes |  | 2022-11-28 |  | Non-lead
045462 | 15 THATCH PALM WAY |  | Unknown, Non-Lead | Yes |  | 2020-12-14 |  | PVC | 1997 | Yes |  | 2020-12-14 |  | Non-lead
045463 | 92165 OVERSEAS HWY |  | Unknown, Non-Lead | Yes |  | 2021-09-28 |  | PVC | 1999 | Yes |  | 2021-09-28 |  | Non-lead
045464 | 50 WATERWAYS DR |  | Unknown, Non-Lead | Yes |  | 2019-12-26 |  | Unknown, Non-Lead | 1997 | Yes |  | 2019-12-26 |  | Non-lead
045465 | 122 SAN MARCO DR |  | Unknown, Non-Lead | Yes |  | 2019-08-13 |  | Unknown, Non-Lead | 1998 | Yes |  | 2019-08-13 |  | Non-lead
045466 | 120 SEASHORE DR |  | Unknown, Non-Lead | Yes |  | 2022-11-28 |  | Unknown, Non-Lead | 1998 | Yes |  | 2022-11-28 |  | Non-lead
045467 | 3330 NORTHSIDE DR |  | Unknown, Non-Lead | No |  |  |  | Unknown, Non-Lead | 1996 | No |  |  |  | Non-lead
045468 | APT 203 625 OVERSEAS HWY |  | Unknown, Non-Lead | No |  |  |  | Unknown, Non-Lead | 1996 | No |  |  |  | Non-lead
045469 | #202 625 OVERSEAS HWY |  | Polytube | Yes |  | 2022-04-27 |  | PVC | 1996 | Yes |  | 2022-04-27 |  | Non-lead
045470 | UNIT 201 625 OVERSEAS HWY |  | Unknown, Non-Lead | No |  |  |  | Unknown, Non-Lead | 1996 | No |  |  |  | Non-lead
045471 | UNIT 106 625 OVERSEAS HWY |  | Unknown, Non-Lead | Yes |  | 2024-01-08 |  | Unknown, Non-Lead | 1996 | Yes |  | 2024-01-08 |  | Non-lead
045472 | UNIT 105 625 OVERSEAS HWY |  | Polytube | Yes |  | 2023-04-26 |  | PVC | 1996 | Yes |  | 2023-04-26 |  | Non-lead
045473 | UNIT 104 625 OVERSEAS HWY |  | Unknown, Non-Lead | Yes |  | 2024-08-31 |  | PVC | 1996 | Yes |  | 2024-08-31 |  | Non-lead
045474 | UNIT 103 625 OVERSEAS HWY |  | Unknown, Non-Lead | Yes |  | 2021-02-01 |  | Unknown, Non-Lead | 1996 | Yes |  | 2021-02-01 |  | Non-lead
045475 | UNIT 102 625 OVERSEAS HWY |  | Unknown, Non-Lead | No |  |  |  | Unknown, Non-Lead | 1996 | No |  |  |  | Non-lead
045476 | UNIT 101 625 OVERSEAS HWY |  | Unknown, Non-Lead | No |  |  |  | Unknown, Non-Lead | 1996 | No |  |  |  | Non-lead
045477 | 3212 N ROOSEVELT BLVD |  | Ductile Iron | Yes |  | 2023-03-03 |  | Ductile Iron | 1965 | Yes |  | 2023-03-03 |  | Non-lead
045478 | APT 1 502 PARK DR |  | Unknown, Non-Lead | No |  |  |  | Unknown, Non-Lead | 1990 | No |  |  |  | Non-lead
045479 | 30259 PALM LT 20 BK11 DR |  | Polytube | Yes |  | 2024-09-23 |  | PVC | 1975 | Yes |  | 2024-09-23 |  | Non-lead
045480 | 743 PATTISON LT 8 BK ST |  | Polytube | Yes |  | 2022-12-28 |  | PVC | 1974 | Yes |  | 2022-12-28 |  | Non-lead
045481 | APT UP 2401 PATTERSON AVE |  | Unknown, Non-Lead | No |  |  |  | Unknown, Non-Lead | 1999 | No |  |  |  | Non-lead
045482 | 168 LE GRANDE RD |  | Unknown, Non-Lead | Yes |  | 2022-04-01 |  | Unknown, Non-Lead | 1996 | Yes |  | 2022-04-01 |  | Non-lead
045483 | 24965 7TH LT 17 B-3 ST |  | Polytube | Yes |  | 2023-04-25 |  | PVC | 1987 | Yes |  | 2023-04-25 |  | Non-lead
045484 | 22993 ANNE BONNY LANE |  | Unknown, Non-Lead | Yes |  | 2019-11-04 |  | Unknown, Non-Lead | 1996 | Yes |  | 2019-11-04 |  | Non-lead
045485 | 711 FRANCES ST |  | Polytube | Yes |  | 2023-03-23 |  | PVC | 1933 | Yes |  | 2023-03-23 |  | Non-lead
045486 | 27360 W INDIES LN |  | Unknown, Non-Lead | Yes |  | 2020-02-03 |  | Unknown, Non-Lead | 1997 | Yes |  | 2020-02-03 |  | Non-lead
045487 | 23017 SAILFISH LANE |  | Unknown, Non-Lead | Yes |  | 2021-08-27 |  | Unknown, Non-Lead | 1998 | Yes |  | 2021-08-27 |  | Non-lead
045488 | 19596 SEMINOLE ST |  | Unknown, Non-Lead | Yes |  | 2021-02-01 |  | PVC | 1996 | Yes |  | 2021-02-01 |  | Non-lead
045489 | 1082 E CARIBBEAN DR |  | Polytube | Yes |  | 2023-04-24 |  | PVC | 1980 | Yes |  | 2023-04-24 |  | Non-lead
045490 | 7 DRIFTWOOD DR |  | Unknown, Non-Lead | No |  |  |  | Unknown, Non-Lead | 1997 | No |  |  |  | Non-lead
045491 | 27240 BROWN LT 30 DR |  | Unknown, Non-Lead | Yes |  | 2018-05-21 |  | Unknown, Non-Lead | 2006 | Yes |  | 2018-05-21 |  | Non-lead
045492 | 315 13TH ST |  | Unknown, Non-Lead | Yes |  | 2018-08-10 |  | Unknown, Non-Lead | 1993 | Yes |  | 2018-08-10 |  | Non-lead
045493 | 121 CALLE ENSUENO |  | Polytube | Yes |  | 2024-08-22 |  | PVC | 1998 | Yes |  | 2024-08-22 |  | Non-lead
045494 | 8005 SHARK DRIVE |  | Unknown, Non-Lead | Yes |  | 2018-10-18 |  | PVC | 1997 | Yes |  | 2018-10-18 |  | Non-lead
045495 | 431 2ND ST |  | Unknown, Non-Lead | Yes |  | 2022-12-21 |  | Unknown, Non-Lead | 2020 | Yes |  | 2022-12-21 |  | Non-lead
045496 | 29161 HIBISCUS LN |  | Polytube | Yes |  | 2022-12-15 |  | PVC | 1976 | Yes |  | 2022-12-15 |  | Non-lead
045497 | 19527 INDIAN MOUND DR |  | Unknown, Non-Lead | Yes |  | 2024-08-23 |  | PVC | 1996 | Yes |  | 2024-08-23 |  | Non-lead
045498 | MALLORY SQUARE S |  | Polytube | Yes |  | 2024-06-06 |  | PVC | 1985 | Yes |  | 2024-06-06 |  | Non-lead
045499 | 416 EATON ST |  | Copper | Yes |  | 2024-05-22 |  | PVC | 1928 | Yes |  | 2024-05-22 |  | Non-lead
045500 | 418 EATON ST |  | Polytube | Yes |  | 2022-08-03 |  | PVC | 1928 | Yes |  | 2022-08-03 |  | Non-lead
045501 | 503 NOAH LN |  | Unknown, Non-Lead | No |  |  |  | Unknown, Non-Lead | 1997 | No |  |  |  | Non-lead
045502 | 18 KESTRAL WAY |  | Unknown, Non-Lead | Yes |  | 2021-11-30 |  | Unknown, Non-Lead | 1998 | Yes |  | 2021-11-30 |  | Non-lead
045503 | 20 KESTRAL WAY |  | Unknown, Non-Lead | Yes |  | 2018-10-26 |  | Unknown, Non-Lead | 1997 | Yes |  | 2018-10-26 |  | Non-lead
045504 | 19 N CHANNEL DR |  | Polytube | Yes |  | 2022-11-29 |  | PVC | 1984 | Yes |  | 2022-11-29 |  | Non-lead
045505 | 30 S ANDROS RD |  | Unknown, Non-Lead | Yes |  | 2020-07-16 |  | PVC | 2006 | Yes |  | 2020-07-16 |  | Non-lead
045506 | 37 BAHAMA AVE |  | Polytube | Yes |  | 2022-11-30 |  | PVC | 1972 | Yes |  | 2022-11-30 |  | Non-lead
045507 | 177 CORRINE PL |  | Non-Lead - Copper | Yes |  | 2024-01-11 |  | PVC | 1997 | Yes |  | 2024-01-11 |  | Non-lead
045508 | 176 OCEAN DR |  | Unknown, Non-Lead | Yes |  | 2018-10-10 |  | Unknown, Non-Lead | 1998 | Yes |  | 2018-10-10 |  | Non-lead
045509 | 84 GOLF CLUB DR |  | Unknown, Non-Lead | No |  |  |  | Unknown, Non-Lead | 1997 | No |  |  |  | Non-lead
045510 | 118 GOLF CLUB DR |  | Polytube | Yes |  | 2022-10-31 |  | PVC | 1997 | Yes |  | 2022-10-31 |  | Non-lead
045511 | 120 GOLF CLUB DR |  | Unknown, Non-Lead | No |  |  |  | Unknown, Non-Lead | 1997 | No |  |  |  | Non-lead
045512 | 17226 JAMAICA LN |  | Unknown, Non-Lead | Yes |  | 2018-09-30 |  | PVC | 1998 | Yes |  | 2018-09-30 |  | Non-lead
045513 | 22959 SHARP BK4 LT3 LN |  | Unknown, Non-Lead | Yes |  | 2018-08-31 |  | Unknown, Non-Lead | 1999 | Yes |  | 2018-08-31 |  | Non-lead
045514 | 29 SPOONBILL WAY |  | Unknown, Non-Lead | No |  |  |  | Unknown, Non-Lead | 1997 | No |  |  |  | Non-lead
045515 | 31 SPOONBILL WAY |  | Unknown, Non-Lead | No |  |  |  | Unknown, Non-Lead | 1996 | No |  |  |  | Non-lead
045516 | 41 SPOONBILL WAY |  | Polytube | Yes |  | 2022-05-31 |  | PVC | 1997 | Yes |  | 2022-05-31 |  | Non-lead
045517 | 43 SPOONBILL WAY |  | Unknown, Non-Lead | Yes |  | 2022-03-31 |  | Unknown, Non-Lead | 1997 | Yes |  | 2022-03-31 |  | Non-lead
045518 | 82 GOLF CLUB DR |  | Unknown, Non-Lead | Yes |  | 2019-08-12 |  | PVC | 1997 | Yes |  | 2019-08-12 |  | Non-lead
045519 | 130 SIOUX ST |  | Unknown, Non-Lead | No |  |  |  | Unknown, Non-Lead | 1998 | No |  |  |  | Non-lead
045520 | 109 COCONUT LN |  | Unknown, Non-Lead | No |  |  |  | Unknown, Non-Lead | 1993 | No |  |  |  | Non-lead
045521 | 127 SIOUX ST |  | Polytube | Yes |  | 2022-05-18 |  | PVC | 1998 | Yes |  | 2022-05-18 |  | Non-lead
045522 | UNIT 2 82539 OLD L5B B12 RD |  | Unknown, Non-Lead | Yes |  | 2018-06-08 |  | Unknown, Non-Lead | 2001 | Yes |  | 2018-06-08 |  | Non-lead
045523 | 19548 APACHE ST |  | Unknown, Non-Lead | No |  |  |  | Unknown, Non-Lead | 1997 | No |  |  |  | Non-lead
045524 | APT 3 614 WHITEHEAD ST |  | Polytube | Yes |  | 2022-06-08 |  | PVC | 1971 | Yes |  | 2022-06-08 |  | Non-lead
045525 | APT 4 614 WHITEHEAD ST |  | Polytube | Yes |  | 2022-06-08 |  | PVC | 1978 | Yes |  | 2022-06-08 |  | Non-lead
045526 | APT 5 614 WHITEHEAD ST |  | Polytube | Yes |  | 2024-04-09 |  | PVC | 1978 | Yes |  | 2024-04-09 |  | Non-lead
045527 | APT 6 614 WHITEHEAD ST |  | Polytube | Yes |  | 2024-05-10 |  | PVC | 1978 | Yes |  | 2024-05-10 |  | Non-lead
045528 | 22931 BLACKBEARD LN |  | Polytube | Yes |  | 2022-12-29 |  | PVC | 1997 | Yes |  | 2022-12-29 |  | Non-lead
045529 | 723 PRADO CIR |  | Unknown, Non-Lead | Yes |  | 2018-10-23 |  | Unknown, Non-Lead | 1997 | Yes |  | 2018-10-23 |  | Non-lead
045530 | UNIT 101 207 PETRONIA ST |  | Unknown, Non-Lead | No |  |  |  | Unknown, Non-Lead | 1997 | No |  |  |  | Non-lead
045531 | APT 202 207 PETRONIA ST |  | Unknown, Non-Lead | Yes |  | 2021-10-08 |  | Unknown, Non-Lead | 1997 | Yes |  | 2021-10-08 |  | Non-lead
045532 | UNIT 203 207 PETRONIA ST |  | Unknown, Non-Lead | Yes |  | 2018-06-29 |  | Unknown, Non-Lead | 1997 | Yes |  | 2018-06-29 |  | Non-lead
045533 | APT 201 207 PETRONIA ST |  | Unknown, Non-Lead | Yes |  | 2019-10-28 |  | Unknown, Non-Lead | 1997 | Yes |  | 2019-10-28 |  | Non-lead
045534 | 25 KESTRAL WAY |  | Unknown, Non-Lead | No |  |  |  | Unknown, Non-Lead | 1996 | No |  |  |  | Non-lead
045535 | 26 KESTRAL WAY |  | Unknown, Non-Lead | No |  |  |  | Unknown, Non-Lead | 1997 | No |  |  |  | Non-lead
045536 | 27 KESTRAL WAY |  | Unknown, Non-Lead | Yes |  | 2023-10-25 |  | Unknown, Non-Lead | 1996 | Yes |  | 2023-10-25 |  | Non-lead
045537 | 28 KESTRAL WAY |  | Unknown, Non-Lead | Yes |  | 2020-03-02 |  | PVC | 1997 | Yes |  | 2020-03-02 |  | Non-lead
045538 | 33 SPOONBILL WAY |  | Unknown, Non-Lead | Yes |  | 2020-06-02 |  | PVC | 1997 | Yes |  | 2020-06-02 |  | Non-lead
045539 | 35 SPOONBILL WAY |  | Unknown, Non-Lead | Yes |  | 2019-01-03 |  | PVC | 1997 | Yes |  | 2019-01-03 |  | Non-lead
045540 | 37 SPOONBILL WAY |  | Unknown, Non-Lead | Yes |  | 2020-12-03 |  | Unknown, Non-Lead | 1997 | Yes |  | 2020-12-03 |  | Non-lead
045541 | 39 SPOONBILL WAY |  | Polytube | Yes |  | 2024-08-30 |  | PVC | 1997 | Yes |  | 2024-08-30 |  | Non-lead
045542 | 45 SPOONBILL WAY |  | Unknown, Non-Lead | Yes |  | 2019-07-18 |  | PVC | 1998 | Yes |  | 2019-07-18 |  | Non-lead
045543 | 47 SPOONBILL WAY |  | Unknown, Non-Lead | Yes |  | 2024-06-28 |  | Unknown, Non-Lead | 1998 | Yes |  | 2024-06-28 |  | Non-lead
045545 | 181 12TH ST |  | Polytube | Yes |  | 2023-03-06 |  | PVC | 1997 | Yes |  | 2023-03-06 |  | Non-lead
045546 | 1213 OCEAN DR |  | Polytube | Yes |  | 2022-08-26 |  | PVC | 1998 | Yes |  | 2022-08-26 |  | Non-lead
045547 | 27383 ST MARTIN LN |  | Unknown, Non-Lead | Yes |  | 2021-08-03 |  | Unknown, Non-Lead | 1998 | Yes |  | 2021-08-03 |  | Non-lead
045548 | 27416 TOBAGO LANE |  | Unknown, Non-Lead | Yes |  | 2020-09-02 |  | Unknown, Non-Lead | 1998 | Yes |  | 2020-09-02 |  | Non-lead
045549 | 103 PIRATES COVE Dr |  | Unknown, Non-Lead | Yes |  | 2022-03-29 |  | Unknown, Non-Lead | 1998 | Yes |  | 2022-03-29 |  | Non-lead
045550 | 120 COCO PLUM RD S |  | Polytube | Yes |  | 2023-11-21 |  | PVC | 1997 | Yes |  | 2023-11-21 |  | Non-lead
045551 | 287 ST THOMAS AVE |  | Unknown, Non-Lead | Yes |  | 2020-02-13 |  | PVC | 1998 | Yes |  | 2020-02-13 |  | Non-lead
045552 | 107 PATRICIA LN |  | Polytube | Yes |  | 2022-07-13 |  | PVC | 1998 | Yes |  | 2022-07-13 |  | Non-lead
045553 | 108 GULFSIDE DR |  | Polytube | Yes |  | 2022-06-14 |  | PVC | 1987 | Yes |  | 2022-06-14 |  | Non-lead
045554 | 24 OCEAN PT LT AVE |  | Unknown, Non-Lead | Yes |  | 2018-11-19 |  | Unknown, Non-Lead | 2000 | Yes |  | 2018-11-19 |  | Non-lead
045555 | 25215 MARGARET LT 31 ST |  | Unknown, Non-Lead | Yes |  | 2024-06-11 |  | Unknown, Non-Lead | 1997 | Yes |  | 2024-06-11 |  | Non-lead
045556 | 1124 WASHINGTON ST |  | Unknown, Non-Lead | Yes |  | 2024-02-20 |  | Unknown, Non-Lead | 1998 | Yes |  | 2024-02-20 |  | Non-lead
045557 | 820 CARSTEN LN |  | Polytube | Yes |  | 2023-02-16 |  | PVC | 1908 | Yes |  | 2023-02-16 |  | Non-lead
045558 | 19516 SEMINOLE DR |  | Polytube | Yes |  | 2023-02-02 |  | PVC | 1982 | Yes |  | 2023-02-02 |  | Non-lead
045559 | 827 SOUTHARD ST |  | Polytube | Yes |  | 2023-02-01 |  | PVC | 1929 | Yes |  | 2023-02-01 |  | Non-lead
045560 | EAST 1011 CARIBBEAN DR |  | Polytube | Yes |  | 2023-04-24 |  | PVC | 1987 | Yes |  | 2023-04-24 |  | Non-lead
045561 | IRRIG 27 KESTRAL WAY |  | Polytube | Yes |  | 2022-09-29 |  | PVC | 1996 | Yes |  | 2022-09-29 |  | Non-lead
045562 | 186 VENETIAN WAY |  | Unknown, Non-Lead | Yes |  | 2021-10-29 |  | Unknown, Non-Lead | 2000 | Yes |  | 2021-10-29 |  | Non-lead
045563 | 426 PALM DR |  | Unknown, Non-Lead | Yes |  | 2022-09-06 |  | PVC | 1998 | Yes |  | 2022-09-06 |  | Non-lead
045564 | 91500 OVERSEAS HWY P1 2 3 4 |  | Unknown, Non-Lead | Yes |  | 2021-07-13 |  | Unknown, Non-Lead | 1998 | Yes |  | 2021-07-13 |  | Non-lead
045565 | 4 JEWFISH AVE |  | Polytube | Yes |  | 2023-05-04 |  | PVC | 1959 | Yes |  | 2023-05-04 |  | Non-lead
045566 | 303 ST THOMAS AVE |  | Polytube | Yes |  | 2022-11-10 |  | PVC | 1986 | Yes |  | 2022-11-10 |  | Non-lead
045567 | 1414 1ST ST |  | Polytube | Yes |  | 2023-01-12 |  | None |  | Yes |  | 2023-01-12 |  | Non-lead
045568 | 261 MARGARET ST |  | Polytube | Yes |  | 2023-03-06 |  | Polytube | 1955 | Yes |  | 2023-03-06 |  | Non-lead
045569 | 304 S AIRPORT DR |  | Unknown, Non-Lead | No |  |  |  | Unknown, Non-Lead | 1998 | No |  |  |  | Non-lead
045570 | 1175 THATCH BK17 LT7 LN |  | Polytube | Yes |  | 2023-08-28 |  | PVC | 2000 | Yes |  | 2023-08-28 |  | Non-lead
045571 | 26961 DOLPHIN RD |  | Polytube | Yes |  | 2023-11-27 |  | PVC | 1986 | Yes |  | 2023-11-27 |  | Non-lead
045572 | 30336 HIBISCUS LANE |  | Polytube | Yes |  | 2022-11-15 |  | PVC | 1972 | Yes |  | 2022-11-15 |  | Non-lead
045573 | 5407 OVERSEAS HWY |  | Unknown, Non-Lead | Yes |  | 2024-03-05 |  | Unknown, Non-Lead | 1997 | Yes |  | 2024-03-05 |  | Non-lead
045574 | 2103 SOMBRERO BLVD |  | Unknown, Non-Lead | Yes |  | 2022-03-16 |  | Unknown, Non-Lead | 1998 | Yes |  | 2022-03-16 |  | Non-lead
045575 | 112 PIRATES COVE Dr |  | Polytube | Yes |  | 2023-10-13 |  | PVC | 1998 | Yes |  | 2023-10-13 |  | Non-lead
045576 | 303 INDIES DR |  | Unknown, Non-Lead | No |  |  |  | Unknown, Non-Lead | 1997 | No |  |  |  | Non-lead
045577 | 241 MARGARET ST |  | Polytube | Yes |  | 2023-03-06 |  | Polytube | 1955 | Yes |  | 2023-03-06 |  | Non-lead
045578 | 9 EMERALD DR |  | Unknown, Non-Lead | Yes |  | 2024-08-30 |  | Unknown, Non-Lead | 1997 | Yes |  | 2024-08-30 |  | Non-lead
045579 | 64 PELICAN LANE |  | Unknown, Non-Lead | Yes |  | 2018-03-23 |  | PVC | 1997 | Yes |  | 2018-03-23 |  | Non-lead
045580 | 5 OSPREY LN |  | Unknown, Non-Lead | Yes |  | 2021-11-24 |  | Unknown, Non-Lead | 1999 | Yes |  | 2021-11-24 |  | Non-lead
045581 | 113 S LAYTON DR |  | Polytube | Yes |  | 2023-01-06 |  | PVC | 1986 | Yes |  | 2023-01-06 |  | Non-lead
045582 | 191 S OCEAN SHORES DR |  | Unknown, Non-Lead | No |  |  |  | Unknown, Non-Lead | 1998 | No |  |  |  | Non-lead
045583 | 70 BASS AVE |  | Unknown, Non-Lead | Yes |  | 2018-07-19 |  | PVC | 2000 | Yes |  | 2018-07-19 |  | Non-lead
045584 | 10 GULF LOTS 6&15 B DR |  | Polytube | Yes |  | 2024-01-26 |  | PVC | 1993 | Yes |  | 2024-01-26 |  | Non-lead
045585 | FRONT 1008 WHITE ST |  | Polytube | Yes |  | 2024-03-15 |  | PVC | 1943 | Yes |  | 2024-03-15 |  | Non-lead
045586 | 311 TRUMAN AVE |  | Polytube | Yes |  | 2023-05-04 |  | PVC | 1938 | Yes |  | 2023-05-04 |  | Non-lead
045589 | 13 CALLE DOS |  | Unknown, Non-Lead | Yes |  | 2022-03-30 |  | Unknown, Non-Lead | 1998 | Yes |  | 2022-03-30 |  | Non-lead
045590 | 37 CANNON ROYAL DR |  | Unknown, Non-Lead | Yes |  | 2024-01-18 |  | PVC | 2001 | Yes |  | 2024-01-18 |  | Non-lead
045591 | 285 13TH ST |  | Unknown, Non-Lead | Yes |  | 2019-02-22 |  | Unknown, Non-Lead | 1998 | Yes |  | 2019-02-22 |  | Non-lead
045592 | 270 SOUTH POINT DR |  | Unknown, Non-Lead | No |  |  |  | Unknown, Non-Lead | 1998 | No |  |  |  | Non-lead
045593 | 796 DUCK KEY DR |  | Polytube | Yes |  | 2022-10-22 |  | PVC | 1984 | Yes |  | 2022-10-22 |  | Non-lead
045594 | 784 DUCK KEY DR |  | Polytube | Yes |  | 2023-08-30 |  | PVC | 1984 | Yes |  | 2023-08-30 |  | Non-lead
045595 | 131 N INDIES DR |  | Unknown, Non-Lead | No |  |  |  | Unknown, Non-Lead | 2006 | No |  |  |  | Non-lead
045596 | 20 BONEFISH AVE |  | Polytube | Yes |  | 2022-10-31 |  | PVC | 1979 | Yes |  | 2022-10-31 |  | Non-lead
045597 | 211 PEARL AVE |  | Unknown, Non-Lead | Yes |  | 2021-01-11 |  | Unknown, Non-Lead | 1997 | Yes |  | 2021-01-11 |  | Non-lead
045598 | 425 S HARBOR DR |  | Unknown, Non-Lead | Yes |  | 2020-03-04 |  | Polytube | 2012 | Yes |  | 2020-03-04 |  | Non-lead
045599 | 58 GOLF CLUB DR |  | Unknown, Non-Lead | No |  |  |  | Unknown, Non-Lead | 1996 | No |  |  |  | Non-lead
045600 | 60 GOLF CLUB DR |  | Unknown, Non-Lead | Yes |  | 2019-02-05 |  | Unknown, Non-Lead | 1996 | Yes |  | 2019-02-05 |  | Non-lead
045601 | 137 GOLF CLUB DR |  | Polytube | Yes |  | 2023-02-23 |  | PVC | 1996 | Yes |  | 2023-02-23 |  | Non-lead
045602 | 139 GOLF CLUB DR |  | Polytube | Yes |  | 2022-06-30 |  | PVC | 1996 | Yes |  | 2022-06-30 |  | Non-lead
045603 | 141 GOLF CLUB DR |  | Unknown, Non-Lead | No |  |  |  | Unknown, Non-Lead | 1996 | No |  |  |  | Non-lead
045604 | 143 GOLF CLUB DR |  | Unknown, Non-Lead | Yes |  | 2020-07-09 |  | Unknown, Non-Lead | 1996 | Yes |  | 2020-07-09 |  | Non-lead
045605 | 145 GOLF CLUB DR |  | Unknown, Non-Lead | Yes |  | 2022-01-25 |  | PVC | 1996 | Yes |  | 2022-01-25 |  | Non-lead
045606 | 147 GOLF CLUB DR |  | Unknown, Non-Lead | Yes |  | 2024-08-30 |  | Unknown, Non-Lead | 1996 | Yes |  | 2024-08-30 |  | Non-lead
045607 | 149 GOLF CLUB DR |  | Unknown, Non-Lead | Yes |  | 2018-06-13 |  | Unknown, Non-Lead | 1996 | Yes |  | 2018-06-13 |  | Non-lead
045608 | 151 GOLF CLUB DR |  | Polytube | Yes |  | 2023-06-02 |  | PVC | 1996 | Yes |  | 2023-06-02 |  | Non-lead
045609 | A28 12TH AVE |  | Polytube | Yes |  | 2024-06-28 |  | PVC | 1973 | Yes |  | 2024-06-28 |  | Non-lead
045610 | 510 EMMA ST |  | Unknown, Non-Lead | Yes |  | 2021-06-04 |  | Unknown, Non-Lead | 1996 | Yes |  | 2021-06-04 |  | Non-lead
045611 | 512 EMMA ST |  | Unknown, Non-Lead | Yes |  | 2019-07-16 |  | Unknown, Non-Lead | 1996 | Yes |  | 2019-07-16 |  | Non-lead
045612 | 322 S COCONUT PALM BLVD |  | Polytube | Yes |  | 2023-02-01 |  | PVC | 1980 | Yes |  | 2023-02-01 |  | Non-lead
045613 | 508 CARIBBEAN DR |  | Unknown, Non-Lead | Yes |  | 2017-08-22 |  | PVC | 2002 | Yes |  | 2017-08-22 |  | Non-lead
045614 | 141 VALENCIA DR |  | Polytube | Yes |  | 2022-08-05 |  | PVC | 1997 | Yes |  | 2022-08-05 |  | Non-lead
045615 | 326 WOODS AVE |  | Unknown, Non-Lead | No |  |  |  | Unknown, Non-Lead | 1997 | No |  |  |  | Non-lead
045616 | 114 COASTAL DR |  | Unknown, Non-Lead | Yes |  | 2018-08-20 |  | Unknown, Non-Lead | 1997 | Yes |  | 2018-08-20 |  | Non-lead
045617 | L36 933 FLAGSHIP DR |  | Unknown, Non-Lead | Yes |  | 2024-06-28 |  | PVC | 1997 | Yes |  | 2024-06-28 |  | Non-lead
045618 | APT REAR 2107 PATTERSON AVE |  | Polytube | Yes |  | 2023-04-26 |  | PVC | 1953 | Yes |  | 2023-04-26 |  | Non-lead
045619 | 20940 W FIFTH AVE |  | Polytube | Yes |  | 2024-03-27 |  | PVC | 1997 | Yes |  | 2024-03-27 |  | Non-lead
045620 | L1 B19 20972 6TH WEST AVE |  | Unknown, Non-Lead | No |  |  |  | Unknown, Non-Lead | 1993 | No |  |  |  | Non-lead
045621 | 507 NOAH LN |  | Unknown, Non-Lead | Yes |  | 2020-08-09 |  | Unknown, Non-Lead | 1996 | Yes |  | 2020-08-09 |  | Non-lead
045622 | IRRIGATION 100 GOLF CLUB DR |  | Polytube | Yes |  | 2023-03-08 |  | PVC | 1997 | Yes |  | 2023-03-08 |  | Non-lead
045623 | 107 SUNSET DR |  | Polytube | Yes |  | 2024-05-22 |  | PVC | 1981 | Yes |  | 2024-05-22 |  | Non-lead
045624 | 1164 DE LUSSAN LN |  | Unknown, Non-Lead | Yes |  | 2017-08-25 |  | PVC | 1996 | Yes |  | 2017-08-25 |  | Non-lead
045625 | 1050 COXON LN |  | Polytube | Yes |  | 2022-12-29 |  | PVC | 1983 | Yes |  | 2022-12-29 |  | Non-lead
045626 | US-1 & 41ST ST |  | Unknown, Non-Lead | Yes |  | 2024-01-19 |  | Unknown, Non-Lead | 2014 | Yes |  | 2024-01-19 |  | Non-lead
045627 | 1311 VILLA MILL ALY |  | Unknown, Non-Lead | Yes |  | 2021-11-15 |  | Unknown, Non-Lead | 1996 | Yes |  | 2021-11-15 |  | Non-lead
045628 | 1351 20TH ST |  | Unknown, Non-Lead | No |  |  |  | Unknown, Non-Lead | 1996 | No |  |  |  | Non-lead
045629 | 3803 DUCK AVE |  | Unknown, Non-Lead | Yes |  | 2018-03-23 |  | PVC | 1996 | Yes |  | 2018-03-23 |  | Non-lead
045630 | 1216 WATSON ST |  | Polytube | Yes |  | 2023-08-15 |  | PVC | 1996 | Yes |  | 2023-08-15 |  | Non-lead
045631 | 323 INDIES DR |  | Unknown, Non-Lead | No |  |  |  | Unknown, Non-Lead | 1996 | No |  |  |  | Non-lead
045632 | 625 SIMONTON ST |  | Unknown, Non-Lead | Yes |  | 2020-01-13 |  | Unknown, Non-Lead | 1997 | Yes |  | 2020-01-13 |  | Non-lead
045633 | 511 NOAH LN |  | Unknown, Non-Lead | Yes |  | 2023-11-06 |  | Unknown, Non-Lead | 1996 | Yes |  | 2023-11-06 |  | Non-lead
045634 | 505 NOAH LN |  | Unknown, Non-Lead | Yes |  | 2021-12-13 |  | Unknown, Non-Lead | 1996 | Yes |  | 2021-12-13 |  | Non-lead
045635 | 509 NOAH LN |  | Unknown, Non-Lead | Yes |  | 2024-10-08 |  | PVC | 1996 | Yes |  | 2024-10-08 |  | Non-lead
045636 | 623 SIMONTON ST |  | Unknown, Non-Lead | Yes |  | 2020-07-06 |  | PVC | 1997 | Yes |  | 2020-07-06 |  | Non-lead
045637 | 627 SIMONTON ST |  | Unknown, Non-Lead | Yes |  | 2019-08-21 |  | PVC | 1997 | Yes |  | 2019-08-21 |  | Non-lead
045638 | 601 ANGELA ST |  | Unknown, Non-Lead | Yes |  | 2024-02-26 |  | Unknown, Non-Lead | 1997 | Yes |  | 2024-02-26 |  | Non-lead
045639 | 603 ANGELA ST |  | Unknown, Non-Lead | No |  |  |  | Unknown, Non-Lead | 1997 | No |  |  |  | Non-lead
045640 | 605 ANGELA ST |  | Unknown, Non-Lead | No |  |  |  | Unknown, Non-Lead | 1997 | No |  |  |  | Non-lead
045641 | #8 621 SIMONTON ST |  | Unknown, Non-Lead | No |  |  |  | Unknown, Non-Lead | 1997 | No |  |  |  | Non-lead
045642 | 619 SIMONTON ST |  | Unknown, Non-Lead | Yes |  | 2023-09-12 |  | Unknown, Non-Lead | 1997 | Yes |  | 2023-09-12 |  | Non-lead
045643 | 617 SIMONTON ST |  | Unknown, Non-Lead | Yes |  | 2019-02-22 |  | Unknown, Non-Lead | 1997 | Yes |  | 2019-02-22 |  | Non-lead
045644 | L26 B2 1146 LAGOON DR |  | Polytube | Yes |  | 2023-07-25 |  | PVC | 1997 | Yes |  | 2023-07-25 |  | Non-lead
045645 | 656 W SHORE DR |  | Unknown, Non-Lead | Yes |  | 2019-02-05 |  | Unknown, Non-Lead | 1998 | Yes |  | 2019-02-05 |  | Non-lead
045646 | 1027 PICARD LN |  | Unknown, Non-Lead | Yes |  | 2020-08-25 |  | PVC | 1989 | Yes |  | 2020-08-25 |  | Non-lead
045647 | 117 MOCKINGBIRD LN |  | Unknown, Non-Lead | Yes |  | 2024-01-30 |  | PVC | 1997 | Yes |  | 2024-01-30 |  | Non-lead
045648 | 367 STIRRUP KEY BLVD |  | Polytube | Yes |  | 2023-02-03 |  | PVC | 1979 | Yes |  | 2023-02-03 |  | Non-lead
045649 | 249 W SEAVIEW DRIVE |  | Unknown, Non-Lead | No |  |  |  | Unknown, Non-Lead | 1997 | No |  |  |  | Non-lead
045650 | 150 10TH ST |  | Unknown, Non-Lead | Yes |  | 2018-12-17 |  | PVC | 2017 | Yes |  | 2018-12-17 |  | Non-lead
045651 | RS 471 3RD ST |  | Unknown, Non-Lead | Yes |  | 2024-03-14 |  | Unknown, Non-Lead | 1988 | Yes |  | 2024-03-14 |  | Non-lead
045652 | 1407 WHITE ST |  | Polytube | Yes |  | 2022-09-08 |  | PVC | 1943 | Yes |  | 2022-09-08 |  | Non-lead
045653 | 61 SILVERS SPRINGS DR |  | Polytube | Yes |  | 2022-09-23 |  | PVC | 1957 | Yes |  | 2022-09-23 |  | Non-lead
045654 | 5 PALM DR |  | Polytube | Yes |  | 2020-03-03 |  | PVC | 1997 | Yes |  | 2020-03-03 |  | Non-lead
045655 | 13 NORWOOD AVE |  | Unknown, Non-Lead | Yes |  | 2017-05-30 |  | Unknown, Non-Lead | 1996 | Yes |  | 2017-05-30 |  | Non-lead
045656 | 133 OCEAN SHRS DR |  | Unknown, Non-Lead | Yes |  | 2017-02-09 |  | Unknown, Non-Lead | 1997 | Yes |  | 2017-02-09 |  | Non-lead
045657 | B19 19 CARD SOUND RD |  | Polytube | Yes |  | 2022-09-29 |  | PVC |  | Yes |  | 2022-09-29 |  | Non-lead
045658 | WEST 20869 6TH AVE |  | Polytube | Yes |  | 2022-08-26 |  | Copper | 1997 | Yes |  | 2022-08-26 |  | Non-lead
045659 | 20831 8TH WEST AVE |  | Polytube | Yes |  | 2022-01-31 |  | Copper | 1994 | Yes |  | 2022-01-31 |  | Non-lead
045660 | 19 CYPRESS AVE |  | Unknown, Non-Lead | Yes |  | 2021-06-02 |  | PVC | 1991 | Yes |  | 2021-06-02 |  | Non-lead
045661 | 62 GOLF CLUB DR |  | Unknown, Non-Lead | No |  |  |  | Unknown, Non-Lead | 1996 | No |  |  |  | Non-lead
045662 | 64 GOLF CLUB DR |  | Unknown, Non-Lead | Yes |  | 2020-11-05 |  | PVC | 1996 | Yes |  | 2020-11-05 |  | Non-lead
045663 | 168 GOLF CLUB DR |  | Unknown, Non-Lead | Yes |  | 2019-10-31 |  | Unknown, Non-Lead | 1997 | Yes |  | 2019-10-31 |  | Non-lead
045664 | 170 GOLF CLUB DR |  | Unknown, Non-Lead | Yes |  | 2020-08-26 |  | PVC | 1997 | Yes |  | 2020-08-26 |  | Non-lead
045665 | 172 GOLF CLUB DR |  | Unknown, Non-Lead | Yes |  | 2023-04-28 |  | Unknown, Non-Lead | 1997 | Yes |  | 2023-04-28 |  | Non-lead
045666 | 174 GOLF CLUB DR |  | Unknown, Non-Lead | Yes |  | 2019-09-03 |  | Unknown, Non-Lead | 1996 | Yes |  | 2019-09-03 |  | Non-lead
045667 | 177 GOLF CLUB DR |  | Unknown, Non-Lead | Yes |  | 2020-08-31 |  | Unknown, Non-Lead | 1996 | Yes |  | 2020-08-31 |  | Non-lead
045668 | 179 GOLF CLUB DR |  | Polytube | Yes |  | 2024-08-27 |  | PVC | 1997 | Yes |  | 2024-08-27 |  | Non-lead
045669 | 181 GOLF CLUB DR |  | Unknown, Non-Lead | Yes |  | 2022-01-28 |  | Unknown, Non-Lead | 1997 | Yes |  | 2022-01-28 |  | Non-lead
045670 | 183 GOLF CLUB DR |  | Unknown, Non-Lead | No |  |  |  | Unknown, Non-Lead | 1996 | No |  |  |  | Non-lead
045671 | 153 PEG LEG LANE |  | Polytube | Yes |  | 2023-06-30 |  | PVC | 1997 | Yes |  | 2023-06-30 |  | Non-lead
045672 | 461 3RD LS ST |  | Unknown, Non-Lead | Yes |  | 2024-03-14 |  | Unknown, Non-Lead | 1998 | Yes |  | 2024-03-14 |  | Non-lead
045673 | 22 KYLE EAST WAY |  | Polytube | Yes |  | 2023-05-04 |  | PVC | 1997 | Yes |  | 2023-05-04 |  | Non-lead
045674 | 119 BRUCE CT |  | Unknown, Non-Lead | No |  |  |  | Unknown, Non-Lead | 1989 | No |  |  |  | Non-lead
045675 | 915 80TH OCEAN ST |  | Polytube | Yes |  | 2023-02-02 |  | PVC | 1978 | Yes |  | 2023-02-02 |  | Non-lead
045676 | 58325 MORTON ST |  | Unknown, Non-Lead | Yes |  | 2023-10-04 |  | Unknown, Non-Lead | 1997 | Yes |  | 2023-10-04 |  | Non-lead
045677 | 30155 PINE CHANNEL RD |  | Polytube | Yes |  | 2022-11-28 |  | PVC | 1987 | Yes |  | 2022-11-28 |  | Non-lead
045678 | 17277 ALLAMANDA DR E |  | Unknown, Non-Lead | Yes |  | 2022-06-03 |  | PVC | 1997 | Yes |  | 2022-06-03 |  | Non-lead
045679 | L2BK54 3764 DATE PALM ST |  | Polytube | Yes |  | 2023-03-30 |  | PVC | 1996 | Yes |  | 2023-03-30 |  | Non-lead
045680 | 2307 LINDA AVE |  | Polytube | Yes |  | 2023-01-11 |  | PVC | 1996 | Yes |  | 2023-01-11 |  | Non-lead
045681 | L6 B7 418 S HARBOR DR |  | Unknown, Non-Lead | No |  |  |  | Unknown, Non-Lead | 1997 | No |  |  |  | Non-lead
045682 | 133 SAN MARCO DR |  | Unknown, Non-Lead | Yes |  | 2020-09-21 |  | Unknown, Non-Lead | 1996 | Yes |  | 2020-09-21 |  | Non-lead
045683 | 164 PLANTATION AVE |  | Unknown, Non-Lead | No |  |  |  | Unknown, Non-Lead | 2000 | No |  |  |  | Non-lead
045684 | 152 PALO DE ORO DR |  | Polytube | Yes |  | 2022-07-06 |  | PVC | 1997 | Yes |  | 2022-07-06 |  | Non-lead
045685 | 172 INDIAN MOUND TR |  | Polytube | No |  |  |  | PVC | 1997 | No |  |  |  | Non-lead
045686 | 728 PRADO CIR |  | Unknown, Non-Lead | No |  |  |  | Unknown, Non-Lead | 1997 | No |  |  |  | Non-lead
045687 | 21070 5TH EAST 1/2 AVE |  | Polytube | Yes |  | 2022-10-31 |  | PVC | 1965 | Yes |  | 2022-10-31 |  | Non-lead
045688 | 234 E CAHILL CT |  | Unknown, Non-Lead | No |  |  |  | Unknown, Non-Lead | 1998 | No |  |  |  | Non-lead
045689 | 20926 4TH AVE W |  | Unknown, Non-Lead | Yes |  | 2022-11-03 |  | Polytube | 1998 | Yes |  | 2022-11-03 |  | Non-lead
045690 | 20888 W 2ND AVE |  | Unknown, Non-Lead | No |  |  |  | Unknown, Non-Lead | 1996 | No |  |  |  | Non-lead
045691 | STE 4 601 DUVAL ST |  | PVC | Yes |  | 2022-12-02 |  | PVC | 1938 | Yes |  | 2022-12-02 |  | Non-lead
045692 | UNIT 3 601 DUVAL ST |  | PVC | Yes |  | 2022-12-02 |  | PVC | 1938 | Yes |  | 2022-12-02 |  | Non-lead
045693 | SOUTH 374 AIRPORT DR |  | Unknown, Non-Lead | No |  |  |  | Unknown, Non-Lead | 1996 | No |  |  |  | Non-lead
045694 | 143 CANAL ST |  | Unknown, Non-Lead | Yes |  | 2018-07-23 |  | Unknown, Non-Lead | 1988 | Yes |  | 2018-07-23 |  | Non-lead
045695 | 244 S OCEAN SHORES DR |  | Polytube | Yes |  | 2023-02-02 |  | PVC | 1984 | Yes |  | 2023-02-02 |  | Non-lead
045696 | 1010 SNAPPER LN |  | Polytube | Yes |  | 2022-09-20 |  | PVC | 1982 | Yes |  | 2022-09-20 |  | Non-lead
045697 | 90080 OVERSEAS HWY |  | Polytube | Yes |  | 2022-05-31 |  | PVC | 1997 | Yes |  | 2022-05-31 |  | Non-lead
045698 | 15 GULFSTREAM DR |  | Unknown, Non-Lead | Yes |  | 2019-07-02 |  | PVC | 1997 | Yes |  | 2019-07-02 |  | Non-lead
045699 | 340 SPANISH MAIN DR |  | Polytube | Yes |  | 2023-06-14 |  | PVC | 1997 | Yes |  | 2023-06-14 |  | Non-lead
045700 | 3915 DIANE RD |  | Unknown, Non-Lead | Yes |  | 2021-03-23 |  | PVC | 1992 | Yes |  | 2021-03-23 |  | Non-lead
045701 | 257 G AVE |  | Unknown, Non-Lead | Yes |  | 2021-09-24 |  | Unknown, Non-Lead | 1998 | Yes |  | 2021-09-24 |  | Non-lead
045702 | 345 13TH STREET |  | Unknown, Non-Lead | Yes |  | 2023-10-10 |  | Unknown, Non-Lead | 1997 | Yes |  | 2023-10-10 |  | Non-lead
045703 | 122 S INDIES DR |  | Unknown, Non-Lead | Yes |  | 2024-08-12 |  | PVC | 1997 | Yes |  | 2024-08-12 |  | Non-lead
045704 | 126 BIMINI DR |  | Unknown, Non-Lead | Yes |  | 2023-11-30 |  | Unknown, Non-Lead | 1997 | Yes |  | 2023-11-30 |  | Non-lead
045705 | MAIN HOUSE 21541 ASTURIAS RD |  | Polytube | Yes |  | 2023-08-29 |  | PVC | 1982 | Yes |  | 2023-08-29 |  | Non-lead
045706 | TANK ISLAND |  | Ductile Iron | Yes |  | 2022-06-15 |  | Ductile Iron |  | Yes |  | 2022-06-15 |  | Non-lead
045708 | 106 SHORE AVE |  | Unknown, Non-Lead | No |  |  |  | Unknown, Non-Lead | 1998 | No |  |  |  | Non-lead
045710 | 22811 BUCCANEER LT 6 B LN |  | Unknown, Non-Lead | Yes |  | 2018-10-29 |  | Unknown, Non-Lead | 1998 | Yes |  | 2018-10-29 |  | Non-lead
045711 | 140 GOLF CLUB DR |  | Unknown, Non-Lead | Yes |  | 2024-02-26 |  | PVC | 1998 | Yes |  | 2024-02-26 |  | Non-lead
045712 | 142 GOLF CLUB DRIVE |  | Unknown, Non-Lead | Yes |  | 2020-06-29 |  | Unknown, Non-Lead | 1998 | Yes |  | 2020-06-29 |  | Non-lead
045713 | 144 GOLF CLUB DR |  | Polytube | Yes |  | 2022-08-22 |  | PVC | 1998 | Yes |  | 2022-08-22 |  | Non-lead
045714 | 146 GOLF CLUB DR |  | Unknown, Non-Lead | No |  |  |  | Unknown, Non-Lead | 1998 | No |  |  |  | Non-lead
045715 | 148 GOLF CLUB DR |  | Polytube | Yes |  | 2021-09-23 |  | PVC | 1998 | Yes |  | 2021-09-23 |  | Non-lead
045716 | 150 GOLF CLUB DR |  | Unknown, Non-Lead | No |  |  |  | Unknown, Non-Lead | 1997 | No |  |  |  | Non-lead
045717 | 152 GOLF CLUB DR |  | Polytube | Yes |  | 2023-03-03 |  | PVC | 1997 | Yes |  | 2023-03-03 |  | Non-lead
045718 | 154 GOLF CLUB DRIVE |  | Unknown, Non-Lead | Yes |  | 2020-12-14 |  | Unknown, Non-Lead | 1997 | Yes |  | 2020-12-14 |  | Non-lead
045719 | 153 GOLF CLUB DR |  | Unknown, Non-Lead | Yes |  | 2018-08-31 |  | Unknown, Non-Lead | 1996 | Yes |  | 2018-08-31 |  | Non-lead
045720 | 155 GOLF CLUB DR |  | Unknown, Non-Lead | No |  |  |  | Unknown, Non-Lead | 1996 | No |  |  |  | Non-lead
045721 | 157 GOLF CLUB DR |  | Polytube | Yes |  | 2023-11-07 |  | PVC | 1996 | Yes |  | 2023-11-07 |  | Non-lead
045722 | 159 GOLF CLUB DR |  | Unknown, Non-Lead | Yes |  | 2018-05-15 |  | Unknown, Non-Lead | 1996 | Yes |  | 2018-05-15 |  | Non-lead
045723 | 513 NOAH LN |  | Unknown, Non-Lead | Yes |  | 2021-10-12 |  | Unknown, Non-Lead | 1996 | Yes |  | 2021-10-12 |  | Non-lead
045724 | REAR #B 610 SOUTHARD ST |  | Polytube | Yes |  | 2023-03-06 |  | PVC | 1901 | Yes |  | 2023-03-06 |  | Non-lead
045725 | 118 MOHAWK ST |  | Unknown, Non-Lead | Yes |  | 2024-07-08 |  | Unknown, Non-Lead | 1996 | Yes |  | 2024-07-08 |  | Non-lead
045726 | #22 1501 OCEAN BAY BLDG 1 DR |  | Unknown, Non-Lead | Yes |  | 2018-12-06 |  | Unknown, Non-Lead | 1997 | Yes |  | 2018-12-06 |  | Non-lead
045727 | UNIT E-3/AKA 24 1501 OCEAN BAY DR |  | Unknown, Non-Lead | Yes |  | 2018-10-29 |  | PVC | 1997 | Yes |  | 2018-10-29 |  | Non-lead
045728 | 99500 OVERSEAS HWY |  | Polytube | Yes |  | 2023-07-06 |  | PVC | 1997 | Yes |  | 2023-07-06 |  | Non-lead
045729 | UNIT 23 1501 OCEAN BAY DR |  | Unknown, Non-Lead | Yes |  | 2021-02-28 |  | Unknown, Non-Lead | 1997 | Yes |  | 2021-02-28 |  | Non-lead
045731 | 1722 N ROOSEVELT BLVD |  | Polytube | Yes |  | 2022-09-16 |  | PVC | 1963 | Yes |  | 2022-09-16 |  | Non-lead
045732 | #8 1720 N ROOSEVELT BLVD |  | Polytube | Yes |  | 2022-09-16 |  | PVC | 1963 | Yes |  | 2022-09-16 |  | Non-lead
045733 | UNIT 7 1718 N ROOSEVELT BLVD |  | Polytube | Yes |  | 2023-05-05 |  | pvc | 1963 | Yes |  | 2023-05-05 |  | Non-lead
045734 | #6 1716 N ROOSEVELT BLVD |  | Polytube | Yes |  | 2022-09-22 |  | PVC | 1963 | Yes |  | 2022-09-22 |  | Non-lead
045735 | SUITE 5 1714 N ROOSEVELT BLVD |  | Polytube | Yes |  | 2022-09-16 |  | PVC | 1963 | Yes |  | 2022-09-16 |  | Non-lead
045736 | SUITE 4 1712 N ROOSEVELT BLVD |  | Polytube | Yes |  | 2022-10-03 |  | PVC | 1963 | Yes |  | 2022-10-03 |  | Non-lead
045737 | #3 1710 N ROOSEVELT BLVD |  | Polytube | Yes |  | 2022-09-16 |  | PVC | 1963 | Yes |  | 2022-09-16 |  | Non-lead
045738 | #2 1708 N ROOSEVELT BLVD |  | Polytube | Yes |  | 2022-09-16 |  | PVC | 1963 | Yes |  | 2022-09-16 |  | Non-lead
045739 | #1 1706 N ROOSEVELT BLVD |  | Polytube | Yes |  | 2022-09-16 |  | PVC | 1963 | Yes |  | 2022-09-16 |  | Non-lead
045740 | 114 SIOUX ST |  | Unknown, Non-Lead | Yes |  | 2019-04-16 |  | Unknown, Non-Lead | 1997 | Yes |  | 2019-04-16 |  | Non-lead
045741 | 269 HIBISCUS ST |  | Polytube | Yes |  | 2022-06-21 |  | PVC | 1985 | Yes |  | 2022-06-21 |  | Non-lead
045742 | 132 SEASHORE DR |  | Unknown, Non-Lead | Yes |  | 2021-11-29 |  | Unknown, Non-Lead | 1998 | Yes |  | 2021-11-29 |  | Non-lead
045743 | 158 CORRINE PL |  | Unknown, Non-Lead | Yes |  | 2023-10-27 |  | Unknown, Non-Lead | 1997 | Yes |  | 2023-10-27 |  | Non-lead
045744 | 579 BOYD DR |  | Unknown, Non-Lead | No |  |  |  | Unknown, Non-Lead | 1997 | No |  |  |  | Non-lead
045745 | 25 SNAPPER AVE |  | Polytube | No |  |  |  | PVC | 1997 | No |  |  |  | Non-lead
045746 | APT C 5187 OVERSEAS HWY |  | Polytube | Yes |  | 2022-12-06 |  | PVC | 1959 | Yes |  | 2022-12-06 |  | Non-lead
045747 | STR B 5181 OVERSEAS HWY |  | Polytube | Yes |  | 2022-12-06 |  | PVC | 1959 | Yes |  | 2022-12-06 |  | Non-lead
045748 | #8 489 63RD ST OCEAN |  | Polytube | Yes |  | 2022-05-16 |  | PVC | 1969 | Yes |  | 2022-05-16 |  | Non-lead
045749 | APT 2 489 63RD OCEAN ST |  | Polytube | Yes |  | 2024-04-10 |  | PVC | 1973 | Yes |  | 2024-04-10 |  | Non-lead
045750 | #4 489 63RD ST OCEAN |  | Polytube | Yes |  | 2024-05-03 |  | PVC | 1973 | Yes |  | 2024-05-03 |  | Non-lead
045751 | #7 489 63RD ST OCEAN |  | Polytube | Yes |  | 2023-03-01 |  | PVC | 1973 | Yes |  | 2023-03-01 |  | Non-lead
045752 | #6 489 63 RD ST OCEAN |  | Polytube | Yes |  | 2023-03-08 |  | PVC | 1969 | Yes |  | 2023-03-08 |  | Non-lead
045753 | APT 3 489 63RD OCEAN ST |  | Polytube | Yes |  | 2023-03-14 |  | PVC | 1969 | Yes |  | 2023-03-14 |  | Non-lead
045754 | APT 1 489 63RD OCEAN ST |  | Polytube | Yes |  | 2023-02-23 |  | PVC | 1973 | Yes |  | 2023-02-23 |  | Non-lead
045755 | #5 489 63RD ST OCEAN |  | Polytube | Yes |  | 2023-03-08 |  | PVC | 1973 | Yes |  | 2023-03-08 |  | Non-lead
045756 | 1147 FLAGSHIP DR |  | Unknown, Non-Lead | Yes |  | 2021-01-06 |  | Unknown, Non-Lead | 1997 | Yes |  | 2021-01-06 |  | Non-lead
045757 | 73 INDIES RD |  | Unknown, Non-Lead | Yes |  | 2019-10-22 |  | PVC | 1997 | Yes |  | 2019-10-22 |  | Non-lead
045758 | 201 3RD LS ST |  | Unknown, Non-Lead | Yes |  | 2020-09-22 |  | PVC | 1997 | Yes |  | 2020-09-22 |  | Non-lead
045759 | RS 211 3RD ST |  | Polytube | Yes |  | 2024-03-14 |  | PVC | 1966 | Yes |  | 2024-03-14 |  | Non-lead
045760 | 996 97TH ST |  | Unknown, Non-Lead | Yes |  | 2019-01-15 |  | Unknown, Non-Lead | 1997 | Yes |  | 2019-01-15 |  | Non-lead
045761 | 129 LE GRANDE |  | Unknown, Non-Lead | Yes |  | 2016-12-30 |  | Unknown, Non-Lead | 1996 | Yes |  | 2016-12-30 |  | Non-lead
045762 | 21542 ASTURIAS RD |  | Polytube | Yes |  | 2022-11-09 |  | PVC | 1976 | Yes |  | 2022-11-09 |  | Non-lead
045763 | UNIT B 178 LORELANE PL |  | Unknown, Non-Lead | No |  |  |  | No Piping | 1977 | No |  |  |  | Non-lead
045764 | 184 VENETIAN WAY |  | Unknown, Non-Lead | Yes |  | 2019-09-11 |  | PVC | 2000 | Yes |  | 2019-09-11 |  | Non-lead
045765 | 153 STROMBOLI DR |  | Polytube | Yes |  | 2021-04-12 |  | PVC | 1998 | Yes |  | 2021-04-12 |  | Non-lead
045766 | 247 S OCEAN SHORE DR |  | Unknown, Non-Lead | Yes |  | 2024-04-04 |  | PVC | 1998 | Yes |  | 2024-04-04 |  | Non-lead
045767 | 243 S OCEAN SHORES |  | Polytube | Yes |  | 2023-02-02 |  | PVC | 1984 | Yes |  | 2023-02-02 |  | Non-lead
045768 | 2300 STAPLES AVE |  | Unknown, Non-Lead | Yes |  | 2021-11-22 |  | Unknown, Non-Lead | 1997 | Yes |  | 2021-11-22 |  | Non-lead
045769 | 169 GOLF CLUB DR |  | Unknown, Non-Lead | No |  |  |  | Unknown, Non-Lead | 1997 | No |  |  |  | Non-lead
045770 | 171 GOLF CLUB DR |  | Unknown, Non-Lead | No |  |  |  | Unknown, Non-Lead | 1996 | No |  |  |  | Non-lead
045771 | 173 GOLF CLUB DR |  | Unknown, Non-Lead | No |  |  |  | Unknown, Non-Lead | 1996 | No |  |  |  | Non-lead
045772 | 175 GOLF CLUB DR |  | Unknown, Non-Lead | No |  |  |  | Unknown, Non-Lead | 1996 | No |  |  |  | Non-lead
045774 | LIFT STATION #1 . GOLF CLUB DR |  | Unknown, Non-Lead | Yes |  | 2024-05-30 |  | Unknown, Non-Lead | 1996 | Yes |  | 2024-05-30 |  | Non-lead
045775 | 6 SE MARLIN AVE |  | Unknown, Non-Lead | No |  |  |  | Unknown, Non-Lead | 1997 | No |  |  |  | Non-lead
045776 | 129 ARTIC AVE |  | Polytube | Yes |  | 2024-02-05 |  | PVC | 1998 | Yes |  | 2024-02-05 |  | Non-lead
045777 | 64 W PLAZA DEL LAGO |  | Unknown, Non-Lead | Yes |  | 2019-08-06 |  | Unknown, Non-Lead | 1998 | Yes |  | 2019-08-06 |  | Non-lead
045778 | 149 VENETIAN WAY |  | Unknown, Non-Lead | Yes |  | 2020-07-22 |  | PVC | 1995 | Yes |  | 2020-07-22 |  | Non-lead
045779 | COASTAL DR |  | Unknown, Non-Lead | Yes |  | 2020-10-13 |  | PVC | 2011 | Yes |  | 2020-10-13 |  | Non-lead
045780 | 5177 OVERSEAS HWY |  | Polytube | Yes |  | 2022-12-06 |  | Copper | 1959 | Yes |  | 2022-12-06 |  | Non-lead
045781 | L-31 511 SAWYER DR |  | Unknown, Non-Lead | Yes |  | 2022-09-01 |  | Unknown, Non-Lead | 1998 | Yes |  | 2022-09-01 |  | Non-lead
045782 | 511 WEST INDIES DR |  | Unknown, Non-Lead | Yes |  | 2017-04-25 |  | Unknown, Non-Lead | 1996 | Yes |  | 2017-04-25 |  | Non-lead
045783 | 181 WEST INDIES DR |  | Unknown, Non-Lead | Yes |  | 2019-09-03 |  | Unknown, Non-Lead | 1996 | Yes |  | 2019-09-03 |  | Non-lead
045784 | 20895 8TH AVE |  | Unknown, Non-Lead | Yes |  | 2019-02-06 |  | PVC | 1997 | Yes |  | 2019-02-06 |  | Non-lead
045785 | 2217 FOGARTY AVE |  | Unknown, Non-Lead | Yes |  | 2024-05-24 |  | Unknown, Non-Lead | 1997 | Yes |  | 2024-05-24 |  | Non-lead
045786 | LARGE POOL 74 GOLF CLUB DR |  | Polytube | Yes |  | 2023-03-08 |  | PVC | 1997 | Yes |  | 2023-03-08 |  | Non-lead
045787 | 102 MANGROVE AVE |  | Unknown, Non-Lead | No |  |  |  | Unknown, Non-Lead | 1996 | No |  |  |  | Non-lead
045788 | 1400 MARLIN DR |  | Unknown, Non-Lead | Yes |  | 2021-10-22 |  | Unknown, Non-Lead | 1997 | Yes |  | 2021-10-22 |  | Non-lead
045789 | 904 66TH OCEAN ST |  | Polytube | Yes |  | 2023-03-14 |  | PVC | 1983 | Yes |  | 2023-03-14 |  | Non-lead
045790 | 836 89TH ST |  | Unknown, Non-Lead | Yes |  | 2021-02-28 |  | Polytube | 2020 | Yes |  | 2021-02-28 |  | Non-lead
045791 | 486 52ND ST |  | Unknown, Non-Lead | Yes |  | 2023-05-11 |  | Unknown, Non-Lead | 1997 | Yes |  | 2023-05-11 |  | Non-lead
045792 | 860 WILDER RD |  | Polytube | Yes |  | 2022-11-15 |  | PVC | 1982 | Yes |  | 2022-11-15 |  | Non-lead
045793 | 2157 SAN SEBASTIAN DR |  | Unknown, Non-Lead | Yes |  | 2023-11-21 |  | Unknown, Non-Lead | 1997 | Yes |  | 2023-11-21 |  | Non-lead
045795 | 1623 SUNSHINE DR |  | Polytube | Yes |  | 2024-09-06 |  | PVC | 2012 | Yes |  | 2024-09-06 |  | Non-lead
045796 | 22977 CALICO JACK CIRC |  | Unknown, Non-Lead | Yes |  | 2021-10-12 |  | PVC | 1997 | Yes |  | 2021-10-12 |  | Non-lead
045797 | 6 NORTH END RD |  | Polytube | Yes |  | 2022-10-03 |  | PVC | 1964 | Yes |  | 2022-10-03 |  | Non-lead
045798 | 41 ISLAND DR |  | Unknown, Non-Lead | Yes |  | 2019-06-28 |  | Unknown, Non-Lead | 2010 | Yes |  | 2019-06-28 |  | Non-lead
045799 | 36 THATCH PALM WAY |  | Polytube | Yes |  | 2022-11-04 |  | PVC | 1995 | Yes |  | 2022-11-04 |  | Non-lead
045800 | 136 PLANTATION SHRS DR |  | Polytube | Yes |  | 2024-01-18 |  | PVC | 1977 | Yes |  | 2024-01-18 |  | Non-lead
045801 | 105 7TH LANE |  | Polytube | Yes |  | 2023-02-07 |  | PVC | 1982 | Yes |  | 2023-02-07 |  | Non-lead
045802 | IRRIG 74 GOLF CLUB DR |  | Unknown, Non-Lead | Yes |  | 2018-08-31 |  | PVC | 1997 | Yes |  | 2018-08-31 |  | Non-lead
045803 | 1234 ROGER LN |  | Polytube | Yes |  | 2023-05-11 |  | PVC |  | Yes |  | 2023-05-11 |  | Non-lead
045804 | 27016 DOLPHIN RD & COR AVE |  | Unknown, Non-Lead | Yes |  | 2019-03-07 |  | Unknown, Non-Lead | 1997 | Yes |  | 2019-03-07 |  | Non-lead
045805 | 184 LOBSTERTAIL TRAI |  | Unknown, Non-Lead | Yes |  | 2022-02-24 |  | Unknown, Non-Lead | 2001 | Yes |  | 2022-02-24 |  | Non-lead
045806 | APT 1 408 PETRONIA ST |  | Polytube | Yes |  | 2022-10-06 |  | PVC | 1939 | Yes |  | 2022-10-06 |  | Non-lead
045807 | APT 2 408 PETRONIA ST |  | Polytube | Yes |  | 2022-09-26 |  | PVC | 1939 | Yes |  | 2022-09-26 |  | Non-lead
045808 | 25 ORANGE DR |  | Polytube | Yes |  | 2022-06-03 |  | PVC | 1997 | Yes |  | 2022-06-03 |  | Non-lead
045809 | 569 HAZEL ST |  | Unknown, Non-Lead | Yes |  | 2019-04-30 |  | Unknown, Non-Lead | 1993 | Yes |  | 2019-04-30 |  | Non-lead
045810 | 340 THIRD RD |  | Polytube | Yes |  | 2022-10-17 |  | PVC | 1958 | Yes |  | 2022-10-17 |  | Non-lead
045811 | 1532 SHAW DR |  | Polytube | Yes |  | 2023-03-06 |  | PVC | 1998 | Yes |  | 2023-03-06 |  | Non-lead
045812 | 47 W PLAZA DEL SOL LO |  | Unknown, Non-Lead | Yes |  | 2018-07-19 |  | PVC | 1998 | Yes |  | 2018-07-19 |  | Non-lead
045813 | 508 NOAH LN |  | Polytube | Yes |  | 2023-11-06 |  | PVC | 1997 | Yes |  | 2023-11-06 |  | Non-lead
045814 | 30354 PALM DR |  | Polytube | Yes |  | 2023-01-31 |  | PVC | 1976 | Yes |  | 2023-01-31 |  | Non-lead
045815 | 25245 MARGARET ST |  | Unknown, Non-Lead | Yes |  | 2018-04-02 |  | PVC | 1997 | Yes |  | 2018-04-02 |  | Non-lead
045816 | 6A HILTON HAVEN RD |  | Unknown, Non-Lead | Yes |  | 2019-01-18 |  | Unknown, Non-Lead | 1997 | Yes |  | 2019-01-18 |  | Non-lead
045817 | 6B HILTON HAVEN RD |  | Polytube | Yes |  | 2022-10-25 |  | PVC | 1963 | Yes |  | 2022-10-25 |  | Non-lead
045818 | 22956 TEACH LANE |  | Unknown, Non-Lead | No |  |  |  | Unknown, Non-Lead | 2002 | No |  |  |  | Non-lead
045819 | 16000 OLD STATE 4A RD |  | Unknown, Non-Lead | Yes |  | 2017-04-04 |  | Unknown, Non-Lead | 1998 | Yes |  | 2017-04-04 |  | Non-lead
045820 | 27133 MARIPOSA RD |  | Unknown, Non-Lead | Yes |  | 2019-06-04 |  | Unknown, Non-Lead | 2016 | Yes |  | 2019-06-04 |  | Non-lead
045821 | 19 EVERGREEN AVE |  | Polytube | Yes |  | 2023-09-06 |  | PVC | 1996 | Yes |  | 2023-09-06 |  | Non-lead
045822 | 59 KYLE WEST WAY |  | Unknown, Non-Lead | Yes |  | 2024-02-15 |  | PVC | 1997 | Yes |  | 2024-02-15 |  | Non-lead
045823 | 58426 MORTON ST |  | Unknown, Non-Lead | No |  |  |  | Unknown, Non-Lead | 1997 | No |  |  |  | Non-lead
045824 | #1 5407 OVERSEAS HWY |  | Unknown, Non-Lead | Yes |  | 2021-04-30 |  | PVC | 1997 | Yes |  | 2021-04-30 |  | Non-lead
045825 | #3 5411 OVERSEAS HWY |  | Unknown, Non-Lead | No |  |  |  | Unknown, Non-Lead | 1997 | No |  |  |  | Non-lead
045827 | IRRGATION 174 GOLF CLUB DR |  | Unknown, Non-Lead | Yes |  | 2019-10-31 |  | Unknown, Non-Lead | 1996 | Yes |  | 2019-10-31 |  | Non-lead
045829 | 515 NOAH LN |  | Unknown, Non-Lead | No |  |  |  | Unknown, Non-Lead | 1996 | No |  |  |  | Non-lead
045830 | 1445 S ROOSEVELT BLVD |  | Polytube | Yes |  | 2023-01-23 |  | PVC | 1997 | Yes |  | 2023-01-23 |  | Non-lead
045831 | 22943 BUCCANEER LANE |  | Unknown, Non-Lead | Yes |  | 2023-06-30 |  | Unknown, Non-Lead | 1997 | Yes |  | 2023-06-30 |  | Non-lead
045832 | 22969 SHARP LT2 LN |  | Unknown, Non-Lead | Yes |  | 2016-09-09 |  | Unknown, Non-Lead | 1999 | Yes |  | 2016-09-09 |  | Non-lead
045833 | 187 TAMPA ST |  | Unknown, Non-Lead | No |  |  |  | Unknown, Non-Lead | 1999 | No |  |  |  | Non-lead
045834 | 160 TEQUESTA ST |  | Unknown, Non-Lead | Yes |  | 2024-02-22 |  | Unknown, Non-Lead | 2000 | Yes |  | 2024-02-22 |  | Non-lead
045835 | 74 BAHAMA AVE |  | Unknown, Non-Lead | Yes |  | 2019-11-04 |  | Unknown, Non-Lead | 1997 | Yes |  | 2019-11-04 |  | Non-lead
045836 | 188 S OCEAN SHORES DR |  | Polytube | Yes |  | 2023-01-30 |  | PVC | 1987 | Yes |  | 2023-01-30 |  | Non-lead
045837 | #19 91200 OVERSEAS HWY |  | Unknown, Non-Lead | No |  |  |  | No Piping | 1978 | No |  |  |  | Non-lead
045838 | 94 GOLF CLUB DR |  | Unknown, Non-Lead | No |  |  |  | Unknown, Non-Lead | 1997 | No |  |  |  | Non-lead
045839 | 96 GOLF CLUB DR |  | Unknown, Non-Lead | Yes |  | 2024-02-27 |  | Unknown, Non-Lead | 1997 | Yes |  | 2024-02-27 |  | Non-lead
045840 | 98 GOLF CLUB DR |  | Unknown, Non-Lead | Yes |  | 2023-06-08 |  | Unknown, Non-Lead | 1997 | Yes |  | 2023-06-08 |  | Non-lead
045841 | 100 GOLF CLUB DR |  | Unknown, Non-Lead | Yes |  | 2023-12-06 |  | PVC | 1997 | Yes |  | 2023-12-06 |  | Non-lead
045842 | 161 GOLF CLUB DR |  | Unknown, Non-Lead | Yes |  | 2024-06-28 |  | Unknown, Non-Lead | 1996 | Yes |  | 2024-06-28 |  | Non-lead
045843 | 163 GOLF CLUB DR |  | Unknown, Non-Lead | Yes |  | 2020-12-29 |  | Unknown, Non-Lead | 1997 | Yes |  | 2020-12-29 |  | Non-lead
045844 | L13BL 11 SEA LORE LN |  | Polytube | Yes |  | 2023-11-15 |  | PVC | 1997 | Yes |  | 2023-11-15 |  | Non-lead
045846 | #7 5419 OVERSEAS HWY |  | Unknown, Non-Lead | No |  |  |  | Unknown, Non-Lead | 1997 | No |  |  |  | Non-lead
045847 | #6 5417 OVERSEAS HWY |  | Unknown, Non-Lead | No |  |  |  | Unknown, Non-Lead | 1997 | No |  |  |  | Non-lead
045848 | #8 5421 OVERSEAS HWY |  | Unknown, Non-Lead | No |  |  |  | Unknown, Non-Lead | 1997 | No |  |  |  | Non-lead
045849 | #9 5423 OVERSEAS HWY |  | Unknown, Non-Lead | No |  |  |  | Unknown, Non-Lead | 1997 | No |  |  |  | Non-lead
045850 | #10 5425 OVERSEAS HWY |  | Unknown, Non-Lead | No |  |  |  | Unknown, Non-Lead | 1997 | No |  |  |  | Non-lead
045851 | #11 5427 OVERSEAS HWY |  | Unknown, Non-Lead | No |  |  |  | Unknown, Non-Lead | 1997 | No |  |  |  | Non-lead
045852 | UPS STORE 5409 OVERSEAS HWY |  | Polytube | Yes |  | 2022-11-22 |  | Polytube | 1997 | Yes |  | 2022-11-22 |  | Non-lead
045853 | #12 5429 OVERSEAS HWY |  | Unknown, Non-Lead | No |  |  |  | Unknown, Non-Lead | 1997 | No |  |  |  | Non-lead
045854 | 103 N BAHAMA DR |  | Unknown, Non-Lead | No |  |  |  | Unknown, Non-Lead | 2000 | No |  |  |  | Non-lead
045855 | 215 DAVID LN |  | Polytube | Yes |  | 2024-04-10 |  | PVC | 1997 | Yes |  | 2024-04-10 |  | Non-lead
045856 | 116 AVENUE E |  | Unknown, Non-Lead | Yes |  | 2021-09-24 |  | Unknown, Non-Lead | 1997 | Yes |  | 2021-09-24 |  | Non-lead
045857 | 24907 HUNT LANE |  | Polytube | Yes |  | 2024-05-30 |  | PVC | 1999 | Yes |  | 2024-05-30 |  | Non-lead
045858 | 106 GOLF CLUB DR |  | Unknown, Non-Lead | Yes |  | 2024-07-17 |  | Unknown, Non-Lead | 1997 | Yes |  | 2024-07-17 |  | Non-lead
045859 | 108 GOLF CLUB DR |  | Unknown, Non-Lead | Yes |  | 2020-01-28 |  | Unknown, Non-Lead | 1997 | Yes |  | 2020-01-28 |  | Non-lead
045860 | 162 GOLF CLUB DRIVE |  | Unknown, Non-Lead | Yes |  | 2022-03-02 |  | Unknown, Non-Lead | 1997 | Yes |  | 2022-03-02 |  | Non-lead
045861 | 164 GOLF CLUB DRIVE |  | Unknown, Non-Lead | Yes |  | 2020-03-30 |  | Unknown, Non-Lead | 1997 | Yes |  | 2020-03-30 |  | Non-lead
045862 | 165 GOLF CLUB DR |  | Unknown, Non-Lead | Yes |  | 2020-05-29 |  | Unknown, Non-Lead | 1997 | Yes |  | 2020-05-29 |  | Non-lead
045863 | DRIVE 166 GOLF CLUB |  | Polytube | Yes |  | 2023-08-17 |  | PVC | 1997 | Yes |  | 2023-08-17 |  | Non-lead
045864 | 167 GOLF CLUB DR |  | Unknown, Non-Lead | No |  |  |  | Unknown, Non-Lead | 1996 | No |  |  |  | Non-lead
045865 | 3863 GEORGE RD |  | Polytube | Yes |  | 2018-05-10 |  | PVC | 1996 | Yes |  | 2018-05-10 |  | Non-lead
045866 | 58120 MORTON ST |  | Unknown, Non-Lead | Yes |  | 2022-09-16 |  | Unknown, Non-Lead | 1997 | Yes |  | 2022-09-16 |  | Non-lead
045867 | 501 11TH ST |  | Polytube | Yes |  | 2023-02-23 |  | PVC | 1997 | Yes |  | 2023-02-23 |  | Non-lead
045868 | 17375 JAMAICA LANE |  | Unknown, Non-Lead | Yes |  | 2018-11-09 |  | Unknown, Non-Lead | 1998 | Yes |  | 2018-11-09 |  | Non-lead
045869 | 165 15TH CIR |  | Unknown, Non-Lead | Yes |  | 2020-07-09 |  | PVC | 1998 | Yes |  | 2020-07-09 |  | Non-lead
045870 | 1654 FORD RD |  | Unknown, Non-Lead | Yes |  | 2019-05-30 |  | Unknown, Non-Lead | 1997 | Yes |  | 2019-05-30 |  | Non-lead
045871 | 31 BONEFISH AVE |  | Polytube | Yes |  | 2022-10-31 |  | PVC | 1978 | Yes |  | 2022-10-31 |  | Non-lead
045872 | 51 MARLIN AVE |  | Polytube | Yes |  | 2022-10-31 |  | PVC | 1966 | Yes |  | 2022-10-31 |  | Non-lead
045873 | 415 LAGUNA AVE |  | Unknown, Non-Lead | No |  |  |  | Unknown, Non-Lead | 1991 | No |  |  |  | Non-lead
045874 | 316 TAVERNIER ST |  | Polytube | Yes |  | 2023-04-13 |  | PVC | 1953 | Yes |  | 2023-04-13 |  | Non-lead
045875 | 183 VENETIAN WAY |  | Polytube | Yes |  | 2023-06-09 |  | Polytube | 1998 | Yes |  | 2023-06-09 |  | Non-lead
045876 | 829 W SHORE DR |  | Unknown, Non-Lead | No |  |  |  | Unknown, Non-Lead | 1997 | No |  |  |  | Non-lead
045877 | 1142 COATES LN |  | Unknown, Non-Lead | Yes |  | 2021-10-27 |  | Unknown, Non-Lead | 1997 | Yes |  | 2021-10-27 |  | Non-lead
045878 | 1152 COATES LANE |  | Unknown, Non-Lead | No |  |  |  | Unknown, Non-Lead | 1997 | No |  |  |  | Non-lead
045879 | 22749 BUCCANEER LT 5 B LN |  | Unknown, Non-Lead | No |  |  |  | Unknown, Non-Lead | 1997 | No |  |  |  | Non-lead
045880 | 205 WHITEHEAD ST |  | Polytube | Yes |  | 2022-06-08 |  | PVC | 1953 | Yes |  | 2022-06-08 |  | Non-lead
045881 | 29111 ORCHID LANE |  | Unknown, Non-Lead | Yes |  | 2018-04-27 |  | PVC | 1989 | Yes |  | 2018-04-27 |  | Non-lead
045882 | 550 C AVE |  | Unknown, Non-Lead | Yes |  | 2024-01-03 |  | Unknown, Non-Lead | 1998 | Yes |  | 2024-01-03 |  | Non-lead
045883 | 31049 AVENUE F |  | Unknown, Non-Lead | Yes |  | 2020-01-09 |  | PVC | 1997 | Yes |  | 2020-01-09 |  | Non-lead
045884 | 20844 2ND WEST AVE |  | Unknown, Non-Lead | No |  |  |  | Unknown, Non-Lead | 1997 | No |  |  |  | Non-lead
045885 | 251 8TH ST |  | Polytube | Yes |  | 2022-10-22 |  | PVC | 1972 | Yes |  | 2022-10-22 |  | Non-lead
045886 | 844 COPA D'ORO |  | Polytube | Yes |  | 2022-11-10 |  | PVC | 1997 | Yes |  | 2022-11-10 |  | Non-lead
045887 | 5211 LOGGERHEAD LANE |  | Unknown, Non-Lead | Yes |  | 2023-08-16 |  | Unknown, Non-Lead | 1999 | Yes |  | 2023-08-16 |  | Non-lead
045888 | LONGBEACH RD |  | Unknown, Non-Lead | Yes |  | 2024-08-30 |  | Unknown, Non-Lead | 1990 | Yes |  | 2024-08-30 |  | Non-lead
045889 | 104 SUNRISE DR |  | Polytube | Yes |  | 2023-01-10 |  | PVC | 2009 | Yes |  | 2023-01-10 |  | Non-lead
045890 | 1600 N ROOSEVELT BLVD |  | Unknown, Non-Lead | Yes |  | 2022-07-26 |  | Unknown, Non-Lead | 1998 | Yes |  | 2022-07-26 |  | Non-lead
045891 | #6 205 ELIZABETH LAZY L ST |  | Polytube | Yes |  | 2022-11-02 |  | PVC |  | Yes |  | 2022-11-02 |  | Non-lead
045892 | #1 205 ELIZABETH LAZY L ST |  | Polytube | Yes |  | 2023-03-06 |  | PVC | 1953 | Yes |  | 2023-03-06 |  | Non-lead
045893 | #2 205 ELIZABETH LAZY L ST |  | Unknown, Non-Lead | Yes |  | 2023-08-10 |  | Unknown, Non-Lead | 1998 | Yes |  | 2023-08-10 |  | Non-lead
045894 | #3 205 ELIZABETH LAZY L ST |  | Unknown | Yes |  | 2023-08-10 |  | PVC | 1953 | Yes |  | 2023-08-10 |  | Lead Status Unknown
045895 | UNIT 4 205 ELIZABETH LAZY L ST |  | Unknown, Non-Lead | Yes |  | 2019-05-14 |  | Unknown, Non-Lead | 1998 | Yes |  | 2019-05-14 |  | Non-lead
045896 | 47 CANNON ROYAL DR |  | Unknown, Non-Lead | Yes |  | 2024-08-29 |  | Unknown, Non-Lead | 1998 | Yes |  | 2024-08-29 |  | Non-lead
045897 | 510 NOAH LN |  | Polytube | Yes |  | 2024-05-08 |  | PVC | 1997 | Yes |  | 2024-05-08 |  | Non-lead
045898 | UNIT #7 301 E OCEAN DR |  | Polytube | Yes |  | 2022-07-11 |  | PVC | 1999 | Yes |  | 2022-07-11 |  | Non-lead
045899 | #3 537 HECK L-80 AVE |  | Unknown, Non-Lead | No |  |  |  | Unknown, Non-Lead | 1997 | No |  |  |  | Non-lead
045900 | BLDG 1 511 ANGELA ST |  | Polytube | Yes |  | 2023-11-06 |  | PVC | 1958 | Yes |  | 2023-11-06 |  | Non-lead
045901 | BLDG 2 511 ANGELA ST |  | Polytube | Yes |  | 2022-11-29 |  | PVC | 1958 | Yes |  | 2022-11-29 |  | Non-lead
045902 | 22835 PORT ROYAL LT-11 LN |  | Unknown, Non-Lead | Yes |  | 2018-04-09 |  | PVC | 1997 | Yes |  | 2018-04-09 |  | Non-lead
045903 | 9 BEECHWOOD DR |  | Polytube | Yes |  | 2022-05-05 |  | PVC | 1967 | Yes |  | 2022-05-05 |  | Non-lead
045909 | 34 CANNON ROYAL DR |  | Unknown, Non-Lead | Yes |  | 2019-01-29 |  | Unknown, Non-Lead | 1999 | Yes |  | 2019-01-29 |  | Non-lead
045910 | 30884 DELGADO (WORKSHOP) LN |  | Unknown, Non-Lead | Yes |  | 2017-10-30 |  | Unknown, Non-Lead | 1998 | Yes |  | 2017-10-30 |  | Non-lead
045911 | 21792 ASTURIAS RD |  | Polytube | Yes |  | 2022-11-09 |  | PVC | 1975 | Yes |  | 2022-11-09 |  | Non-lead
045912 | WEST 17021 STARFISH LN |  | Unknown, Non-Lead | Yes |  | 2024-09-20 |  | Unknown, Non-Lead | 1996 | Yes |  | 2024-09-20 |  | Non-lead
045913 | 2 KESTRAL WAY |  | Unknown, Non-Lead | Yes |  | 2020-11-02 |  | Unknown, Non-Lead | 1997 | Yes |  | 2020-11-02 |  | Non-lead
045914 | 4 KESTRAL WAY |  | Unknown, Non-Lead | No |  |  |  | Unknown, Non-Lead | 1998 | No |  |  |  | Non-lead
045915 | 5 KESTRAL WAY |  | Unknown, Non-Lead | Yes |  | 2020-05-29 |  | Unknown, Non-Lead | 1998 | Yes |  | 2020-05-29 |  | Non-lead
045916 | 7 KESTRAL WAY |  | Unknown, Non-Lead | No |  |  |  | Unknown, Non-Lead | 1997 | No |  |  |  | Non-lead
045917 | 13 KESTRAL WAY |  | Unknown, Non-Lead | Yes |  | 2024-01-31 |  | Unknown, Non-Lead | 1996 | Yes |  | 2024-01-31 |  | Non-lead
045918 | 15 KESTRAL WAY |  | Unknown, Non-Lead | Yes |  | 2018-01-23 |  | PVC | 1996 | Yes |  | 2018-01-23 |  | Non-lead
045919 | 156 GOLF CLUB DR |  | Unknown, Non-Lead | Yes |  | 2021-11-02 |  | Unknown, Non-Lead | 1997 | Yes |  | 2021-11-02 |  | Non-lead
045920 | 158 GOLF CLUB DR |  | Unknown, Non-Lead | Yes |  | 2021-09-23 |  | Unknown, Non-Lead | 1997 | Yes |  | 2021-09-23 |  | Non-lead
045921 | 160 GOLF CLUB DR |  | Unknown, Non-Lead | Yes |  | 2024-04-17 |  | Unknown, Non-Lead | 1997 | Yes |  | 2024-04-17 |  | Non-lead
045922 | 16 SPOONBILL WAY |  | Unknown, Non-Lead | Yes |  | 2022-04-27 |  | Unknown, Non-Lead | 1998 | Yes |  | 2022-04-27 |  | Non-lead
045923 | 18 SPOONBILL WAY |  | Unknown, Non-Lead | Yes |  | 2024-04-29 |  | Unknown, Non-Lead | 1997 | Yes |  | 2024-04-29 |  | Non-lead
045924 | 17242 SNAPPER LN |  | Unknown, Non-Lead | No |  |  |  | Unknown, Non-Lead | 1997 | No |  |  |  | Non-lead
045925 | 27411 MARTINIQUE LANE |  | Polytube | Yes |  | 2022-10-13 |  | PVC | 1977 | Yes |  | 2022-10-13 |  | Non-lead
045926 | 115 BLUEBIRD RD |  | Unknown, Non-Lead | Yes |  | 2022-02-09 |  | Unknown, Non-Lead | 1997 | Yes |  | 2022-02-09 |  | Non-lead
045927 | 886 LAPALOMA RD |  | Unknown, Non-Lead | No |  |  |  | Unknown, Non-Lead | 1997 | No |  |  |  | Non-lead
045928 | 114 VENETIAN WAY |  | Unknown, Non-Lead | Yes |  | 2024-04-01 |  | Unknown, Non-Lead | 2002 | Yes |  | 2024-04-01 |  | Non-lead
045929 | 300 CENTRAL AVE |  | Polytube | Yes |  | 2023-02-03 |  | PVC | 1984 | Yes |  | 2023-02-03 |  | Non-lead
045930 | 27 ORANGE DR |  | Unknown, Non-Lead | No |  |  |  | Unknown, Non-Lead | 1997 | No |  |  |  | Non-lead
045931 | 381 AVE D |  | Unknown, Non-Lead | Yes |  | 2017-06-28 |  | Unknown, Non-Lead | 1998 | Yes |  | 2017-06-28 |  | Non-lead
045932 | 172 E CAHILL CT |  | Unknown, Non-Lead | Yes |  | 2022-07-20 |  | Unknown, Non-Lead | 1997 | Yes |  | 2022-07-20 |  | Non-lead
045933 | 2850 YELLOWTAIL DR |  | Polytube | Yes |  | 2022-08-16 |  | PVC | 1999 | Yes |  | 2022-08-16 |  | Non-lead
045934 | 56223 OCEAN DRIVE |  | Copper | Yes |  | 2022-10-22 |  | None | 1982 | Yes |  | 2022-10-22 |  | Non-lead
045935 | LS 321 2ND ST |  | Unknown, Non-Lead | Yes |  | 2021-05-20 |  | Unknown, Non-Lead | 1997 | Yes |  | 2021-05-20 |  | Non-lead
045936 | rs 331 2ND ST |  | Unknown, Non-Lead | Yes |  | 2021-05-03 |  | Unknown, Non-Lead | 2000 | Yes |  | 2021-05-03 |  | Non-lead
045937 | 27434 GUADALOUPE LANE |  | Unknown, Non-Lead | Yes |  | 2023-10-19 |  | Unknown, Non-Lead | 1998 | Yes |  | 2023-10-19 |  | Non-lead
045938 | 409 CACTUS DR |  | Polytube | Yes |  | 2024-04-25 |  | PVC | 1998 | Yes |  | 2024-04-25 |  | Non-lead
045939 | 1301 ATLANTIC DR |  | Unknown, Non-Lead | Yes |  | 2020-09-30 |  | Unknown, Non-Lead | 1997 | Yes |  | 2020-09-30 |  | Non-lead
045940 | 62400 OVERSEAS HWY |  | Cast Iron | Yes |  | 2024-09-24 |  | Cast Iron |  | Yes |  | 2024-09-24 |  | Non-lead
045941 | 102 GOLF CLUB DRIVE |  | Unknown, Non-Lead | Yes |  | 2024-06-26 |  | Unknown, Non-Lead | 1997 | Yes |  | 2024-06-26 |  | Non-lead
045942 | 104 GOLF CLUB DR |  | Unknown, Non-Lead | No |  |  |  | Unknown, Non-Lead | 1997 | No |  |  |  | Non-lead
045943 | 110 GOLF CLUB DRIVE |  | Unknown, Non-Lead | Yes |  | 2018-06-01 |  | Unknown, Non-Lead | 1997 | Yes |  | 2018-06-01 |  | Non-lead
045944 | 112 GOLF CLUB DR |  | Unknown, Non-Lead | Yes |  | 2021-07-29 |  | PVC | 1997 | Yes |  | 2021-07-29 |  | Non-lead
045945 | 114 GOLF CLUB DR |  | Unknown, Non-Lead | Yes |  | 2024-06-14 |  | Unknown, Non-Lead | 1997 | Yes |  | 2024-06-14 |  | Non-lead
045946 | 116 GOLF CLUB DR |  | Unknown, Non-Lead | Yes |  | 2022-03-02 |  | Unknown, Non-Lead | 1997 | Yes |  | 2022-03-02 |  | Non-lead
045947 | PIER E & F X MARGARET ST |  | PVC | Yes |  | 2023-03-06 |  | PVC | 1974 | Yes |  | 2023-03-06 |  | Non-lead
045948 | PIER A&C X MARGARET ST |  | Unknown, Non-Lead | No |  |  |  | Unknown, Non-Lead | 1998 | No |  |  |  | Non-lead
045949 | 243 ORANGE ST |  | Unknown, Non-Lead | Yes |  | 2021-04-15 |  | Unknown, Non-Lead | 1997 | Yes |  | 2021-04-15 |  | Non-lead
045950 | DBA DUCK KEY EMP |  | Polytube | Yes |  | 2023-08-30 |  | PVC | 1984 | Yes |  | 2023-08-30 |  | Non-lead
045951 | 102 BIMINI DR |  | Unknown, Non-Lead | Yes |  | 2021-12-17 |  | Unknown, Non-Lead | 1997 | Yes |  | 2021-12-17 |  | Non-lead
045952 | EAST 147 CARRIBBEAN DR |  | Unknown, Non-Lead | No |  |  |  | Unknown, Non-Lead | 1997 | No |  |  |  | Non-lead
045953 | 57 COCO PLUM DR |  | Unknown, Non-Lead | No |  |  |  | Unknown, Non-Lead | 2002 | No |  |  |  | Non-lead
045954 | 2127 YELLOWTAIL DR |  | Unknown, Non-Lead | Yes |  | 2024-05-01 |  | PVC | 1997 | Yes |  | 2024-05-01 |  | Non-lead
045955 | APT 3 1403 4TH ST |  | Polytube | Yes |  | 2022-12-29 |  | PVC | 1943 | Yes |  | 2022-12-29 |  | Non-lead
045956 | APT 1 1403 4TH ST |  | Polytube | Yes |  | 2023-04-26 |  | PVC | 1943 | Yes |  | 2023-04-26 |  | Non-lead
045957 | 8 DRIFTWOOD DR |  | Polytube | Yes |  | 2022-05-09 |  | PVC | 1998 | Yes |  | 2022-05-09 |  | Non-lead
045958 | 20737 AVE 6TH WEST |  | Unknown, Non-Lead | Yes |  | 2024-09-27 |  | Unknown, Non-Lead | 1997 | Yes |  | 2024-09-27 |  | Non-lead
045959 | 5228 COLLEGE RD |  | Unknown, Non-Lead | No |  |  |  | No Piping | Vacant | No |  |  |  | Non-lead
045960 | 136 SAN MARCO DR |  | Unknown, Non-Lead | Yes |  | 2024-09-18 |  | Polytube | 1997 | Yes |  | 2024-09-18 |  | Non-lead
045961 | 15 PELICAN RD |  | Polytube | Yes |  | 2023-05-04 |  | PVC | 1987 | Yes |  | 2023-05-04 |  | Non-lead
045962 | 125 KEY HEIGHTS DR |  | Polytube | Yes |  | 2024-01-18 |  | PVC | 1997 | Yes |  | 2024-01-18 |  | Non-lead
045963 | 80908 OVERSEAS HWY |  | Polytube | Yes |  | 2022-09-21 |  | PVC | 2000 | Yes |  | 2022-09-21 |  | Non-lead
045964 | 112 CORAL AVE |  | Polytube | Yes |  | 2022-06-13 |  | PVC | 1982 | Yes |  | 2022-06-13 |  | Non-lead
045965 | 368 PALMETTO RD |  | Polytube | Yes |  | 2023-04-24 |  | PVC | 1963 | Yes |  | 2023-04-24 |  | Non-lead
045966 | APT B 3711 EAGLE AVE |  | Polytube | Yes |  | 2022-07-06 |  | PVC | 1958 | Yes |  | 2022-07-06 |  | Non-lead
045967 | 115 COUNTY RD |  | Polytube | Yes |  | 2022-11-09 |  | PVC | 1971 | Yes |  | 2022-11-09 |  | Non-lead
045968 | SOUTH 5051 OVERSEAS HWY |  | Polytube | Yes |  | 2023-06-13 |  | PVC | 2006 | Yes |  | 2023-06-13 |  | Non-lead
045969 | 230 S AIRPORT DR L-33 |  | Unknown, Non-Lead | No |  |  |  | Unknown, Non-Lead | 1992 | No |  |  |  | Non-lead
045970 | 120 STROMBOLI DR |  | Polytube | Yes |  | 2022-11-01 |  | PVC | 1998 | Yes |  | 2022-11-01 |  | Non-lead
045971 | 386 MAHOGANY DR |  | Unknown, Non-Lead | No |  |  |  | Unknown, Non-Lead | 1998 | No |  |  |  | Non-lead
045972 | 207 S OCEAN SHRS DR |  | Unknown, Non-Lead | No |  |  |  | Unknown, Non-Lead | 1998 | No |  |  |  | Non-lead
045973 | 12 N PELICAN DR |  | Unknown, Non-Lead | Yes |  | 2021-01-28 |  | Unknown, Non-Lead | 1998 | Yes |  | 2021-01-28 |  | Non-lead
045974 | PARC 2 TR -DOCK 74530 OVERSEAS HWY |  | Polytube | Yes |  | 2022-10-18 |  | PVC |  | Yes |  | 2022-10-18 |  | Non-lead
045975 | 19532 NAVAJO ST |  | Unknown, Non-Lead | Yes |  | 2024-08-05 |  | Unknown, Non-Lead | 1998 | Yes |  | 2024-08-05 |  | Non-lead
045976 | 19524 NAVAJO ST |  | Polytube | Yes |  | 2024-08-05 |  | PVC | 1998 | Yes |  | 2024-08-05 |  | Non-lead
045977 | 6 KESTRAL WAY |  | Polytube | Yes |  | 2023-07-25 |  | PVC | 1998 | Yes |  | 2023-07-25 |  | Non-lead
045978 | 8 KESTRAL WAY |  | Unknown, Non-Lead | No |  |  |  | Unknown, Non-Lead | 1998 | No |  |  |  | Non-lead
045979 | 10 KESTRAL WAY |  | Unknown, Non-Lead | Yes |  | 2023-08-18 |  | PVC | 1998 | Yes |  | 2023-08-18 |  | Non-lead
045980 | 12 KESTRAL WAY |  | Unknown, Non-Lead | Yes |  | 2020-02-06 |  | Unknown, Non-Lead | 1998 | Yes |  | 2020-02-06 |  | Non-lead
045981 | 14 KESTRAL WAY |  | Unknown, Non-Lead | No |  |  |  | Unknown, Non-Lead | 1998 | No |  |  |  | Non-lead
045982 | 16 KESTRAL WAY |  | Unknown, Non-Lead | Yes |  | 2021-03-02 |  | Unknown, Non-Lead | 1998 | Yes |  | 2021-03-02 |  | Non-lead
045983 | 17 KESTRAL WAY |  | Unknown, Non-Lead | No |  |  |  | Unknown, Non-Lead | 1996 | No |  |  |  | Non-lead
045984 | 19 KESTRAL WAY |  | Polytube | Yes |  | 2024-08-30 |  | PVC | 1996 | Yes |  | 2024-08-30 |  | Non-lead
045985 | 90 GOLF CLUB DR |  | Unknown, Non-Lead | Yes |  | 2020-05-29 |  | Unknown, Non-Lead | 1997 | Yes |  | 2020-05-29 |  | Non-lead
045986 | 92 GOLF CLUB DR |  | Unknown, Non-Lead | No |  |  |  | Unknown, Non-Lead | 1997 | No |  |  |  | Non-lead
045987 | 17183 CORAL DR |  | Polytube | Yes |  | 2022-07-12 |  | PVC | 1971 | Yes |  | 2022-07-12 |  | Non-lead
045988 | 422 EATON ST |  | Polytube | Yes |  | 2021-08-05 |  | PVC | 1928 | Yes |  | 2021-08-05 |  | Non-lead
045989 | 424 EATON ST |  | Polytube | Yes |  | 2024-05-28 |  | Polytube | 1928 | Yes |  | 2024-05-28 |  | Non-Lead
045990 | 420 EATON AKA: 424 EATON ST |  | Polytube | Yes |  | 2023-02-15 |  | Polytube | 1928 | Yes |  | 2023-02-15 |  | Non-Lead
045991 | 404 DUVAL ST |  | Polytube | No |  |  |  | Polytube | 1928 | No |  |  |  | Non-Lead
045992 | STORE A 400 DUVAL ST |  | Polytube | Yes |  | 2020-05-22 |  | Polytube | 1928 | Yes |  | 2020-05-22 |  | Non-Lead
045993 | STORE B 400 DUVAL ST |  | Polytube | Yes |  | 2023-08-08 |  | PVC | 1928 | Yes |  | 2023-08-08 |  | Non-lead
045994 | 406 DUVAL ST |  | Polytube | Yes |  | 2023-02-09 |  | PVC | 1928 | Yes |  | 2023-02-09 |  | Non-lead
045995 | 23057 BLUEGILL LANE |  | Unknown, Non-Lead | Yes |  | 2024-09-03 |  | Unknown, Non-Lead | 1997 | Yes |  | 2024-09-03 |  | Non-lead
045996 | 1659 PANDOREA LN |  | Unknown, Non-Lead | No |  |  |  | Unknown, Non-Lead | 1997 | No |  |  |  | Non-lead
045997 | 31244 I AVE |  | Polytube | Yes |  | 2023-12-20 |  | PVC | 1975 | Yes |  | 2023-12-20 |  | Non-lead
045998 | APT 2 830 DUVAL ST |  | PVC | Yes |  | 2022-09-26 |  | PVC | 1984 | Yes |  | 2022-09-26 |  | Non-lead
045999 | APT 3 830 DUVAL ST |  | PVC | Yes |  | 2022-09-26 |  | PVC | 1984 | Yes |  | 2022-09-26 |  | Non-lead
046000 | APT 4 830 DUVAL ST |  | PVC | Yes |  | 2022-09-26 |  | PVC | 1984 | Yes |  | 2022-09-26 |  | Non-lead
046001 | APT 5 830 DUVAL ST |  | PVC | Yes |  | 2022-09-26 |  | PVC | 1984 | Yes |  | 2022-09-26 |  | Non-lead
046002 | APT 6 830 DUVAL ST |  | PVC | Yes |  | 2022-09-26 |  | PVC | 1984 | Yes |  | 2022-09-26 |  | Non-lead
046003 | APT 7 830 DUVAL ST |  | PVC | Yes |  | 2022-09-26 |  | PVC | 1984 | Yes |  | 2022-09-26 |  | Non-lead
046004 | APT 8 830 DUVAL ST |  | PVC | Yes |  | 2022-09-26 |  | PVC | 1984 | Yes |  | 2022-09-26 |  | Non-lead
046005 | 212 JASMINE ST |  | Polytube | Yes |  | 2022-06-16 |  | PVC | 1987 | Yes |  | 2022-06-16 |  | Non-lead
046006 | 98 MARINA AVE |  | Unknown, Non-Lead | Yes |  | 2023-06-27 |  | Unknown, Non-Lead | 1998 | Yes |  | 2023-06-27 |  | Non-lead
046007 | 99 MARINA AVE |  | Polytube | Yes |  | 2022-12-05 |  | PVC | 1983 | Yes |  | 2022-12-05 |  | Non-lead
046008 | 116 PORTO SALVO DR |  | Unknown, Non-Lead | Yes |  | 2020-01-22 |  | Unknown, Non-Lead | 2000 | Yes |  | 2020-01-22 |  | Non-lead
046009 | 117 SAN JUAN DR |  | Unknown, Non-Lead | Yes |  | 2018-07-18 |  | PVC | 1997 | Yes |  | 2018-07-18 |  | Non-lead
046010 | 9 KESTRAL WAY |  | Unknown, Non-Lead | Yes |  | 2024-04-04 |  | Unknown, Non-Lead | 1997 | Yes |  | 2024-04-04 |  | Non-lead
046011 | 11 KESTRAL WAY |  | Unknown, Non-Lead | No |  |  |  | Unknown, Non-Lead | 1997 | No |  |  |  | Non-lead
046012 | 21 KESTRAL WAY |  | Unknown, Non-Lead | Yes |  | 2021-10-27 |  | PVC | 1996 | Yes |  | 2021-10-27 |  | Non-lead
046013 | 22 KESTRAL WAY |  | Unknown, Non-Lead | No |  |  |  | Unknown, Non-Lead | 1997 | No |  |  |  | Non-lead
046014 | 23 KESTRAL WAY |  | Unknown, Non-Lead | Yes |  | 2018-09-04 |  | Unknown, Non-Lead | 1996 | Yes |  | 2018-09-04 |  | Non-lead
046015 | 24 KESTRAL WAY |  | Polytube | Yes |  | 2022-12-01 |  | PVC | 1997 | Yes |  | 2022-12-01 |  | Non-lead
046016 | 86 GOLF CLUB DRIVE |  | Polytube | No |  |  |  | PVC | 1997 | No |  |  |  | Non-lead
046017 | 88 GOLF CLUB DR |  | Unknown, Non-Lead | Yes |  | 2020-11-30 |  | Unknown, Non-Lead | 1997 | Yes |  | 2020-11-30 |  | Non-lead
046018 | 28 SPOONBILL WAY |  | Unknown, Non-Lead | No |  |  |  | Unknown, Non-Lead | 1997 | No |  |  |  | Non-lead
046019 | 22845 PORT ROYAL LANE |  | Unknown, Non-Lead | Yes |  | 2017-06-28 |  | Unknown, Non-Lead | 1997 | Yes |  | 2017-06-28 |  | Non-lead
046020 | 1409 OCEAN TERR |  | Polytube | Yes |  | 2023-04-18 |  | PVC | 1953 | Yes |  | 2023-04-18 |  | Non-lead
046021 | 7955 SHARK DR |  | Unknown, Non-Lead | Yes |  | 2019-11-14 |  | Unknown, Non-Lead | 1998 | Yes |  | 2019-11-14 |  | Non-lead
046022 | 430 4TH RS ST |  | Polytube | Yes |  | 2022-10-22 |  | PVC | 1980 | Yes |  | 2022-10-22 |  | Non-lead
046023 | LS 440 4TH ST |  | Polytube | Yes |  | 2022-10-22 |  | PVC | 1970 | Yes |  | 2022-10-22 |  | Non-lead
046024 | 17042 MARLIN DR |  | Unknown, Non-Lead | No |  |  |  | Unknown, Non-Lead | 1997 | No |  |  |  | Non-lead
046025 | 6 CALLE DOS |  | Unknown, Non-Lead | Yes |  | 2024-08-28 |  | Unknown, Non-Lead | 1997 | Yes |  | 2024-08-28 |  | Non-lead
046026 | 18 FLAMINGO HAMMOCK RD |  | Unknown, Non-Lead | Yes |  | 2021-09-10 |  | Polytube | 1998 | Yes |  | 2021-09-10 |  | Non-lead
046027 | 109 ZANE GREY CREEK DR |  | Unknown, Non-Lead | Yes |  | 2019-03-29 |  | Unknown, Non-Lead | 1997 | Yes |  | 2019-03-29 |  | Non-lead
046028 | 769 MUSA DR |  | Unknown, Non-Lead | Yes |  | 2018-03-27 |  | Unknown, Non-Lead | 1997 | Yes |  | 2018-03-27 |  | Non-lead
046029 | 149 STROMBOLI DR |  | Polytube | Yes |  | 2021-01-11 |  | PVC | 1998 | Yes |  | 2021-01-11 |  | Non-lead
046030 | 119 N AIRPORT RD |  | Polytube | Yes |  | 2022-06-17 |  | PVC | 1999 | Yes |  | 2022-06-17 |  | Non-lead
046031 | 25235 MARGARET L-31-B ST |  | Unknown, Non-Lead | Yes |  | 2024-07-29 |  | PVC | 1997 | Yes |  | 2024-07-29 |  | Non-lead
046032 | APT B 605 SIMONTON ST |  | Polytube | Yes |  | 2022-10-31 |  | PVC | 1953 | Yes |  | 2022-10-31 |  | Non-lead
046033 | 28586 ARICA RD |  | Unknown, Non-Lead | Yes |  | 2018-09-24 |  | Unknown, Non-Lead | 1997 | Yes |  | 2018-09-24 |  | Non-lead
046034 | #C 400 FRONT ST |  | Polytube | Yes |  | 2022-10-28 |  | PVC | 1920 | Yes |  | 2022-10-28 |  | Non-lead
046035 | 420 WILDER RD |  | Polytube | Yes |  | 2022-11-15 |  | PVC | 1978 | Yes |  | 2022-11-15 |  | Non-lead
046036 | L12B15 28583 TORTUGA RD |  | Unknown, Non-Lead | Yes |  | 2019-03-27 |  | PVC | 1997 | Yes |  | 2019-03-27 |  | Non-lead
046037 | HOUSE 900 46TH GULF ST |  | Unknown, Non-Lead | No |  |  |  | Unknown, Non-Lead | 1992 | No |  |  |  | Non-lead
046038 | 27380 CAYMAN LN |  | Unknown, Non-Lead | Yes |  | 2023-04-30 |  | Unknown, Non-Lead | 2020 | Yes |  | 2023-04-30 |  | Non-lead
046039 | 6 7TH ST |  | Polytube | Yes |  | 2022-10-22 |  | PVC | 1959 | Yes |  | 2022-10-22 |  | Non-lead
046040 | 106 PELICAN RD |  | Unknown, Non-Lead | Yes |  | 2020-12-15 |  | PVC | 1998 | Yes |  | 2020-12-15 |  | Non-lead
046041 | 111 CORT LN |  | Unknown, Non-Lead | No |  |  |  | Unknown, Non-Lead | 1988 | No |  |  |  | Non-lead
046042 | 13 NORTH BRIDGE LN |  | Unknown, Non-Lead | No |  |  |  | Unknown, Non-Lead | 1998 | No |  |  |  | Non-lead
046043 | 153 ATLANTIC AVE |  | Polytube | Yes |  | 2022-05-11 |  | PVC | 1996 | Yes |  | 2022-05-11 |  | Non-lead
046044 | 151 LAKE RD |  | Unknown, Non-Lead | Yes |  | 2020-08-17 |  | PVC | 1998 | Yes |  | 2020-08-17 |  | Non-lead
046045 | 23 DRIFTWOOD DR |  | Unknown, Non-Lead | Yes |  | 2024-06-28 |  | Unknown, Non-Lead | 1998 | Yes |  | 2024-06-28 |  | Non-lead
046046 | 2409 N ROOSEVELT BLVD |  | Polytube | No |  |  |  | PVC | 1987 | No |  |  |  | Non-lead
046047 | 7B HILTON HAVEN RD |  | Polytube | Yes |  | 2022-11-16 |  | PVC | 1997 | Yes |  | 2022-11-16 |  | Non-lead
046048 | 717 WINDSOR LN |  | Unknown | Yes |  | 2024-04-25 |  | Unknown | 1938 | Yes |  | 2024-04-25 |  | Lead Status Unknown
046049 | UNIT 1 82539 OLD HWY |  | Unknown, Non-Lead | Yes |  | 2018-12-18 |  | Unknown, Non-Lead | 2001 | Yes |  | 2018-12-18 |  | Non-lead
046050 | 20844 4TH AVE W |  | Unknown, Non-Lead | Yes |  | 2021-11-05 |  | PVC | 1997 | Yes |  | 2021-11-05 |  | Non-lead
046051 | APT 2ND FL 936 UNITED ST |  | Polytube | No |  |  |  | Unknown | 1933 | No |  |  |  | Lead Status Unknown
046052 | 3RD FL 936 UNITED ST |  | Copper | Yes |  | 2022-11-10 |  | PVC | 1933 | Yes |  | 2022-11-10 |  | Non-lead
046053 | 55 OCEAN FRONT DR |  | Polytube | Yes |  | 2022-12-15 |  | PVC | 1998 | Yes |  | 2022-12-15 |  | Non-lead
046054 | 121 IROQUOIS ST |  | Polytube | Yes |  | 2022-05-31 |  | PVC | 1987 | Yes |  | 2022-05-31 |  | Non-lead
046055 | 151 KEY HAVEN RD |  | Unknown, Non-Lead | Yes |  | 2023-07-17 |  | Unknown, Non-Lead | 1998 | Yes |  | 2023-07-17 |  | Non-lead
046056 | 833 INDIES RD |  | Unknown, Non-Lead | Yes |  | 2024-07-24 |  | Unknown, Non-Lead | 2006 | Yes |  | 2024-07-24 |  | Non-lead
046057 | 51 SPOONBILL WAY |  | Unknown, Non-Lead | Yes |  | 2018-06-30 |  | Unknown, Non-Lead | 1998 | Yes |  | 2018-06-30 |  | Non-lead
046058 | 49 SPOONBILL WAY |  | Unknown, Non-Lead | Yes |  | 2018-10-26 |  | Unknown, Non-Lead | 1997 | Yes |  | 2018-10-26 |  | Non-lead
046059 | 3 KESTRAL WAY |  | Unknown, Non-Lead | Yes |  | 2018-08-24 |  | PVC | 1998 | Yes |  | 2018-08-24 |  | Non-lead
046060 | 1 KESTRAL WAY |  | Unknown, Non-Lead | Yes |  | 2020-06-02 |  | Unknown, Non-Lead | 1996 | Yes |  | 2020-06-02 |  | Non-lead
046061 | 23037 SAILFISH LANE |  | Unknown, Non-Lead | Yes |  | 2018-09-28 |  | Unknown, Non-Lead | 1997 | Yes |  | 2018-09-28 |  | Non-lead
046062 | NE END OF FRONT ST |  | Unknown, Non-Lead | No |  |  |  | Unknown, Non-Lead | 1998 | No |  |  |  | Non-lead
046063 | 17210 OLEANDER LN |  | Polytube | Yes |  | 2022-11-10 |  | PVC | 1998 | Yes |  | 2022-11-10 |  | Non-lead
046064 | 21701 ASTURIUS RD |  | Polytube | Yes |  | 2022-11-09 |  | PVC | 1980 | Yes |  | 2022-11-09 |  | Non-lead
046065 | 423 INDIES RD |  | Unknown, Non-Lead | Yes |  | 2017-07-06 |  | Unknown, Non-Lead | 1997 | Yes |  | 2017-07-06 |  | Non-lead
046067 | 58589 MORTON ST |  | Polytube | Yes |  | 2023-11-07 |  | PVC | 1997 | Yes |  | 2023-11-07 |  | Non-lead
046068 | 108 S INDIES DR |  | Polytube | Yes |  | 2023-05-19 |  | PVC | 1978 | Yes |  | 2023-05-19 |  | Non-lead
046070 | LOT D24 5031 5TH AVE |  | Unknown, Non-Lead | No |  |  |  | No Piping | Vacant | No |  |  |  | Non-lead
046072 | 22842 BUCCANNER LN |  | Unknown, Non-Lead | No |  |  |  | Unknown, Non-Lead | 1998 | No |  |  |  | Non-lead
046073 | 30620 18TH ST |  | Polytube | Yes |  | 2022-11-15 |  | PVC | 1982 | Yes |  | 2022-11-15 |  | Non-lead
046074 | 316 ADMIRALS LN |  | Unknown, Non-Lead | No |  |  |  | Unknown, Non-Lead | 1998 | No |  |  |  | Non-lead
046075 | 30829 PALM DR |  | Polytube | Yes |  | 2022-11-15 |  | PVC | 1982 | Yes |  | 2022-11-15 |  | Non-lead
046076 | 25085 5TH ST |  | Unknown, Non-Lead | No |  |  |  | Unknown, Non-Lead | 1999 | No |  |  |  | Non-lead
046077 | 25095 5TH ST |  | Unknown, Non-Lead | Yes |  | 2023-03-14 |  | Unknown, Non-Lead | 1999 | Yes |  | 2023-03-14 |  | Non-lead
046078 | 989 E CARRIBBEAN DR |  | Unknown, Non-Lead | Yes |  | 2021-03-15 |  | Unknown, Non-Lead | 1999 | Yes |  | 2021-03-15 |  | Non-lead
046079 | 72 TAMARIND DR |  | Unknown, Non-Lead | Yes |  | 2024-01-25 |  | Unknown, Non-Lead | 1998 | Yes |  | 2024-01-25 |  | Non-lead
046080 | 22542 LAFITTE DR |  | Unknown, Non-Lead | Yes |  | 2021-08-23 |  | PVC | 1998 | Yes |  | 2021-08-23 |  | Non-lead
046081 | 22548 LAFITTE L-26 B-9 |  | Unknown, Non-Lead | Yes |  | 2020-04-28 |  | Unknown, Non-Lead | 1998 | Yes |  | 2020-04-28 |  | Non-lead
046082 | 995 VALENCIA RD |  | Unknown, Non-Lead | Yes |  | 2018-02-27 |  | PVC | 1997 | Yes |  | 2018-02-27 |  | Non-lead
046083 | 219 JOLLY ROGER DR |  | Polytube | Yes |  | 2023-01-31 |  | PVC | 1959 | Yes |  | 2023-01-31 |  | Non-lead
046084 | 461 BARRACUDA L BLVD |  | Polytube | Yes |  | 2022-10-05 |  | PVC | 1997 | Yes |  | 2022-10-05 |  | Non-lead
046085 | VOLUNTEER FIRE . SUNRISE CAY DR |  | Polytube | Yes |  | 2022-09-21 |  | PVC |  | Yes |  | 2022-09-21 |  | Non-Lead
046086 | TRT 1&4 81221 OLD HWY |  | Unknown, Non-Lead | Yes |  | 2021-07-27 |  | Unknown, Non-Lead | 1998 | Yes |  | 2021-07-27 |  | Non-lead
046087 | 17066 BONITA LN W |  | Unknown, Non-Lead | No |  |  |  | Unknown, Non-Lead | 2000 | No |  |  |  | Non-lead
046088 | 30161 POINCIANA RD |  | Polytube | Yes |  | 2022-11-15 |  | PVC | 1972 | Yes |  | 2022-11-15 |  | Non-lead
046089 | APT 2 617 FLEMING ST |  | Polytube | Yes |  | 2023-03-06 |  | PVC | 1933 | Yes |  | 2023-03-06 |  | Non-lead
046090 | APT 7 617 FLEMING ST |  | Polytube | Yes |  | 2023-03-06 |  | PVC | 1933 | Yes |  | 2023-03-06 |  | Non-lead
046091 | APT 5 617 FLEMING ST |  | Polytube | Yes |  | 2023-03-06 |  | PVC | 1933 | Yes |  | 2023-03-06 |  | Non-lead
046092 | APT 1 617 FLEMING ST |  | Polytube | Yes |  | 2023-03-06 |  | PVC | 1929 | Yes |  | 2023-03-06 |  | Non-lead
046093 | APT 3 617 FLEMING ST |  | Polytube | Yes |  | 2023-11-06 |  | PVC | 1929 | Yes |  | 2023-11-06 |  | Non-lead
046094 | APT 8 617 FLEMING ST |  | Polytube | No |  |  |  | PVC | 1929 | No |  |  |  | Non-lead
046095 | COMMON AREA 617 FLEMING ST |  | Polytube | Yes |  | 2023-03-06 |  | PVC | 1929 | Yes |  | 2023-03-06 |  | Non-lead
046096 | 63 VENETIAN WAY |  | Polytube | Yes |  | 2023-01-31 |  | PVC | 2000 | Yes |  | 2023-01-31 |  | Non-lead
046097 | FIRELINE 416 EATON ST |  | Polytube | Yes |  | 2024-05-22 |  | PVC | 1928 | Yes |  | 2024-05-22 |  | Non-lead
046098 | 1202 PACKER ST |  | Polytube | Yes |  | 2023-03-23 |  | PVC | 1974 | Yes |  | 2023-03-23 |  | Non-lead
046099 | 1215 CATHERINE ST |  | Polytube | Yes |  | 2023-06-27 |  | PVC | 1942 | Yes |  | 2023-06-27 |  | Non-lead
046100 | APT 1 UP 221 SIMONTON ST |  | PVC | Yes |  | 2022-10-31 |  | PVC | 1928 | Yes |  | 2022-10-31 |  | Non-lead
046101 | UP #2 221 SIMONTON ST |  | PVC | Yes |  | 2022-10-31 |  | PVC | 1928 | Yes |  | 2022-10-31 |  | Non-lead
046102 | 3708 PALMETTO ST |  | Unknown, Non-Lead | Yes |  | 2021-10-20 |  | PVC | 1997 | Yes |  | 2021-10-20 |  | Non-lead
046103 | 1 ANGELFISH CAY TR DR |  | Polytube | Yes |  | 2022-09-21 |  | PVC | 1975 | Yes |  | 2022-09-21 |  | Non-lead
046104 | 17 NORTH BRIDGE LN |  | Unknown, Non-Lead | Yes |  | 2018-12-20 |  | Unknown, Non-Lead | 1998 | Yes |  | 2018-12-20 |  | Non-lead
046105 | 9 EXUMA RD |  | Polytube | Yes |  | 2022-10-03 |  | PVC | 1973 | Yes |  | 2022-10-03 |  | Non-lead
046106 | 251 ATLANTIC BLVD |  | Unknown, Non-Lead | No |  |  |  | Unknown, Non-Lead | 1991 | No |  |  |  | Non-lead
046107 | 594 BOYD DR |  | Unknown, Non-Lead | Yes |  | 2021-10-21 |  | Unknown, Non-Lead | 1998 | Yes |  | 2021-10-21 |  | Non-lead
046108 | APT 3 1712 JOSEPHINE ST |  | Polytube | Yes |  | 2022-08-31 |  | PVC | 1967 | Yes |  | 2022-08-31 |  | Non-lead
046109 | APT 1 1714 JOSEPHINE ST |  | Polytube | Yes |  | 2023-10-17 |  | PVC | 1938 | Yes |  | 2023-10-17 |  | Non-lead
046110 | APT 2 1714 JOSEPHINE ST |  | Polytube | Yes |  | 2022-10-19 |  | PVC | 1938 | Yes |  | 2022-10-19 |  | Non-lead
046111 | APT 2 1712 JOSEPHINE ST |  | Polytube | Yes |  | 2023-12-27 |  | PVC | 1967 | Yes |  | 2023-12-27 |  | Non-lead
046112 | UNIT B 2008 MARINA VILLA DR |  | Polytube | Yes |  | 2022-10-22 |  | Polytube | 1950 | Yes |  | 2022-10-22 |  | Non-lead
046113 | 5101 OVERSEAS HWY |  | Unknown | Yes |  | 2023-02-08 |  | Unknown | 1959 | Yes |  | 2023-02-08 |  | Lead Status Unknown
046114 | 701 11TH ST |  | Polytube | Yes |  | 2024-01-17 |  | PVC | 1998 | Yes |  | 2024-01-17 |  | Non-lead
046115 | 855 E COPA D'ORO |  | Unknown, Non-Lead | Yes |  | 2024-03-15 |  | Unknown, Non-Lead | 2004 | Yes |  | 2024-03-15 |  | Non-lead
046116 | 6001 MARINA VILLA DR |  | Polytube | Yes |  | 2022-10-22 |  | PVC | 1950 | Yes |  | 2022-10-22 |  | Non-lead
046117 | 23042 SNAPPER LN |  | Unknown, Non-Lead | Yes |  | 2023-12-28 |  | Unknown, Non-Lead | 1989 | Yes |  | 2023-12-28 |  | Non-lead
046118 | 349 LA FITTE LT 40 B RD |  | Polytube | No |  |  |  | PVC | 1998 | No |  |  |  | Non-lead
046119 | 29551 CORAL RD |  | Unknown, Non-Lead | Yes |  | 2018-10-31 |  | Unknown, Non-Lead | 1998 | Yes |  | 2018-10-31 |  | Non-lead
046120 | 24 FLORAL AVE |  | Unknown, Non-Lead | Yes |  | 2024-04-08 |  | Unknown, Non-Lead | 1996 | Yes |  | 2024-04-08 |  | Non-lead
046121 | 20879 6TH WEST AVE |  | Polytube | Yes |  | 2022-10-31 |  | PVC | 1983 | Yes |  | 2022-10-31 |  | Non-lead
046122 | 10 SPOONBILL WAY |  | Unknown, Non-Lead | Yes |  | 2020-08-20 |  | Unknown, Non-Lead | 1998 | Yes |  | 2020-08-20 |  | Non-lead
046123 | 32 SPOONBILL WAY |  | Unknown, Non-Lead | No |  |  |  | Unknown, Non-Lead | 1998 | No |  |  |  | Non-lead
046124 | 330 W SANDY CIR |  | Polytube | Yes |  | 2022-12-06 |  | PVC | 1982 | Yes |  | 2022-12-06 |  | Non-lead
046125 | 1300 THOMPSON ST |  | Polytube | Yes |  | 2022-08-11 |  | PVC |  | Yes |  | 2022-08-11 |  | Non-lead
046126 | #A 604 DUVAL ST |  | Polytube | Yes |  | 2024-02-12 |  | PVC | 1901 | Yes |  | 2024-02-12 |  | Non-lead
046127 | STORE B 604 DUVAL ST |  | Polytube | Yes |  | 2022-09-26 |  | PVC | 1901 | Yes |  | 2022-09-26 |  | Non-lead
046128 | 30051 DRIFTWOOD LN |  | Polytube | Yes |  | 2022-10-31 |  | PVC | 1981 | Yes |  | 2022-10-31 |  | Non-lead
046129 | 120 AVE F |  | Unknown, Non-Lead | Yes |  | 2022-03-17 |  | Unknown, Non-Lead | 1998 | Yes |  | 2022-03-17 |  | Non-lead
046130 | 26 EVERGREEN TER |  | Polytube | Yes |  | 2023-01-24 |  | PVC | 1998 | Yes |  | 2023-01-24 |  | Non-lead
046131 | 31 N BOUNTY LN |  | Unknown, Non-Lead | Yes |  | 2022-03-28 |  | PVC | 1998 | Yes |  | 2022-03-28 |  | Non-lead
046132 | 16 S BRIDGE LN |  | Polytube | Yes |  | 2022-09-22 |  | PVC | 1981 | Yes |  | 2022-09-22 |  | Non-lead
046133 | 476 BEACH RD |  | Unknown, Non-Lead | Yes |  | 2020-03-16 |  | PVC | 1999 | Yes |  | 2020-03-16 |  | Non-lead
046134 | 153 VENETIAN DR |  | Unknown, Non-Lead | Yes |  | 2022-03-28 |  | Polytube | 1999 | Yes |  | 2022-03-28 |  | Non-lead
046136 | 20913 7TH WEST AVE |  | Unknown, Non-Lead | Yes |  | 2021-12-02 |  | Unknown, Non-Lead | 1998 | Yes |  | 2021-12-02 |  | Non-lead
046137 | 490 52ND ST |  | Polytube | Yes |  | 2023-05-18 |  | PVC | 1997 | Yes |  | 2023-05-18 |  | Non-lead
046138 | 11255 6TH GULF AVE |  | Unknown, Non-Lead | Yes |  | 2021-06-10 |  | Unknown, Non-Lead | 1999 | Yes |  | 2021-06-10 |  | Non-lead
046139 | 4555 OVERSEAS HWY |  | Unknown, Non-Lead | Yes |  | 2021-06-30 |  | Unknown, Non-Lead | 1998 | Yes |  | 2021-06-30 |  | Non-lead
046140 | OCEAN 442 48TH ST |  | Polytube | Yes |  | 2023-02-14 |  | PVC | 1981 | Yes |  | 2023-02-14 |  | Non-lead
046141 | 119 N BAHAMA DR |  | Unknown, Non-Lead | Yes |  | 2023-05-25 |  | Unknown, Non-Lead | 1994 | Yes |  | 2023-05-25 |  | Non-lead
046142 | 1 DRIFTWOOD TERR |  | Unknown, Non-Lead | Yes |  | 2018-09-28 |  | Unknown, Non-Lead | 2002 | Yes |  | 2018-09-28 |  | Non-lead
046143 | 17325 JAMAICA LN |  | Unknown, Non-Lead | Yes |  | 2019-09-04 |  | Unknown, Non-Lead | 1998 | Yes |  | 2019-09-04 |  | Non-lead
046144 | 2001 MARINA VILLA DR |  | Polytube | Yes |  | 2022-10-22 |  | Polytube | 1950 | Yes |  | 2022-10-22 |  | Non-lead
046145 | #B001B 2002 MARINA VILLA DR |  | Polytube | Yes |  | 2022-10-22 |  | Polytube | 1950 | Yes |  | 2022-10-22 |  | Non-lead
046146 | 2003 MARINA VILLA DR |  | Polytube | Yes |  | 2022-10-22 |  | Polytube | 1950 | Yes |  | 2022-10-22 |  | Non-lead
046147 | 2004 MARINA VILLA UNI DR |  | Polytube | Yes |  | 2023-05-11 |  | PVC | 1950 | Yes |  | 2023-05-11 |  | Non-lead
046148 | 2005 MARINA VILLA UNI DR |  | Polytube | Yes |  | 2022-10-22 |  | Polytube | 1950 | Yes |  | 2022-10-22 |  | Non-lead
046149 | 2006 MARINA VILLA UNI DR |  | Polytube | Yes |  | 2024-07-02 |  | Polytube | 1950 | Yes |  | 2024-07-02 |  | Non-lead
046150 | 2007 MARINA VILLA UNI DR |  | Polytube | Yes |  | 2022-10-22 |  | Polytube | 1950 | Yes |  | 2022-10-22 |  | Non-lead
046151 | 2009 MARINA VILLA DR |  | Polytube | Yes |  | 2022-10-22 |  | PVC | 1950 | Yes |  | 2022-10-22 |  | Non-lead
046152 | 2010 MARINA VILLA DR |  | Polytube | Yes |  | 2024-02-05 |  | PVC | 1950 | Yes |  | 2024-02-05 |  | Non-lead
046153 | 2011 MARINA VILLA UNI DR |  | Polytube | Yes |  | 2022-10-22 |  | PVC | 1950 | Yes |  | 2022-10-22 |  | Non-lead
046154 | 2012 MARINA VILLA DR |  | Polytube | Yes |  | 2022-10-22 |  | PVC | 1950 | Yes |  | 2022-10-22 |  | Non-lead
046155 | 2013 MARINA VILLA UNI DR |  | Polytube | Yes |  | 2022-10-22 |  | PVC | 1950 | Yes |  | 2022-10-22 |  | Non-lead
046156 | 2014 MARINA VILLA DR |  | PVC | Yes |  | 2022-08-31 |  | Polytube | 1950 | Yes |  | 2022-08-31 |  | Non-lead
046157 | 6002 MARINA VILLA UNI DR |  | Polytube | Yes |  | 2022-10-22 |  | Polytube | 1950 | Yes |  | 2022-10-22 |  | Non-lead
046158 | 6003 MARINA VILLA DR |  | Polytube | Yes |  | 2022-10-22 |  | Polytube | 1950 | Yes |  | 2022-10-22 |  | Non-lead
046159 | U-C 01 6004 MARINA VILLA DR |  | Polytube | Yes |  | 2022-10-22 |  | Polytube | 1950 | Yes |  | 2022-10-22 |  | Non-lead
046160 | 6005 MARINA VILLA DR |  | Polytube | Yes |  | 2022-10-22 |  | Polytube | 1950 | Yes |  | 2022-10-22 |  | Non-lead
046161 | C-02 6006 MARINA VILLA DR |  | Polytube | Yes |  | 2022-10-22 |  | Polytube | 1950 | Yes |  | 2022-10-22 |  | Non-lead
046162 | 6007 MARINA VILLA UNI DR |  | Polytube | Yes |  | 2024-06-11 |  | Polytube | 1950 | Yes |  | 2024-06-11 |  | Non-lead
046163 | 6008 MARINA VILLA UNI DR |  | Polytube | Yes |  | 2024-03-08 |  | PVC | 1950 | Yes |  | 2024-03-08 |  | Non-lead
046164 | 6009 MARINA VILLA Dr |  | Polytube | Yes |  | 2022-10-22 |  | PVC | 1950 | Yes |  | 2022-10-22 |  | Non-lead
046165 | 6010 MARINA VILLA DR |  | Polytube | Yes |  | 2022-10-22 |  | Polytube | 1950 | Yes |  | 2022-10-22 |  | Non-lead
046166 | 6011 MARINA VILLA UNI DR |  | Polytube | Yes |  | 2022-10-22 |  | PVC | 1950 | Yes |  | 2022-10-22 |  | Non-lead
046167 | 6012 MARINA VILLA UNI DR |  | Polytube | Yes |  | 2022-10-22 |  | PVC | 1950 | Yes |  | 2022-10-22 |  | Non-lead
046168 | 6013 MARINA VILLA UNI DR |  | Polytube | Yes |  | 2024-09-06 |  | PVC | 1950 | Yes |  | 2024-09-06 |  | Non-lead
046169 | 6014 MARINA VILLA UNI DR |  | Polytube | Yes |  | 2023-08-07 |  | PVC | 1950 | Yes |  | 2023-08-07 |  | Non-lead
046170 | 6015 MARINA VILLA DR |  | Polytube | Yes |  | 2022-10-22 |  | Polytube | 1950 | Yes |  | 2022-10-22 |  | Non-lead
046171 | 6016 MARINA VILLA DR |  | Polytube | Yes |  | 2022-12-06 |  | Polytube | 1950 | Yes |  | 2022-12-06 |  | Non-lead
046174 | 88987 OLD Hwy |  | Unknown, Non-Lead | Yes |  | 2021-03-30 |  | Unknown, Non-Lead | 1999 | Yes |  | 2021-03-30 |  | Non-lead
046175 | 134 POINSETTIA DR |  | Unknown, Non-Lead | No |  |  |  | Unknown, Non-Lead | 1997 | No |  |  |  | Non-lead
046176 | 113 BAYVIEW ISLE DR |  | Polytube | Yes |  | 2022-06-15 |  | PVC | 1986 | Yes |  | 2022-06-15 |  | Non-lead
046177 | WEST 20750 1ST AVE |  | Unknown, Non-Lead | Yes |  | 2019-03-12 |  | Unknown, Non-Lead | 2002 | Yes |  | 2019-03-12 |  | Non-lead
046178 | 18 HARBOR ISLAND DR |  | Unknown, Non-Lead | Yes |  | 2019-10-29 |  | Unknown, Non-Lead | 1999 | Yes |  | 2019-10-29 |  | Non-lead
046179 | 7 ATLANTIC DR |  | Unknown, Non-Lead | Yes |  | 2022-01-07 |  | PVC | 2000 | Yes |  | 2022-01-07 |  | Non-lead
046180 | 85992 OVERSEAS HWY |  | Unknown, Non-Lead | Yes |  | 2020-12-28 |  | Unknown, Non-Lead | 1997 | Yes |  | 2020-12-28 |  | Non-lead
046181 | 14 CENTER LN |  | Unknown, Non-Lead | Yes |  | 2024-02-08 |  | Unknown, Non-Lead | 1998 | Yes |  | 2024-02-08 |  | Non-lead
046182 | 71 N BOUNTY LN |  | Unknown, Non-Lead | Yes |  | 2018-07-25 |  | Unknown, Non-Lead | 1994 | Yes |  | 2018-07-25 |  | Non-lead
046183 | 85998 OVERSEAS HWY |  | Unknown, Non-Lead | Yes |  | 2020-06-22 |  | PVC | 2009 | Yes |  | 2020-06-22 |  | Non-lead
046184 | 30083 PINE CHANNEL RD |  | Unknown, Non-Lead | Yes |  | 2024-06-20 |  | Unknown, Non-Lead | 1999 | Yes |  | 2024-06-20 |  | Non-lead
046185 | 167 KEY HAVEN RD |  | Unknown, Non-Lead | Yes |  | 2020-07-27 |  | Unknown, Non-Lead | 1998 | Yes |  | 2020-07-27 |  | Non-lead
046186 | 54 COCO PLUM DR |  | Unknown, Non-Lead | No |  |  |  | Unknown, Non-Lead | 2020 | No |  |  |  | Non-lead
046187 | 105 WINDY POINT CIR |  | Polytube | Yes |  | 2022-06-15 |  | PVC | 2015 | Yes |  | 2022-06-15 |  | Non-lead
046188 | 790 DUCK KEY DR |  | Polytube | Yes |  | 2023-05-10 |  | PVC | 1984 | Yes |  | 2023-05-10 |  | Non-lead
046189 | 29162 BOUGANVILLEA LANE |  | Unknown, Non-Lead | No |  |  |  | Unknown, Non-Lead | 1998 | No |  |  |  | Non-lead
046190 | 751 10TH St |  | Unknown, Non-Lead | Yes |  | 2023-05-05 |  | Unknown, Non-Lead | 1998 | Yes |  | 2023-05-05 |  | Non-lead
046191 | 21 EXUMA RD |  | Unknown, Non-Lead | No |  |  |  | Unknown, Non-Lead | 1998 | No |  |  |  | Non-lead
046192 | APT 5 96 ORANGE LN |  | Polytube | Yes |  | 2022-06-08 |  | PVC | 1955 | Yes |  | 2022-06-08 |  | Non-lead
046193 | APT 2 96 ORANGE LN |  | Polytube | Yes |  | 2021-10-06 |  | PVC | 1990 | Yes |  | 2021-10-06 |  | Non-lead
046194 | APT 3 96 ORANGE LN |  | Polytube | Yes |  | 2024-04-12 |  | PVC | 1955 | Yes |  | 2024-04-12 |  | Non-lead
046195 | UNIT #4 301 E OCEAN DR |  | Unknown, Non-Lead | Yes |  | 2021-05-06 |  | Unknown, Non-Lead | 1999 | Yes |  | 2021-05-06 |  | Non-lead
046196 | APT 1 96 ORANGE LN |  | Polytube | Yes |  | 2021-05-20 |  | PVC | 1990 | Yes |  | 2021-05-20 |  | Non-lead
046197 | 818 MADRID RD |  | Polytube | Yes |  | 2023-02-08 |  | PVC | 1955 | Yes |  | 2023-02-08 |  | Non-lead
046198 | 6 ATLANTIC DR |  | Unknown, Non-Lead | Yes |  | 2019-09-09 |  | Unknown, Non-Lead | 1998 | Yes |  | 2019-09-09 |  | Non-lead
046199 | 629 CABRERA ST |  | Unknown, Non-Lead | Yes |  | 2022-08-08 |  | Unknown, Non-Lead | 1998 | Yes |  | 2022-08-08 |  | Non-lead
046200 | 88081 OLD HWY |  | Polytube | Yes |  | 2019-11-13 |  | PVC | 2017 | Yes |  | 2019-11-13 |  | Non-lead
046201 | 28560 DOUBLOON Rd |  | Polytube | Yes |  | 2023-01-23 |  | Copper | 1983 | Yes |  | 2023-01-23 |  | Non-lead
046202 | 22916 BLUE GILL LANE |  | Polytube | Yes |  | 2024-09-19 |  | PVC | 1972 | Yes |  | 2024-09-19 |  | Non-lead
046203 | 62 FRONT ST |  | Unknown, Non-Lead | Yes |  | 2023-11-06 |  | Unknown, Non-Lead | 1999 | Yes |  | 2023-11-06 |  | Non-lead
046204 | PH 1 2044 SANCTUARY TERR |  | Polytube | Yes |  | 2022-05-09 |  | Polytube | 1998 | Yes |  | 2022-05-09 |  | Non-Lead
046205 | 630 CRUIKSHANK ISLAN |  | Unknown, Non-Lead | Yes |  | 2019-02-04 |  | Unknown, Non-Lead | 1998 | Yes |  | 2019-02-04 |  | Non-lead
046206 | 620 CRUIKSHANK ISLAND |  | Unknown, Non-Lead | No |  |  |  | Unknown, Non-Lead | 1998 | No |  |  |  | Non-lead
046207 | 4 COCONUT DR |  | Polytube | Yes |  | 2019-11-21 |  | PVC | 1974 | Yes |  | 2019-11-21 |  | Non-lead
046208 | 441 PALM DR |  | Unknown, Non-Lead | Yes |  | 2023-06-05 |  | Unknown, Non-Lead | 1999 | Yes |  | 2023-06-05 |  | Non-lead
046209 | 1100 GRAND ST |  | Unknown, Non-Lead | Yes |  | 2019-08-23 |  | Unknown, Non-Lead | 1998 | Yes |  | 2019-08-23 |  | Non-lead
046210 | 34 N BOUNTY LN |  | Unknown, Non-Lead | Yes |  | 2023-10-19 |  | Unknown, Non-Lead | 1999 | Yes |  | 2023-10-19 |  | Non-lead
046211 | 803 BONITO LN |  | Unknown, Non-Lead | Yes |  | 2021-01-08 |  | PVC | 1989 | Yes |  | 2021-01-08 |  | Non-lead
046212 | 49 TARPON AVE |  | Unknown, Non-Lead | Yes |  | 2020-06-08 |  | PVC | 1998 | Yes |  | 2020-06-08 |  | Non-lead
046213 | STE B DOWN 400 FRONT ST |  | Polytube | Yes |  | 2023-11-06 |  | PVC | 1920 | Yes |  | 2023-11-06 |  | Non-lead
046214 | UP #A 400 FRONT ST |  | Polytube | Yes |  | 2022-10-28 |  | PVC | 1920 | Yes |  | 2022-10-28 |  | Non-lead
046215 | 23088 BLUEGILL LN |  | Polytube | Yes |  | 2023-06-02 |  | PVC | 1999 | Yes |  | 2023-06-02 |  | Non-lead
046216 | LEFT 741 10TH ST |  | Unknown, Non-Lead | Yes |  | 2020-01-06 |  | PVC | 1998 | Yes |  | 2020-01-06 |  | Non-lead
046217 | 5 KYLE WAY EAST |  | Polytube | Yes |  | 2022-05-18 |  | PVC | 1998 | Yes |  | 2022-05-18 |  | Non-lead
046218 | 561 12TH ST |  | Unknown, Non-Lead | No |  |  |  | Unknown, Non-Lead | 1998 | No |  |  |  | Non-lead
046219 | 4555 OVERSEAS HWY |  | Unknown, Non-Lead | Yes |  | 2021-07-12 |  | Unknown, Non-Lead | 1998 | Yes |  | 2021-07-12 |  | Non-lead
046220 | 24931 OVERSEAS HWY |  | Polytube | Yes |  | 2023-04-25 |  | PVC | 1975 | Yes |  | 2023-04-25 |  | Non-lead
046221 | SOUTH 5051 OVERSEAS HWY |  | Galvanized | Yes |  | 2024-12-20 |  | Galvanized |  | Yes |  | 2024-12-20 |  | Galvanized Requiring Replacement
046222 | 105 POINCIANA DR |  | Unknown, Non-Lead | Yes |  | 2021-03-29 |  | Unknown, Non-Lead | 1998 | Yes |  | 2021-03-29 |  | Non-lead
046223 | 2 HARDWOOD HAMMOCK |  | Unknown, Non-Lead | Yes |  | 2018-02-13 |  | Unknown, Non-Lead | 1997 | Yes |  | 2018-02-13 |  | Non-lead
046224 | 1 HARDWOOD HAMMOCK DR |  | Unknown, Non-Lead | Yes |  | 2018-08-09 |  | Unknown, Non-Lead | 1997 | Yes |  | 2018-08-09 |  | Non-lead
046225 | 879 ELLEN DR |  | Polytube | Yes |  | 2023-02-09 |  | PVC | 1984 | Yes |  | 2023-02-09 |  | Non-lead
046226 | APT 1 524 FRONT ST |  | Polytube | Yes |  | 2024-02-27 |  | Unknown, Non-Lead | 1989 | Yes |  | 2024-02-27 |  | Non-lead
046227 | APT 2 524 FRONT ST |  | Polytube | Yes |  | 2024-02-27 |  | Unknown | 1977 | Yes |  | 2024-02-27 |  | Lead Status Unknown
046228 | UNIT 3 81001 OVERSEAS HWY |  | Polytube | Yes |  | 2022-06-23 |  | PVC | 1982 | Yes |  | 2022-06-23 |  | Non-lead
046229 | 1-A BAY DRIVE |  | Polytube | Yes |  | 2018-01-26 |  | PVC | 1999 | Yes |  | 2018-01-26 |  | Non-lead
046230 | 20861 W 8TH AVE |  | Polytube | Yes |  | 2023-08-28 |  | PVC | 1998 | Yes |  | 2023-08-28 |  | Non-lead
046231 | 1717 THOMPSON ST |  | Polytube | Yes |  | 2023-09-12 |  | PVC | 1959 | Yes |  | 2023-09-12 |  | Non-lead
046232 | RS 261 PALOMINO HORSE TRL |  | Polytube | Yes |  | 2023-06-23 |  | PVC | 1975 | Yes |  | 2023-06-23 |  | Non-lead
046233 | UNIT 2 81001 OVERSEAS HWY |  | Polytube | Yes |  | 2022-06-23 |  | PVC | 1982 | Yes |  | 2022-06-23 |  | Non-lead
046234 | UNIT 1 81001 OVERSEAS HWY |  | Polytube | Yes |  | 2022-06-23 |  | PVC | 1982 | Yes |  | 2022-06-23 |  | Non-lead
046235 | 549 BEACH RD |  | Unknown, Non-Lead | No |  |  |  | Unknown, Non-Lead | 1999 | No |  |  |  | Non-lead
046236 | 591 BEACH RD |  | Polytube | Yes |  | 2024-07-19 |  | PVC | 1983 | Yes |  | 2024-07-19 |  | Non-lead
046237 | 99 BRUCE CT |  | Unknown, Non-Lead | Yes |  | 2020-02-24 |  | PVC | 1998 | Yes |  | 2020-02-24 |  | Non-lead
046238 | LOT 094 1571 OVERSEAS HWY |  | PVC | Yes |  | 2022-05-18 |  | PVC | 1952 | Yes |  | 2022-05-18 |  | Non-lead
046239 | FRONT 1 KYLE WAY EAST |  | Unknown, Non-Lead | Yes |  | 2022-04-22 |  | PVC | 1999 | Yes |  | 2022-04-22 |  | Non-lead
046240 | BACK 3 KYLE WAY EAST |  | Unknown, Non-Lead | Yes |  | 2022-04-21 |  | Unknown, Non-Lead | 1999 | Yes |  | 2022-04-21 |  | Non-lead
046241 | 2 KYLE WAY WEST |  | Polytube | Yes |  | 2022-07-26 |  | PVC | 1999 | Yes |  | 2022-07-26 |  | Non-lead
046242 | 774 SAWYER DR |  | Unknown, Non-Lead | Yes |  | 2018-10-29 |  | Unknown, Non-Lead | 1999 | Yes |  | 2018-10-29 |  | Non-lead
046243 | 22852 BUCCANEER LANE |  | Polytube | No |  |  |  | PVC | 1998 | No |  |  |  | Non-lead
046244 | 207 HARBOR DR |  | Unknown, Non-Lead | Yes |  | 2019-11-13 |  | Unknown, Non-Lead | 1998 | Yes |  | 2019-11-13 |  | Non-lead
046245 | 46 WATERWAYS LT 16 DR |  | Unknown, Non-Lead | Yes |  | 2019-12-20 |  | Polytube | 1998 | Yes |  | 2019-12-20 |  | Non-lead
046246 | 481 BAHIA AVE |  | Unknown, Non-Lead | No |  |  |  | Unknown, Non-Lead | 1998 | No |  |  |  | Non-lead
046247 | 68 BASS AVE |  | Polytube | Yes |  | 2024-01-04 |  | PVC | 2000 | Yes |  | 2024-01-04 |  | Non-lead
046248 | 200 SILVER LAKE DR |  | Unknown, Non-Lead | Yes |  | 2020-05-11 |  | PVC | 2002 | Yes |  | 2020-05-11 |  | Non-lead
046249 | 19510 MAYAN ST |  | Polytube | Yes |  | 2023-01-13 |  | PVC | 1987 | Yes |  | 2023-01-13 |  | Non-lead
046250 | 989 VALENCIA RD |  | Unknown, Non-Lead | No |  |  |  | Unknown, Non-Lead | 2003 | No |  |  |  | Non-lead
046251 | 549 OCEAN CAY DR |  | Unknown, Non-Lead | Yes |  | 2021-07-19 |  | Unknown, Non-Lead | 2005 | Yes |  | 2021-07-19 |  | Non-lead
046252 | 33 SEAGATE BLVD |  | Polytube | Yes |  | 2024-10-23 |  | PVC | 1998 | Yes |  | 2024-10-23 |  | Non-lead
046253 | 171 CORAL RD |  | Unknown, Non-Lead | No |  |  |  | Unknown, Non-Lead | 1998 | No |  |  |  | Non-lead
046254 | 105601 OVERSEAS HWY |  | Polytube | Yes |  | 2022-10-03 |  | PVC |  | Yes |  | 2022-10-03 |  | Non-lead
046255 | 15 HILTON HAVEN RD |  | Polytube | Yes |  | 2022-10-25 |  | PVC |  | Yes |  | 2022-10-25 |  | Non-lead
046256 | 27173 MARIPOSA RD |  | Unknown, Non-Lead | Yes |  | 2018-08-31 |  | Unknown, Non-Lead | 1998 | Yes |  | 2018-08-31 |  | Non-lead
046257 | 373 LES RHODES DR |  | Unknown, Non-Lead | No |  |  |  | Unknown, Non-Lead | 1998 | No |  |  |  | Non-lead
046258 | 29094 IRIS DR |  | Unknown, Non-Lead | No |  |  |  | Unknown, Non-Lead | 1988 | No |  |  |  | Non-lead
046259 | 1430 WHITE ST |  | Unknown, Non-Lead | Yes |  | 2020-10-20 |  | Unknown, Non-Lead | 1998 | Yes |  | 2020-10-20 |  | Non-lead
046260 | 1434 WHITE ST |  | Unknown, Non-Lead | No |  |  |  | Unknown, Non-Lead | 1998 | No |  |  |  | Non-lead
046261 | 34 SPOONBILL WAY |  | Unknown, Non-Lead | Yes |  | 2024-05-29 |  | PVC | 1998 | Yes |  | 2024-05-29 |  | Non-lead
046262 | 3359 DONALD AVE |  | Unknown, Non-Lead | No |  |  |  | Unknown, Non-Lead | 2000 | No |  |  |  | Non-lead
046263 | 3363 DONALD AVE |  | Unknown, Non-Lead | Yes |  | 2019-11-01 |  | PVC | 2000 | Yes |  | 2019-11-01 |  | Non-lead
046264 | 3367 DONALD AVE |  | Unknown, Non-Lead | Yes |  | 2018-11-09 |  | Unknown, Non-Lead | 2000 | Yes |  | 2018-11-09 |  | Non-lead
046265 | 3379 DONALD AVE |  | Unknown, Non-Lead | Yes |  | 2024-07-30 |  | Unknown, Non-Lead | 2000 | Yes |  | 2024-07-30 |  | Non-lead
046266 | 4 W KYLE WAY |  | Polytube | Yes |  | 2022-10-17 |  | PVC | 1999 | Yes |  | 2022-10-17 |  | Non-lead
046267 | 148 S INDIES DR |  | Polytube | Yes |  | 2022-10-22 |  | PVC | 1978 | Yes |  | 2022-10-22 |  | Non-lead
046268 | 848 COPA D'ORO |  | Unknown, Non-Lead | Yes |  | 2020-10-19 |  | PVC | 1998 | Yes |  | 2020-10-19 |  | Non-lead
046269 | 401 HARBOUR DR |  | Polytube | Yes |  | 2023-12-14 |  | PVC | 1973 | Yes |  | 2023-12-14 |  | Non-lead
046270 | 1000 97TH OCEAN ST |  | Unknown, Non-Lead | Yes |  | 2020-01-22 |  | PVC | 1998 | Yes |  | 2020-01-22 |  | Non-lead
046271 | 3371 DONALD AVE |  | Polytube | Yes |  | 2022-12-09 |  | PVC | 2000 | Yes |  | 2022-12-09 |  | Non-lead
046272 | 3375 DONALD AVE |  | Unknown, Non-Lead | No |  |  |  | Unknown, Non-Lead | 2000 | No |  |  |  | Non-lead
046273 | HOCKEY 1800 BERTHA ST |  | Polytube | Yes |  | 2023-01-13 |  | PVC | 2004 | Yes |  | 2023-01-13 |  | Non-lead
046274 | 63 TWO TURTLES LN |  | Polytube | Yes |  | 2023-09-18 |  | Copper | 1999 | Yes |  | 2023-09-18 |  | Non-lead
046275 | 134 NEWFOUND HARBOR RD |  | Polytube | Yes |  | 2022-12-08 |  | PVC | 1986 | Yes |  | 2022-12-08 |  | Non-lead
046276 | 12 NORTH BRIDGE LN |  | Unknown, Non-Lead | Yes |  | 2021-05-07 |  | Unknown, Non-Lead | 1998 | Yes |  | 2021-05-07 |  | Non-lead
046277 | 4 CINNAMON BARK LN |  | Polytube | Yes |  | 2022-07-28 |  | PVC | 1998 | Yes |  | 2022-07-28 |  | Non-lead
046278 | 2 HARBOR LN |  | Unknown, Non-Lead | Yes |  | 2020-10-26 |  | Unknown, Non-Lead | 2002 | Yes |  | 2020-10-26 |  | Non-lead
046279 | 37 BAKER RD |  | Unknown, Non-Lead | Yes |  | 2018-07-03 |  | PVC | 1999 | Yes |  | 2018-07-03 |  | Non-lead
046280 | 10 OSPREY LN |  | Unknown, Non-Lead | Yes |  | 2018-08-17 |  | Unknown, Non-Lead | 1996 | Yes |  | 2018-08-17 |  | Non-lead
046281 | 255 CRANE BLVD |  | Stainless | Yes |  | 2022-08-26 |  | Stainless | 1968 | Yes |  | 2022-08-26 |  | Non-lead
046282 | 2417 FLAGLER AVE |  | Polytube | Yes |  | 2022-08-24 |  | PVC | 1958 | Yes |  | 2022-08-24 |  | Non-lead
046283 | H(A) 3144 NORTHSIDE DR |  | Polytube | Yes |  | 2023-03-24 |  | PVC | 1991 | Yes |  | 2023-03-24 |  | Non-lead
046284 | 425 S POINT DR |  | Polytube | Yes |  | 2022-07-08 |  | PVC | 1972 | Yes |  | 2022-07-08 |  | Non-lead
046285 | 3232 3230 & N ROOSEVELT BLVD |  | Galvanized | Yes |  | 2022-09-19 |  | Galvanized | 1965 | Yes |  | 2022-09-19 |  | Galvanized Requiring Replacement
046286 | HOB 1105 LEON ST |  | Ductile Iron | Yes |  | 2023-08-15 |  | Ductile Iron | 1970 | Yes |  | 2023-08-15 |  | Non-lead
046287 | 808 SHAVERS LN |  | Unknown, Non-Lead | Yes |  | 2024-07-02 |  | Unknown, Non-Lead | 1999 | Yes |  | 2024-07-02 |  | Non-lead
046288 | 810 SHAVERS LN |  | Unknown, Non-Lead | No |  |  |  | Unknown, Non-Lead | 1999 | No |  |  |  | Non-lead
046289 | UNIT 118 66 FRONT ST |  | Polytube | Yes |  | 2022-09-07 |  | PVC | 1990 | Yes |  | 2022-09-07 |  | Non-lead
046290 | UNIT 101 1805 STAPLES AVE |  | Unknown, Non-Lead | Yes |  | 2018-07-11 |  | Unknown, Non-Lead | 1998 | Yes |  | 2018-07-11 |  | Non-lead
046291 | 400 FRONT ST |  | Polytube | Yes |  | 2022-10-28 |  | PVC | 1920 | Yes |  | 2022-10-28 |  | Non-lead
046292 | H(B) 3144 NORTHSIDE DR |  | Unknown, Non-Lead | Yes |  | 2024-09-20 |  | Unknown, Non-Lead | 1991 | Yes |  | 2024-09-20 |  | Non-lead
046293 | 7580 GULFSTREAM BLVD |  | Polytube | Yes |  | 2018-07-06 |  | PVC | 1999 | Yes |  | 2018-07-06 |  | Non-lead
046294 | 411 CALLE LIMON |  | Unknown, Non-Lead | Yes |  | 2024-05-03 |  | Unknown, Non-Lead | 2000 | Yes |  | 2024-05-03 |  | Non-lead
046295 | 802 S 50TH GULF R ST |  | Polytube | Yes |  | 2024-09-13 |  | PVC | 1958 | Yes |  | 2024-09-13 |  | Non-lead
046296 | 875 101ST OCEAN ST |  | Unknown, Non-Lead | Yes |  | 2024-08-07 |  | Unknown, Non-Lead | 1998 | Yes |  | 2024-08-07 |  | Non-lead
046297 | 956 OCOTILLO LANE |  | PVC | Yes |  | 2022-07-18 |  | PVC | 2000 | Yes |  | 2022-07-18 |  | Non-lead
046298 | 181 LOMA L-23 LANE |  | Polytube | Yes |  | 2022-12-06 |  | PVC | 1975 | Yes |  | 2022-12-06 |  | Non-lead
046299 | 410 SIMONTON ST |  | Polytube | Yes |  | 2022-10-31 |  | PVC | 1933 | Yes |  | 2022-10-31 |  | Non-lead
046300 | 30332 COCONUT HWY |  | Polytube | Yes |  | 2022-11-15 |  | PVC | 1984 | Yes |  | 2022-11-15 |  | Non-lead
046301 | 126 GULFSIDE DR |  | Unknown, Non-Lead | Yes |  | 2021-03-02 |  | Unknown, Non-Lead | 1999 | Yes |  | 2021-03-02 |  | Non-lead
046302 | 112 S LAYTON DR |  | Polytube | Yes |  | 2023-09-06 |  | PVC | 1999 | Yes |  | 2023-09-06 |  | Non-lead
046303 | 159 N AIRPORT RD |  | Polytube | Yes |  | 2022-05-12 |  | PVC | 1998 | Yes |  | 2022-05-12 |  | Non-lead
046304 | 103 SAN REMO DR |  | Unknown, Non-Lead | Yes |  | 2020-09-10 |  | Unknown, Non-Lead | 1998 | Yes |  | 2020-09-10 |  | Non-lead
046305 | L3 B/C 155 ATLANTIC CIRCLE DR |  | Polytube | Yes |  | 2022-11-03 |  | PVC | 1961 | Yes |  | 2022-11-03 |  | Non-lead
046306 | 16783 E POINT DR |  | Polytube | Yes |  | 2022-07-11 |  | PVC | 1987 | Yes |  | 2022-07-11 |  | Non-lead
046307 | 7079 HAWKS CAY BLVD |  | Unknown, Non-Lead | Yes |  | 2020-08-11 |  | PVC | 1998 | Yes |  | 2020-08-11 |  | Non-lead
046308 | 7080 HAWKS CAY BLVD |  | Unknown, Non-Lead | No |  |  |  | Unknown, Non-Lead | 1998 | No |  |  |  | Non-lead
046309 | 7081 HAWKS CAY BLVD |  | Unknown, Non-Lead | Yes |  | 2019-01-31 |  | PVC | 1998 | Yes |  | 2019-01-31 |  | Non-lead
046310 | 7082 HAWKS CAY BLVD |  | Polytube | Yes |  | 2022-07-11 |  | PVC | 1998 | Yes |  | 2022-07-11 |  | Non-lead
046311 | 7083 HAWKS CAY BLVD |  | Unknown, Non-Lead | Yes |  | 2019-02-05 |  | Unknown, Non-Lead | 1998 | Yes |  | 2019-02-05 |  | Non-lead
046312 | 7084 HAWKS CAY BLVD |  | Unknown, Non-Lead | No |  |  |  | Unknown, Non-Lead | 1998 | No |  |  |  | Non-lead
046313 | 7085 HAWKS CAY BLVD |  | Unknown, Non-Lead | Yes |  | 2024-07-03 |  | Unknown, Non-Lead | 1998 | Yes |  | 2024-07-03 |  | Non-lead
046314 | 7086 HAWKS CAY BLVD |  | Unknown, Non-Lead | Yes |  | 2017-04-26 |  | Unknown, Non-Lead | 1998 | Yes |  | 2017-04-26 |  | Non-lead
046315 | 7089 HAWKS CAY BLVD |  | Unknown, Non-Lead | Yes |  | 2018-08-23 |  | Unknown, Non-Lead | 1998 | Yes |  | 2018-08-23 |  | Non-lead
046316 | 7090 HAWKS CAY BLVD |  | Polytube | Yes |  | 2023-01-26 |  | PVC | 1998 | Yes |  | 2023-01-26 |  | Non-lead
046317 | 7088 HAWKS CAY BLVD |  | Unknown, Non-Lead | Yes |  | 2020-04-09 |  | Unknown, Non-Lead | 1998 | Yes |  | 2020-04-09 |  | Non-lead
046318 | 7087 HAWKS CAY BLVD |  | Unknown, Non-Lead | No |  |  |  | Unknown, Non-Lead | 1998 | No |  |  |  | Non-lead
046319 | #202 7047 HARBOR VILLAGE DR |  | Unknown, Non-Lead | No |  |  |  | Unknown, Non-Lead | 1998 | No |  |  |  | Non-lead
046320 | 7050 HARBOR VILLAGE DR |  | Polytube | Yes |  | 2022-10-22 |  | PVC | 1961 | Yes |  | 2022-10-22 |  | Non-lead
046321 | 7053 HARBOR VILLAGE DR |  | Polytube | Yes |  | 2022-05-20 |  | PVC | 1961 | Yes |  | 2022-05-20 |  | Non-lead
046322 | 7054 HARBOR VILLAGE DR |  | Copper | Yes |  | 2022-10-22 |  | PVC | 1961 | Yes |  | 2022-10-22 |  | Non-lead
046323 | 7055 HARBOR VILLAGE DR |  | Copper | Yes |  | 2022-10-22 |  | PVC | 1961 | Yes |  | 2022-10-22 |  | Non-lead
046324 | 7056 HARBOR VILLAGE DR |  | Polytube | Yes |  | 2022-10-22 |  | PVC | 1961 | Yes |  | 2022-10-22 |  | Non-lead
046325 | 7057 HARBOR VILLAGE DR |  | Unknown, Non-Lead | Yes |  | 2021-07-12 |  | Unknown, Non-Lead | 1998 | Yes |  | 2021-07-12 |  | Non-lead
046326 | D213 7058 HARBOR VILLAGE DR |  | Unknown, Non-Lead | Yes |  | 2021-03-19 |  | Unknown, Non-Lead | 1998 | Yes |  | 2021-03-19 |  | Non-lead
046327 | 7063 HARBOR VILLAGE DR |  | Unknown, Non-Lead | No |  |  |  | Unknown, Non-Lead | 1998 | No |  |  |  | Non-lead
046328 | #219 7064 HARBOR VILLAGE DR |  | Unknown, Non-Lead | No |  |  |  | Unknown, Non-Lead | 1998 | No |  |  |  | Non-lead
046329 | 7043 HARBOR VILLAGE DR |  | Unknown, Non-Lead | Yes |  | 2023-12-14 |  | Unknown, Non-Lead | 1998 | Yes |  | 2023-12-14 |  | Non-lead
046330 | 7044 HARBOR VILLAGE DR |  | Unknown, Non-Lead | No |  |  |  | Unknown, Non-Lead | 1998 | No |  |  |  | Non-lead
046331 | 7077 HAWKS CAY BLVD |  | Unknown, Non-Lead | Yes |  | 2023-09-06 |  | Unknown, Non-Lead | 1998 | Yes |  | 2023-09-06 |  | Non-lead
046332 | 7078 HAWKS CAY BLVD |  | Polytube | Yes |  | 2022-10-22 |  | PVC | 1950 | Yes |  | 2022-10-22 |  | Non-lead
046333 | U 200 7045 HARBOR VILLAGE DR |  | Unknown, Non-Lead | Yes |  | 2024-02-09 |  | Unknown, Non-Lead | 1998 | Yes |  | 2024-02-09 |  | Non-lead
046334 | 7046 HARBOR VILLAGE DR |  | Unknown, Non-Lead | No |  |  |  | Unknown, Non-Lead | 1998 | No |  |  |  | Non-lead
046335 | 7051 HARBOR VILLAGE DR |  | Polytube | Yes |  | 2022-06-09 |  | PVC | 1998 | Yes |  | 2022-06-09 |  | Non-lead
046336 | 7052 HARBOR VILLAGE DR |  | Copper | Yes |  | 2022-10-22 |  | PVC | 1961 | Yes |  | 2022-10-22 |  | Non-lead
046337 | 7075 HAWKS CAY BLVD |  | Unknown, Non-Lead | Yes |  | 2018-01-18 |  | Unknown, Non-Lead | 1998 | Yes |  | 2018-01-18 |  | Non-lead
046338 | 233 7076 HAWKS CAY BLVD |  | Unknown, Non-Lead | No |  |  |  | Unknown, Non-Lead | 1998 | No |  |  |  | Non-lead
046339 | 7049 HARBOR VILLAGE DR |  | Unknown, Non-Lead | Yes |  | 2024-07-03 |  | Unknown, Non-Lead | 1998 | Yes |  | 2024-07-03 |  | Non-lead
046340 | 7048 HARBOR VILLAGE DR |  | Copper | Yes |  | 2022-10-22 |  | PVC | 1961 | Yes |  | 2022-10-22 |  | Non-lead
046341 | 1253 ROGERS LN |  | Unknown, Non-Lead | Yes |  | 2021-08-30 |  | Unknown, Non-Lead | 2008 | Yes |  | 2021-08-30 |  | Non-lead
046342 | 158 LE GRANDE LN |  | Unknown, Non-Lead | Yes |  | 2020-04-28 |  | Unknown, Non-Lead | 1991 | Yes |  | 2020-04-28 |  | Non-lead
046343 | 30 SPOONBILL WAY |  | Unknown, Non-Lead | No |  |  |  | Unknown, Non-Lead | 1998 | No |  |  |  | Non-lead
046344 | #B AKA 1 1427 WASHINGTON ST |  | Unknown, Non-Lead | Yes |  | 2022-03-16 |  | Unknown, Non-Lead | 1998 | Yes |  | 2022-03-16 |  | Non-lead
046345 | 1122 KEY PLAZA SHOPPI |  | Copper | Yes |  | 2023-10-19 |  | Copper | 1974 | Yes |  | 2023-10-19 |  | Non-lead
046346 | 30247 PALM DR |  | Polytube | Yes |  | 2022-11-15 |  | PVC | 1985 | Yes |  | 2022-11-15 |  | Non-lead
046347 | 28546 ARICA RD |  | Polytube | Yes |  | 2023-01-23 |  | PVC | 1979 | Yes |  | 2023-01-23 |  | Non-lead
046348 | 254 E CAHILL CT |  | Polytube | Yes |  | 2023-03-20 |  | PVC | 1998 | Yes |  | 2023-03-20 |  | Non-lead
046349 | 27398 HAITI LN |  | Polytube | Yes |  | 2023-05-04 |  | PVC | 1963 | Yes |  | 2023-05-04 |  | Non-lead
046350 | 260 3RD ST |  | Polytube | Yes |  | 2023-06-21 |  | PVC | 1959 | Yes |  | 2023-06-21 |  | Non-lead
046351 | APT B 222 99TH OCEAN ST |  | Polytube | Yes |  | 2024-09-20 |  | PVC | 1951 | Yes |  | 2024-09-20 |  | Non-lead
046352 | MARINA VILLA DR |  | Polytube | Yes |  | 2023-02-24 |  | PVC | 1950 | Yes |  | 2023-02-24 |  | Non-lead
046353 | MARINA VILLA DR |  | Polytube | Yes |  | 2023-08-30 |  | PVC | 1950 | Yes |  | 2023-08-30 |  | Non-lead
046354 | 157 E CARRIBBEAN DR |  | Polytube | Yes |  | 2023-04-24 |  | PVC | 1987 | Yes |  | 2023-04-24 |  | Non-lead
046355 | 17327 ALLAMANDA DR |  | Unknown, Non-Lead | No |  |  |  | Unknown, Non-Lead | 1998 | No |  |  |  | Non-lead
046356 | 27047 ANGELFISH RD |  | Unknown, Non-Lead | No |  |  |  | Unknown, Non-Lead | 1998 | No |  |  |  | Non-lead
046358 | 22876 CUDJOE DR |  | Unknown, Non-Lead | Yes |  | 2018-10-29 |  | Unknown, Non-Lead | 1998 | Yes |  | 2018-10-29 |  | Non-lead
046359 | 68 W PLAZA DEL LAGO L |  | Polytube | Yes |  | 2023-03-17 |  | PVC | 1998 | Yes |  | 2023-03-17 |  | Non-lead
046360 | 67 ANGELFISH CAY DR |  | Polytube | Yes |  | 2022-09-21 |  | PVC | 1980 | Yes |  | 2022-09-21 |  | Non-lead
046361 | 163 KEY HEIGHTS DR |  | Polytube | Yes |  | 2022-06-14 |  | PVC | 1969 | Yes |  | 2022-06-14 |  | Non-lead
046362 | 144 BAHAMA RD |  | Polytube | Yes |  | 2023-06-30 |  | Copper | 1980 | Yes |  | 2023-06-30 |  | Non-lead
046363 | 140 BAHAMA RD |  | Polytube | Yes |  | 2023-02-01 |  | PVC | 1980 | Yes |  | 2023-02-01 |  | Non-lead
046364 | 225 DUVAL ST |  | Polytube | Yes |  | 2022-06-10 |  | PVC | 1908 | Yes |  | 2022-06-10 |  | Non-lead
046365 | 22988 PORT ROYAL LANE |  | Unknown, Non-Lead | Yes |  | 2024-03-27 |  | Unknown, Non-Lead | 1998 | Yes |  | 2024-03-27 |  | Non-lead
046366 | 12 CANNON ROYAL DR |  | Unknown, Non-Lead | Yes |  | 2017-08-23 |  | Unknown, Non-Lead | 1988 | Yes |  | 2017-08-23 |  | Non-lead
046367 | 201 12TH ST |  | Unknown, Non-Lead | Yes |  | 2020-10-15 |  | Unknown, Non-Lead | 1998 | Yes |  | 2020-10-15 |  | Non-lead
046368 | 22925 TEACH LANE |  | Unknown, Non-Lead | Yes |  | 2020-02-13 |  | Unknown, Non-Lead | 1999 | Yes |  | 2020-02-13 |  | Non-lead
046369 | 4555 OVERSEAS HWY |  | Unknown, Non-Lead | Yes |  | 2018-03-01 |  | Cast Iron | 1998 | Yes |  | 2018-03-01 |  | Unknown
046371 | 7059 HARBOR VILLAGE DR |  | Polytube | Yes |  | 2022-10-22 |  | PVC | 1961 | Yes |  | 2022-10-22 |  | Non-lead
046372 | 727 WASHINGTON ST |  | Polytube | Yes |  | 2022-11-10 |  | Copper | 1999 | Yes |  | 2022-11-10 |  | Non-lead
046373 | 1233 KEY DEER BLVD |  | Polytube | Yes |  | 2022-08-18 |  | PVC | 1981 | Yes |  | 2022-08-18 |  | Non-lead
046374 | 1153 E CARRIBBEAN DR |  | Unknown, Non-Lead | No |  |  |  | Unknown, Non-Lead | 1990 | No |  |  |  | Non-lead
046375 | 7 BEECHWOOD DR |  | Polytube | Yes |  | 2022-05-06 |  | PVC | 1999 | Yes |  | 2022-05-06 |  | Non-lead
046376 | 125 VILLA BELLA DR |  | Polytube | Yes |  | 2024-07-16 |  | PVC | 1998 | Yes |  | 2024-07-16 |  | Non-lead
046378 | 18 N PELICAN DR |  | Unknown, Non-Lead | Yes |  | 2022-03-28 |  | Unknown, Non-Lead | 1998 | Yes |  | 2022-03-28 |  | Non-lead
046379 | 19 NORTH DR |  | Unknown, Non-Lead | Yes |  | 2019-11-01 |  | Unknown, Non-Lead | 2001 | Yes |  | 2019-11-01 |  | Non-lead
046380 | 13 GULF DR |  | Polytube | Yes |  | 2022-08-04 |  | PVC | 1998 | Yes |  | 2022-08-04 |  | Non-lead
046381 | 24 SPOONBILL WAY |  | Unknown, Non-Lead | Yes |  | 2020-09-29 |  | PVC | 1998 | Yes |  | 2020-09-29 |  | Non-lead
046382 | 281 GOLF CLUB DR |  | Polytube | Yes |  | 2018-11-13 |  | PVC | 1998 | Yes |  | 2018-11-13 |  | Non-lead
046383 | 279 GOLF CLUB DR |  | PVC | Yes |  | 2022-06-24 |  | PVC | 1998 | Yes |  | 2022-06-24 |  | Non-lead
046384 | 30485 FENCE LANE |  | Polytube | Yes |  | 2024-01-30 |  | PVC | 1980 | Yes |  | 2024-01-30 |  | Non-lead
046385 | 118 ADMIRALS LN |  | Unknown, Non-Lead | Yes |  | 2022-03-09 |  | Unknown, Non-Lead | 1998 | Yes |  | 2022-03-09 |  | Non-lead
046386 | 29141 CLOVER LANE |  | Unknown, Non-Lead | Yes |  | 2023-07-24 |  | Unknown, Non-Lead | 1998 | Yes |  | 2023-07-24 |  | Non-lead
046387 | #215 7060 HARBOR VILLAGE DR |  | Polytube | Yes |  | 2022-10-22 |  | PVC | 1961 | Yes |  | 2022-10-22 |  | Non-lead
046388 | 7061 HARBOR VILLAGE DR |  | Polytube | Yes |  | 2023-05-02 |  | PVC | 1961 | Yes |  | 2023-05-02 |  | Non-lead
046389 | 7062 HARBOR VILLAGE DR |  | Unknown, Non-Lead | Yes |  | 2020-06-15 |  | PVC | 1998 | Yes |  | 2020-06-15 |  | Non-lead
046390 | 7065 HARBOR VILLAGE DR |  | Unknown, Non-Lead | No |  |  |  | Unknown, Non-Lead | 1998 | No |  |  |  | Non-lead
046391 | 7066 HARBOR VILLAGE DR |  | Unknown, Non-Lead | Yes |  | 2021-06-21 |  | Unknown, Non-Lead | 1998 | Yes |  | 2021-06-21 |  | Non-lead
046392 | U 222 7067 HARBOR VILLAGE DR |  | Unknown, Non-Lead | Yes |  | 2024-07-08 |  | Unknown, Non-Lead | 1998 | Yes |  | 2024-07-08 |  | Non-lead
046393 | 7068 HARBOR VILLAGE DR |  | Unknown, Non-Lead | Yes |  | 2024-06-05 |  | Unknown, Non-Lead | 1998 | Yes |  | 2024-06-05 |  | Non-lead
046394 | 7069 HAWKS CAY BLVD |  | Unknown, Non-Lead | Yes |  | 2024-02-09 |  | Unknown, Non-Lead | 1998 | Yes |  | 2024-02-09 |  | Non-lead
046395 | 7070 HAWKS CAY BLVD |  | Unknown, Non-Lead | Yes |  | 2024-08-12 |  | Unknown, Non-Lead | 1998 | Yes |  | 2024-08-12 |  | Non-lead
046396 | 7071 HAWKS CAY BLVD |  | Unknown, Non-Lead | Yes |  | 2021-08-11 |  | Unknown, Non-Lead | 1998 | Yes |  | 2021-08-11 |  | Non-lead
046397 | 7072 HAWKS CAY BLVD |  | Unknown, Non-Lead | Yes |  | 2021-09-08 |  | Unknown, Non-Lead | 1998 | Yes |  | 2021-09-08 |  | Non-lead
046398 | 7073 HAWKS CAY BLVD |  | Unknown, Non-Lead | Yes |  | 2024-08-13 |  | Polytube | 1998 | Yes |  | 2024-08-13 |  | Non-lead
046399 | 7074 HAWKS CAY BLVD |  | Unknown, Non-Lead | Yes |  | 2019-07-18 |  | Unknown, Non-Lead | 1998 | Yes |  | 2019-07-18 |  | Non-lead
046400 | 7970 PORPOISE DR |  | Unknown, Non-Lead | No |  |  |  | Unknown, Non-Lead | 1998 | No |  |  |  | Non-lead
046401 | 99 OCEAN EAST |  | Polytube | Yes |  | 2022-06-17 |  | PVC | 1975 | Yes |  | 2022-06-17 |  | Non-lead
046402 | 285 14TH ST |  | Polytube | Yes |  | 2022-11-22 |  | PVC | 2000 | Yes |  | 2022-11-22 |  | Non-lead
046403 | 240 15TH CIRCLE |  | Unknown, Non-Lead | Yes |  | 2023-05-12 |  | Unknown, Non-Lead | 1999 | Yes |  | 2023-05-12 |  | Non-lead
046404 | 216 GUAVA ST |  | Unknown, Non-Lead | Yes |  | 2018-12-11 |  | PVC | 1998 | Yes |  | 2018-12-11 |  | Non-lead
046405 | 87445 OLD HWY |  | Unknown, Non-Lead | Yes |  | 2019-03-15 |  | PVC | 1999 | Yes |  | 2019-03-15 |  | Non-lead
046406 | MARINA TRCT C HO PK |  | Polytube | Yes |  | 2023-02-01 |  | PVC | 1969 | Yes |  | 2023-02-01 |  | Non-lead
046407 | TRCT C 80999 OLD HWY |  | Unknown, Non-Lead | Yes |  | 2018-09-21 |  | Unknown, Non-Lead | 1996 | Yes |  | 2018-09-21 |  | Non-lead
046408 | 182 VENETIAN WAY |  | Unknown, Non-Lead | Yes |  | 2021-09-28 |  | Unknown, Non-Lead | 1997 | Yes |  | 2021-09-28 |  | Non-lead
046409 | 92163 OVERSEAS HWY |  | Unknown, Non-Lead | No |  |  |  | Unknown, Non-Lead | 1999 | No |  |  |  | Non-lead
046411 | 657 CARIBBEAN DR |  | Unknown, Non-Lead | Yes |  | 2018-11-07 |  | Unknown, Non-Lead | 1999 | Yes |  | 2018-11-07 |  | Non-lead
046412 | 328 PALMETTO AVE |  | Polytube | Yes |  | 2022-12-06 |  | PVC | 1987 | Yes |  | 2022-12-06 |  | Non-lead
046413 | 106 COASTAL DR |  | Unknown, Non-Lead | Yes |  | 2021-07-19 |  | PVC | 2005 | Yes |  | 2021-07-19 |  | Non-lead
046414 | UNIT 104 201 WILLIAM ST |  | Unknown, Non-Lead | Yes |  | 2024-02-07 |  | Unknown, Non-Lead | 1998 | Yes |  | 2024-02-07 |  | Non-lead
046415 | 13 SUNRISE CAY DR |  | Unknown, Non-Lead | Yes |  | 2018-04-26 |  | PVC | 1999 | Yes |  | 2018-04-26 |  | Non-lead
046416 | LT 16 304 WOODS AVE |  | Unknown, Non-Lead | Yes |  | 2020-12-29 |  | Unknown, Non-Lead | 1999 | Yes |  | 2020-12-29 |  | Non-lead
046417 | 88351 NE Old Hwy (Meter on Aregood Ln) |  | Unknown | Yes |  | 2024-09-13 |  | Unknown | 1979 | Yes |  | 2024-09-13 |  | Lead Status Unknown
046418 | 115 OLEANDER CIRCLE |  | Polytube | Yes |  | 2022-05-23 |  | PVC | 1999 | Yes |  | 2022-05-23 |  | Non-lead
046419 | 18 CALOOSA RD |  | Unknown, Non-Lead | No |  |  |  | Unknown, Non-Lead | 1999 | No |  |  |  | Non-lead
046420 | 40 MUNSON AVE |  | Unknown, Non-Lead | Yes |  | 2019-02-04 |  | Unknown, Non-Lead | 1998 | Yes |  | 2019-02-04 |  | Non-lead
046421 | 20 CACTUS DR |  | Polytube | Yes |  | 2023-09-14 |  | PVC | 2004 | Yes |  | 2023-09-14 |  | Non-lead
046422 | L13 B2 1539 LANTANA LN |  | Polytube | Yes |  | 2023-11-16 |  | PVC | 1999 | Yes |  | 2023-11-16 |  | Non-lead
046423 | 3662 GULFSTREAM ST |  | Polytube | Yes |  | 2022-11-30 |  | PVC | 2001 | Yes |  | 2022-11-30 |  | Non-lead
046424 | 27013 SHANNAHAN RD |  | Polytube | Yes |  | 2025-06-27 |  | PVC | 1998 | Yes |  | 2025-06-27 |  | Non-lead
046425 | 3300 RIVIERA DR |  | Polytube | Yes |  | 2022-07-15 |  | Copper | 1963 | Yes |  | 2022-07-15 |  | Non-lead
046426 | 23 AZALEA DR |  | Unknown, Non-Lead | Yes |  | 2024-04-30 |  | Unknown, Non-Lead | 1998 | Yes |  | 2024-04-30 |  | Non-lead
046427 | 830 EATON ST |  | Polytube | Yes |  | 2022-12-15 |  | PVC | 1889 | Yes |  | 2022-12-15 |  | Non-lead
046428 | APT UP 828 EATON ST |  | Polytube | Yes |  | 2023-03-06 |  | PVC | 1940 | Yes |  | 2023-03-06 |  | Non-lead
046429 | 22 SPOONBILL WAY |  | Polytube | Yes |  | 2022-12-08 |  | PVC | 1998 | Yes |  | 2022-12-08 |  | Non-lead
046430 | L001 65821 OVERSEAS HWY |  | Polytube | Yes |  | 2022-06-29 |  | PVC | 1983 | Yes |  | 2022-06-29 |  | Non-lead
046431 | LOT 002 65821 OVERSEAS HWY |  | Unknown, Non-Lead | Yes |  | 2018-04-03 |  | Unknown, Non-Lead | 1988 | Yes |  | 2018-04-03 |  | Non-lead
046432 | L003 65821 OVERSEAS HWY |  | Polytube | Yes |  | 2023-08-09 |  | PVC | 1988 | Yes |  | 2023-08-09 |  | Non-lead
046433 | L004 65821 OVERSEAS HWY |  | Polytube | Yes |  | 2022-06-29 |  | PVC | 1985 | Yes |  | 2022-06-29 |  | Non-lead
046434 | L005 65821 OVERSEAS HWY |  | Polytube | Yes |  | 2022-06-29 |  | PVC | 1983 | Yes |  | 2022-06-29 |  | Non-lead
046435 | L006 65821 OVERSEAS HWY |  | Polytube | Yes |  | 2022-06-29 |  | PVC | 1983 | Yes |  | 2022-06-29 |  | Non-lead
046436 | L007 65821 OVERSEAS HWY |  | Polytube | Yes |  | 2022-06-29 |  | PVC | 1983 | Yes |  | 2022-06-29 |  | Non-lead
046437 | L008 65821 OVERSEAS HWY |  | Polytube | Yes |  | 2022-06-29 |  | PVC | 1983 | Yes |  | 2022-06-29 |  | Non-lead
046438 | LOT 009 65821 OVERSEAS HWY |  | Polytube | Yes |  | 2022-12-05 |  | PVC | 1988 | Yes |  | 2022-12-05 |  | Non-lead
046439 | L010 65821 OVERSEAS HWY |  | Polytube | Yes |  | 2022-06-29 |  | PVC | 1983 | Yes |  | 2022-06-29 |  | Non-lead
046440 | L011 65821 OVERSEAS HWY |  | Polytube | Yes |  | 2022-06-29 |  | PVC | 1983 | Yes |  | 2022-06-29 |  | Non-lead
046441 | L012 65821 OVERSEAS HWY |  | Polytube | Yes |  | 2022-06-29 |  | PVC | 1972 | Yes |  | 2022-06-29 |  | Non-lead
046442 | LOT 013 65821 OVERSEAS HWY |  | Polytube | Yes |  | 2022-09-09 |  | PVC | 1984 | Yes |  | 2022-09-09 |  | Non-lead
046443 | LOT 014 65821 OVERSEAS HWY |  | Polytube | Yes |  | 2022-06-29 |  | PVC | 1984 | Yes |  | 2022-06-29 |  | Non-lead
046444 | LOT 015 65821 OVERSEAS HWY |  | Polytube | Yes |  | 2022-06-29 |  | PVC | 1973 | Yes |  | 2022-06-29 |  | Non-lead
046445 | LOT 016 65821 OVERSEAS HWY |  | Polytube | Yes |  | 2022-06-29 |  | PVC | 1978 | Yes |  | 2022-06-29 |  | Non-lead
046446 | LOT 017 65821 OVERSEAS HWY |  | Polytube | Yes |  | 2022-06-29 |  | PVC | 1973 | Yes |  | 2022-06-29 |  | Non-lead
046447 | LOT 018 65821 OVERSEAS HWY |  | Polytube | Yes |  | 2022-06-29 |  | PVC | 1979 | Yes |  | 2022-06-29 |  | Non-lead
046448 | LOT 019 65821 OVERSEAS HWY |  | Polytube | Yes |  | 2022-06-29 |  | PVC | 1974 | Yes |  | 2022-06-29 |  | Non-lead
046449 | L020 65821 OVERSEAS HWY |  | Unknown, Non-Lead | Yes |  | 2022-11-30 |  | Unknown, Non-Lead | 1988 | Yes |  | 2022-11-30 |  | Non-lead
046450 | L021 65821 OVERSEAS HWY |  | Unknown, Non-Lead | Yes |  | 2023-04-05 |  | Unknown, Non-Lead | 1988 | Yes |  | 2023-04-05 |  | Non-lead
046451 | L022 65821 OVERSEAS HWY |  | Polytube | Yes |  | 2022-06-29 |  | PVC | 1976 | Yes |  | 2022-06-29 |  | Non-lead
046452 | L023 65821 OVERSEAS HWY |  | Polytube | Yes |  | 2023-02-08 |  | PVC | 1983 | Yes |  | 2023-02-08 |  | Non-lead
046453 | L024 65821 OVERSEAS HWY |  | Polytube | Yes |  | 2022-06-29 |  | PVC | 1987 | Yes |  | 2022-06-29 |  | Non-lead
046454 | L025 65821 OVERSEAS HWY |  | Polytube | Yes |  | 2022-06-29 |  | PVC | 1987 | Yes |  | 2022-06-29 |  | Non-lead
046455 | LOT 026 65821 OVERSEAS HWY |  | Polytube | Yes |  | 2022-06-29 |  | PVC | 1975 | Yes |  | 2022-06-29 |  | Non-lead
046456 | L027 65821 OVERSEAS HWY |  | Polytube | Yes |  | 2022-06-29 |  | PVC | 1977 | Yes |  | 2022-06-29 |  | Non-lead
046457 | L028 65821 OVERSEAS HWY |  | Polytube | Yes |  | 2022-06-29 |  | PVC | 1977 | Yes |  | 2022-06-29 |  | Non-lead
046458 | L029 65821 OVERSEAS HWY |  | Polytube | Yes |  | 2022-06-29 |  | PVC | 1977 | Yes |  | 2022-06-29 |  | Non-lead
046459 | L030 65821 OVERSEAS HWY |  | Unknown, Non-Lead | Yes |  | 2022-10-05 |  | Unknown, Non-Lead | 1990 | Yes |  | 2022-10-05 |  | Non-lead
046460 | L031 65821 OVERSEAS HWY |  | Unknown, Non-Lead | No |  |  |  | Unknown, Non-Lead | 1990 | No |  |  |  | Non-lead
046461 | L032 65821 OVERSEAS HWY |  | Unknown, Non-Lead | No |  |  |  | Unknown, Non-Lead | 2003 | No |  |  |  | Non-lead
046462 | LOT 033 65821 OVERSEAS HWY |  | Unknown, Non-Lead | Yes |  | 2021-11-05 |  | Unknown, Non-Lead | 1989 | Yes |  | 2021-11-05 |  | Non-lead
046463 | LOT 034 65821 OVERSEAS HWY |  | Polytube | Yes |  | 2022-06-29 |  | PVC | 1983 | Yes |  | 2022-06-29 |  | Non-lead
046464 | L035 65821 OVERSEAS HWY |  | Polytube | Yes |  | 2022-06-29 |  | PVC | 1977 | Yes |  | 2022-06-29 |  | Non-lead
046465 | L036 65821 OVERSEAS HWY |  | Polytube | Yes |  | 2022-06-29 |  | PVC | 1983 | Yes |  | 2022-06-29 |  | Non-lead
046466 | L037 65821 OVERSEAS HWY BATH 1 |  | Polytube | Yes |  | 2022-06-29 |  | PVC | 1980 | Yes |  | 2022-06-29 |  | Non-lead
046468 | L039 65821 OVERSEAS HWY |  | Polytube | Yes |  | 2023-04-05 |  | PVC | 2003 | Yes |  | 2023-04-05 |  | Non-lead
046469 | L040 65821 OVERSEAS HWY |  | Unknown, Non-Lead | Yes |  | 2020-02-07 |  | Unknown, Non-Lead | 2003 | Yes |  | 2020-02-07 |  | Non-lead
046470 | LOT 041 65821 OVERSEAS HWY |  | Polytube | Yes |  | 2024-07-29 |  | PVC | 1985 | Yes |  | 2024-07-29 |  | Non-lead
046471 | L042 65821 OVERSEAS HWY |  | Polytube | Yes |  | 2022-06-29 |  | PVC | 1985 | Yes |  | 2022-06-29 |  | Non-lead
046472 | L043 65821 OVERSEAS HWY |  | Unknown, Non-Lead | Yes |  | 2021-04-12 |  | Unknown, Non-Lead | 2007 | Yes |  | 2021-04-12 |  | Non-lead
046473 | L048 65821 OVERSEAS HWY |  | Polytube | Yes |  | 2022-06-29 |  | PVC | 1987 | Yes |  | 2022-06-29 |  | Non-lead
046474 | L045 65821 OVERSEAS HWY |  | Unknown, Non-Lead | Yes |  | 2020-10-07 |  | Unknown, Non-Lead | 2019 | Yes |  | 2020-10-07 |  | Non-lead
046475 | L046 65821 OVERSEAS HWY |  | Unknown, Non-Lead | Yes |  | 2022-01-07 |  | Unknown, Non-Lead | 2019 | Yes |  | 2022-01-07 |  | Non-lead
046476 | L047 65821 OVERSEAS HWY |  | Unknown, Non-Lead | Yes |  | 2021-05-10 |  | Unknown, Non-Lead | 2019 | Yes |  | 2021-05-10 |  | Non-lead
046477 | L044 65821 OVERSEAS HWY |  | Polytube | Yes |  | 2022-08-05 |  | PVC | 2007 | Yes |  | 2022-08-05 |  | Non-lead
046478 | L049 65821 OVERSEAS HWY |  | Polytube | Yes |  | 2022-06-29 |  | PVC | 1987 | Yes |  | 2022-06-29 |  | Non-lead
046479 | LOT 050 65821 OVERSEAS HWY |  | Unknown, Non-Lead | Yes |  | 2020-10-22 |  | Unknown, Non-Lead | 1994 | Yes |  | 2020-10-22 |  | Non-lead
046480 | L051 65821 OVERSEAS HWY |  | Unknown, Non-Lead | No |  |  |  | Unknown, Non-Lead | 1994 | No |  |  |  | Non-lead
046481 | L052 65821 OVERSEAS HWY |  | Polytube | Yes |  | 2022-10-11 |  | PVC | 1985 | Yes |  | 2022-10-11 |  | Non-lead
046482 | L053 65821 OVERSEAS HWY |  | Unknown, Non-Lead | Yes |  | 2021-11-05 |  | Unknown, Non-Lead | 1992 | Yes |  | 2021-11-05 |  | Non-lead
046483 | LOT 054 65821 OVERSEAS HWY |  | Polytube | Yes |  | 2022-06-29 |  | PVC | 1978 | Yes |  | 2022-06-29 |  | Non-lead
046484 | L055 65821 OVERSEAS HWY |  | Polytube | Yes |  | 2021-07-12 |  | PVC | 1992 | Yes |  | 2021-07-12 |  | Non-lead
046485 | L056 65821 OVERSEAS HWY |  | Unknown, Non-Lead | No |  |  |  | Unknown, Non-Lead | 1992 | No |  |  |  | Non-lead
046486 | L057 65821 OVERSEAS HWY |  | Unknown, Non-Lead | Yes |  | 2020-07-13 |  | PVC | 2003 | Yes |  | 2020-07-13 |  | Non-lead
046487 | L058 65821 OVERSEAS HWY |  | Unknown, Non-Lead | Yes |  | 2020-08-11 |  | Unknown, Non-Lead | 2003 | Yes |  | 2020-08-11 |  | Non-lead
046488 | L059 65821 OVERSEAS HWY |  | Polytube | Yes |  | 2022-06-29 |  | PVC | 1984 | Yes |  | 2022-06-29 |  | Non-lead
046489 | L060 65821 OVERSEAS HWY |  | Unknown, Non-Lead | No |  |  |  | Unknown, Non-Lead | 2003 | No |  |  |  | Non-lead
046490 | LOT 061 65821 OVERSEAS HWY |  | Polytube | Yes |  | 2022-06-29 |  | PVC | 1980 | Yes |  | 2022-06-29 |  | Non-lead
046491 | LOT 062 65821 OVERSEAS HWY |  | Unknown, Non-Lead | Yes |  | 2019-07-02 |  | Unknown, Non-Lead | 1992 | Yes |  | 2019-07-02 |  | Non-lead
046492 | LOT 063 65821 OVERSEAS HWY |  | Polytube | Yes |  | 2022-06-29 |  | PVC | 1985 | Yes |  | 2022-06-29 |  | Non-lead
046493 | L064 65821 OVERSEAS HWY |  | Polytube | Yes |  | 2022-06-29 |  | PVC | 1985 | Yes |  | 2022-06-29 |  | Non-lead
046494 | L065 65821 OVERSEAS HWY |  | Polytube | Yes |  | 2022-06-29 |  | PVC | 1979 | Yes |  | 2022-06-29 |  | Non-lead
046495 | L066 65821 OVERSEAS HWY |  | Polytube | Yes |  | 2022-10-03 |  | PVC | 1979 | Yes |  | 2022-10-03 |  | Non-lead
046496 | L067 65821 OVERSEAS HWY |  | Polytube | Yes |  | 2022-06-29 |  | PVC | 1983 | Yes |  | 2022-06-29 |  | Non-lead
046497 | L068 65821 OVERSEAS HWY |  | Polytube | Yes |  | 2022-06-29 |  | PVC | 1986 | Yes |  | 2022-06-29 |  | Non-lead
046498 | L069 65821 OVERSEAS HWY |  | Polytube | Yes |  | 2022-06-29 |  | PVC | 1986 | Yes |  | 2022-06-29 |  | Non-lead
046499 | L070 65821 OVERSEAS HWY |  | Unknown, Non-Lead | Yes |  | 2018-12-11 |  | Unknown, Non-Lead | 2005 | Yes |  | 2018-12-11 |  | Non-lead
046500 | L071 65821 OVERSEAS HWY |  | Unknown, Non-Lead | Yes |  | 2021-11-29 |  | Polytube | 1992 | Yes |  | 2021-11-29 |  | Non-lead
046501 | L072 65821 OVERSEAS HWY |  | Polytube | Yes |  | 2022-10-11 |  | PVC | 1992 | Yes |  | 2022-10-11 |  | Non-lead
046502 | L073 65821 OVERSEAS HWY |  | Unknown, Non-Lead | No |  |  |  | Unknown, Non-Lead | 2018 | No |  |  |  | Non-lead
046503 | L074 65821 OVERSEAS HWY |  | Polytube | Yes |  | 2023-02-07 |  | PVC | 1972 | Yes |  | 2023-02-07 |  | Non-lead
046504 | L075 65821 OVERSEAS HWY |  | Unknown, Non-Lead | Yes |  | 2018-04-17 |  | PVC | 1995 | Yes |  | 2018-04-17 |  | Non-lead
046505 | L076/L077 65821 OVERSEAS HWY |  | Unknown, Non-Lead | Yes |  | 2019-07-26 |  | Unknown, Non-Lead | 1995 | Yes |  | 2019-07-26 |  | Non-lead
046507 | L078 65821 OVERSEAS HWY |  | Unknown, Non-Lead | Yes |  | 2020-02-05 |  | Unknown, Non-Lead | 2008 | Yes |  | 2020-02-05 |  | Non-lead
046508 | L079 65821 OVERSEAS HWY |  | Unknown, Non-Lead | No |  |  |  | Unknown, Non-Lead | 2008 | No |  |  |  | Non-lead
046509 | L080 65821 OVERSEAS HWY |  | Polytube | Yes |  | 2023-02-02 |  | PVC | 1985 | Yes |  | 2023-02-02 |  | Non-lead
046510 | L081 65821 OVERSEAS HWY |  | Polytube | Yes |  | 2022-06-29 |  | PVC | 1985 | Yes |  | 2022-06-29 |  | Non-lead
046511 | LOT 082 65821 OVERSEAS HWY |  | Polytube | Yes |  | 2022-05-04 |  | PVC | 1990 | Yes |  | 2022-05-04 |  | Non-lead
046512 | LOT 84 65821 OVERSEAS Hwy |  | Unknown, Non-Lead | Yes |  | 2020-11-30 |  | Unknown, Non-Lead | 2000 | Yes |  | 2020-11-30 |  | Non-lead
046513 | L085 65821 OVERSEAS HWY |  | Unknown, Non-Lead | Yes |  | 2021-03-08 |  | Unknown, Non-Lead | 2021 | Yes |  | 2021-03-08 |  | Non-lead
046514 | LOT 087 65821 OVERSEAS HWY |  | Polytube | Yes |  | 2022-06-10 |  | PVC |  | Yes |  | 2022-06-10 |  | Non-lead
046515 | 3770 OVERSEAS HWY |  | Unknown | Yes |  | 2024-06-26 |  | Unknown | 1950 | Yes |  | 2024-06-26 |  | Lead Status Unknown
046516 | LOT 88 65821 OVERSEAS Hwy |  | Unknown, Non-Lead | No |  |  |  | Unknown, Non-Lead | 1989 | No |  |  |  | Non-lead
046517 | L089 65821 OVERSEAS HWY |  | Unknown, Non-Lead | No |  |  |  | Unknown, Non-Lead | 1989 | No |  |  |  | Non-lead
046518 | L090 65821 OVERSEAS HWY |  | Unknown, Non-Lead | Yes |  | 2021-08-13 |  | PVC | 2007 | Yes |  | 2021-08-13 |  | Non-lead
046519 | L091 65821 OVERSEAS HWY |  | Unknown, Non-Lead | No |  |  |  | Unknown, Non-Lead | 1992 | No |  |  |  | Non-lead
046520 | L092 65821 OVERSEAS HWY |  | Unknown, Non-Lead | Yes |  | 2021-07-08 |  | PVC | 1992 | Yes |  | 2021-07-08 |  | Non-lead
046521 | L093 65821 OVERSEAS HWY |  | Unknown, Non-Lead | Yes |  | 2021-10-04 |  | Unknown, Non-Lead | 1988 | Yes |  | 2021-10-04 |  | Non-lead
046522 | L094 65821 OVERSEAS HWY |  | Unknown, Non-Lead | Yes |  | 2019-01-14 |  | PVC | 2007 | Yes |  | 2019-01-14 |  | Non-lead
046523 | L095 65821 OVERSEAS HWY |  | Polytube | Yes |  | 2022-06-29 |  | PVC | 1984 | Yes |  | 2022-06-29 |  | Non-lead
046524 | L096 65821 OVERSEAS HWY |  | Polytube | Yes |  | 2022-06-29 |  | PVC | 1984 | Yes |  | 2022-06-29 |  | Non-lead
046525 | L097 65821 OVERSEAS HWY |  | Unknown, Non-Lead | Yes |  | 2017-06-09 |  | Unknown, Non-Lead | 1992 | Yes |  | 2017-06-09 |  | Non-lead
046526 | LOT 098 65821 OVERSEAS HWY |  | Unknown, Non-Lead | Yes |  | 2022-03-31 |  | Unknown, Non-Lead | 1992 | Yes |  | 2022-03-31 |  | Non-lead
046527 | L099 65821 OVERSEAS HWY |  | Polytube | Yes |  | 2023-05-31 |  | PVC | 1985 | Yes |  | 2023-05-31 |  | Non-lead
046528 | L100 65821 OVERSEAS HWY |  | Polytube | Yes |  | 2022-06-29 |  | PVC | 1978 | Yes |  | 2022-06-29 |  | Non-lead
046529 | LOT 101 65821 OVERSEAS HWY |  | Polytube | Yes |  | 2022-06-29 |  | PVC |  | Yes |  | 2022-06-29 |  | Non-lead
046530 | L102 65821 OVERSEAS HWY |  | Polytube | Yes |  | 2022-06-29 |  | PVC |  | Yes |  | 2022-06-29 |  | Non-lead
046531 | L103 65821 OVERSEAS HWY |  | Polytube | Yes |  | 2022-06-29 |  | PVC | 1979 | Yes |  | 2022-06-29 |  | Non-lead
046532 | LOT 104 65821 OVERSEAS HWY |  | Polytube | Yes |  | 2022-06-29 |  | PVC | 1984 | Yes |  | 2022-06-29 |  | Non-lead
046533 | LOT 105 65821 OVERSEAS HWY |  | Polytube | Yes |  | 2022-06-29 |  | PVC | 1984 | Yes |  | 2022-06-29 |  | Non-lead
046534 | L106 65821 OVERSEAS HWY |  | Polytube | Yes |  | 2022-06-29 |  | PVC | 1987 | Yes |  | 2022-06-29 |  | Non-lead
046535 | LOT 107 65821 OVERSEAS HWY |  | Polytube | Yes |  | 2023-08-09 |  | PVC | 2001 | Yes |  | 2023-08-09 |  | Non-lead
046536 | L108 65821 OVERSEAS HWY |  | Unknown, Non-Lead | No |  |  |  | Unknown, Non-Lead | 2008 | No |  |  |  | Non-lead
046537 | COMMON 65821 OVERSEAS HWY |  | Unknown, Non-Lead | Yes |  | 2019-03-05 |  | PVC | 2008 | Yes |  | 2019-03-05 |  | Non-lead
046538 | L109 65821 OVERSEAS HWY |  | Polytube | Yes |  | 2022-06-08 |  | PVC | 1977 | Yes |  | 2022-06-08 |  | Non-lead
046539 | LOT 110 65821 OVERSEAS HWY |  | Polytube | Yes |  | 2022-06-29 |  | PVC | 1977 | Yes |  | 2022-06-29 |  | Non-lead
046540 | L111 65821 OVERSEAS HWY |  | Unknown, Non-Lead | Yes |  | 2018-08-10 |  | Unknown, Non-Lead | 1990 | Yes |  | 2018-08-10 |  | Non-lead
046541 | L112 65821 OVERSEAS HWY |  | Unknown, Non-Lead | Yes |  | 2021-08-06 |  | Unknown, Non-Lead | 2007 | Yes |  | 2021-08-06 |  | Non-lead
046542 | L113 65821 OVERSEAS HWY |  | Polytube | Yes |  | 2022-06-29 |  | PVC | 1978 | Yes |  | 2022-06-29 |  | Non-lead
046543 | L114 65821 OVERSEAS HWY |  | Unknown, Non-Lead | Yes |  | 2024-03-06 |  | Unknown, Non-Lead | 1993 | Yes |  | 2024-03-06 |  | Non-lead
046544 | L115 65821 OVERSEAS HWY |  | Unknown, Non-Lead | Yes |  | 2018-08-10 |  | Unknown, Non-Lead | 1993 | Yes |  | 2018-08-10 |  | Non-lead
046545 | LOT 116 65821 OVERSEAS HWY |  | Unknown, Non-Lead | Yes |  | 2019-05-31 |  | Unknown, Non-Lead | 2008 | Yes |  | 2019-05-31 |  | Non-lead
046546 | LOT 117 65821 OVERSEAS HWY |  | Unknown, Non-Lead | Yes |  | 2022-07-05 |  | Unknown, Non-Lead | 1989 | Yes |  | 2022-07-05 |  | Non-lead
046547 | L118 65821 OVERSEAS HWY |  | Unknown, Non-Lead | Yes |  | 2021-03-09 |  | Unknown, Non-Lead | 1989 | Yes |  | 2021-03-09 |  | Non-lead
046548 | L119 65821 OVERSEAS HWY |  | Polytube | Yes |  | 2022-07-06 |  | PVC | 1989 | Yes |  | 2022-07-06 |  | Non-lead
046549 | L120 65821 OVERSEAS HWY |  | Polytube | Yes |  | 2022-06-29 |  | PVC | 1985 | Yes |  | 2022-06-29 |  | Non-lead
046550 | L121 65821 OVERSEAS HWY |  | Polytube | Yes |  | 2022-06-29 |  | PVC | 1980 | Yes |  | 2022-06-29 |  | Non-lead
046551 | L122 65821 OVERSEAS HWY |  | Unknown, Non-Lead | Yes |  | 2021-03-09 |  | Unknown, Non-Lead | 2005 | Yes |  | 2021-03-09 |  | Non-lead
046552 | L123 65821 OVERSEAS HWY |  | Unknown, Non-Lead | No |  |  |  | Unknown, Non-Lead | 2005 | No |  |  |  | Non-lead
046553 | L124 65821 OVERSEAS HWY |  | Unknown, Non-Lead | No |  |  |  | Unknown, Non-Lead | 1989 | No |  |  |  | Non-lead
046554 | L125 65821 OVERSEAS HWY |  | Unknown, Non-Lead | No |  |  |  | Unknown, Non-Lead | 1989 | No |  |  |  | Non-lead
046555 | LOT 126 65821 OVERSEAS HWY |  | Polytube | Yes |  | 2023-10-06 |  | PVC | 1977 | Yes |  | 2023-10-06 |  | Non-lead
046556 | L127 65821 OVERSEAS HWY |  | Polytube | Yes |  | 2022-06-29 |  | PVC | 1986 | Yes |  | 2022-06-29 |  | Non-lead
046557 | L128 65821 OVERSEAS HWY |  | Unknown, Non-Lead | Yes |  | 2021-06-07 |  | Unknown, Non-Lead | 1997 | Yes |  | 2021-06-07 |  | Non-lead
046558 | L231 65821 OVERSEAS HWY |  | Polytube | Yes |  | 2022-07-05 |  | PVC | 1987 | Yes |  | 2022-07-05 |  | Non-lead
046559 | LOT 130 65821 OVERSEAS HWY |  | Polytube | Yes |  | 2024-07-09 |  | PVC | 1978 | Yes |  | 2024-07-09 |  | Non-lead
046560 | L131 65821 OVERSEAS HWY |  | Polytube | Yes |  | 2024-04-23 |  | PVC | 1980 | Yes |  | 2024-04-23 |  | Non-lead
046561 | L132 65821 OVERSEAS HWY |  | Polytube | Yes |  | 2022-06-29 |  | PVC | 1980 | Yes |  | 2022-06-29 |  | Non-lead
046562 | L133 65821 OVERSEAS HWY |  | Polytube | Yes |  | 2018-10-18 |  | PVC | 1978 | Yes |  | 2018-10-18 |  | Non-lead
046563 | L134 65821 OVERSEAS HWY |  | Polytube | Yes |  | 2022-06-29 |  | PVC | 1987 | Yes |  | 2022-06-29 |  | Non-lead
046564 | L135 65821 OVERSEAS HWY |  | Polytube | Yes |  | 2022-06-29 |  | PVC | 1978 | Yes |  | 2022-06-29 |  | Non-lead
046565 | L136 65821 OVERSEAS HWY |  | Polytube | Yes |  | 2022-06-29 |  | PVC | 1980 | Yes |  | 2022-06-29 |  | Non-lead
046566 | L137 65821 OVERSEAS HWY |  | Unknown, Non-Lead | No |  |  |  | Unknown, Non-Lead | 2000 | No |  |  |  | Non-lead
046567 | LOT 138 65821 OVERSEAS HWY |  | Unknown, Non-Lead | Yes |  | 2017-10-24 |  | PVC | 2000 | Yes |  | 2017-10-24 |  | Non-lead
046568 | L139 65821 OVERSEAS HWY |  | Polytube | Yes |  | 2022-06-29 |  | PVC | 1986 | Yes |  | 2022-06-29 |  | Non-lead
046569 | L140 65821 OVERSEAS HWY |  | Unknown, Non-Lead | No |  |  |  | PVC | 1993 | No |  |  |  | Non-lead
046570 | L141 65821 OVERSEAS HWY |  | Unknown, Non-Lead | No |  |  |  | Unknown, Non-Lead | 1988 | No |  |  |  | Non-lead
046571 | L142 65821 OVERSEAS HWY |  | Unknown, Non-Lead | No |  |  |  | Unknown, Non-Lead | 1988 | No |  |  |  | Non-lead
046572 | L143 65821 OVERSEAS HWY |  | Polytube | Yes |  | 2022-06-29 |  | PVC | 1984 | Yes |  | 2022-06-29 |  | Non-lead
046573 | L144 65821 OVERSEAS HWY |  | Unknown, Non-Lead | No |  |  |  | Unknown, Non-Lead | 2001 | No |  |  |  | Non-lead
046574 | L145 65821 OVERSEAS HWY |  | Polytube | Yes |  | 2022-06-29 |  | PVC | 1979 | Yes |  | 2022-06-29 |  | Non-lead
046575 | L146 65821 OVERSEAS HWY |  | Polytube | Yes |  | 2022-06-29 |  | PVC | 1980 | Yes |  | 2022-06-29 |  | Non-lead
046576 | L147 65821 OVERSEAS HWY |  | Polytube | Yes |  | 2022-06-29 |  | PVC | 1980 | Yes |  | 2022-06-29 |  | Non-lead
046577 | L148 65821 OVERSEAS HWY |  | Unknown, Non-Lead | No |  |  |  | Unknown, Non-Lead | 2001 | No |  |  |  | Non-lead
046578 | L149 65821 OVERSEAS HWY |  | Polytube | Yes |  | 2024-04-08 |  | PVC | 1982 | Yes |  | 2024-04-08 |  | Non-lead
046579 | L150 65821 OVERSEAS HWY |  | Polytube | Yes |  | 2022-06-29 |  | PVC | 1984 | Yes |  | 2022-06-29 |  | Non-lead
046580 | LOT 151 65821 OVERSEAS HWY |  | Polytube | Yes |  | 2022-06-29 |  | PVC | 1984 | Yes |  | 2022-06-29 |  | Non-lead
046581 | L152 65821 OVERSEAS HWY |  | Unknown, Non-Lead | No |  |  |  | Unknown, Non-Lead | 2018 | No |  |  |  | Non-lead
046582 | L153 65821 OVERSEAS HWY |  | Polytube | Yes |  | 2022-12-05 |  | PVC | 2018 | Yes |  | 2022-12-05 |  | Non-lead
046583 | LOT 154 65821 OVERSEAS HWY |  | Polytube | Yes |  | 2022-06-29 |  | PVC | 1978 | Yes |  | 2022-06-29 |  | Non-lead
046584 | L155 65821 OVERSEAS HWY |  | Polytube | Yes |  | 2022-06-29 |  | PVC | 1980 | Yes |  | 2022-06-29 |  | Non-lead
046585 | L156 65821 OVERSEAS HWY |  | Unknown, Non-Lead | Yes |  | 2021-02-08 |  | Unknown, Non-Lead | 1990 | Yes |  | 2021-02-08 |  | Non-lead
046586 | L157 65821 OVERSEAS HWY |  | Unknown, Non-Lead | Yes |  | 2021-12-15 |  | Unknown, Non-Lead | 1990 | Yes |  | 2021-12-15 |  | Non-lead
046587 | L158 65821 OVERSEAS HWY |  | Polytube | Yes |  | 2022-06-29 |  | PVC | 1987 | Yes |  | 2022-06-29 |  | Non-lead
046588 | L159 65821 OVERSEAS HWY |  | Polytube | Yes |  | 2022-06-30 |  | PVC | 1980 | Yes |  | 2022-06-30 |  | Non-lead
046589 | L160 65821 OVERSEAS HWY |  | Polytube | Yes |  | 2022-08-05 |  | PVC | 1991 | Yes |  | 2022-08-05 |  | Non-lead
046590 | LOT 161 65821 OVERSEAS HWY |  | Unknown, Non-Lead | No |  |  |  | Unknown, Non-Lead | 1991 | No |  |  |  | Non-lead
046591 | L162 65821 OVERSEAS HWY |  | Unknown, Non-Lead | Yes |  | 2018-04-17 |  | PVC | 2004 | Yes |  | 2018-04-17 |  | Non-lead
046592 | L163 65821 OVERSEAS HWY |  | Unknown, Non-Lead | No |  |  |  | Unknown, Non-Lead | 2004 | No |  |  |  | Non-lead
046593 | L164 65821 OVERSEAS HWY |  | Unknown, Non-Lead | Yes |  | 2021-09-08 |  | Unknown, Non-Lead | 2003 | Yes |  | 2021-09-08 |  | Non-lead
046594 | L165 65821 OVERSEAS HWY |  | Unknown, Non-Lead | Yes |  | 2018-04-09 |  | Unknown, Non-Lead | 2003 | Yes |  | 2018-04-09 |  | Non-lead
046595 | LOT 166 65821 OVERSEAS HWY |  | Unknown, Non-Lead | Yes |  | 2021-04-12 |  | Unknown, Non-Lead | 2003 | Yes |  | 2021-04-12 |  | Non-lead
046596 | L168 65821 OVERSEAS HWY |  | Unknown, Non-Lead | Yes |  | 2021-10-01 |  | Unknown, Non-Lead | 1998 | Yes |  | 2021-10-01 |  | Non-lead
046597 | L169 65821 OVERSEAS HWY |  | Polytube | Yes |  | 2022-06-29 |  | PVC | 1965 | Yes |  | 2022-06-29 |  | Non-lead
046598 | L170 65821 OVERSEAS HWY |  | Polytube | Yes |  | 2022-06-29 |  | PVC | 1987 | Yes |  | 2022-06-29 |  | Non-lead
046599 | LOT 171 65821 OVERSEAS HWY |  | Polytube | Yes |  | 2022-06-29 |  | PVC | 1965 | Yes |  | 2022-06-29 |  | Non-lead
046600 | L172 65821 OVERSEAS HWY |  | Polytube | Yes |  | 2022-06-29 |  | PVC | 1982 | Yes |  | 2022-06-29 |  | Non-lead
046601 | L173 65821 OVERSEAS HWY |  | Polytube | Yes |  | 2022-06-29 |  | PVC | 1980 | Yes |  | 2022-06-29 |  | Non-lead
046602 | LOT 174 65821 OVERSEAS HWY |  | Polytube | Yes |  | 2022-07-06 |  | PVC | 1980 | Yes |  | 2022-07-06 |  | Non-lead
046603 | L175 65821 OVERSEAS HWY |  | Polytube | Yes |  | 2022-06-29 |  | PVC | 1982 | Yes |  | 2022-06-29 |  | Non-lead
046604 | L176 65821 OVERSEAS HWY |  | Unknown, Non-Lead | Yes |  | 2018-08-10 |  | Unknown, Non-Lead | 2006 | Yes |  | 2018-08-10 |  | Non-lead
046605 | LOT 177 65821 OVERSEAS HWY |  | Polytube | Yes |  | 2022-06-29 |  | PVC | 1980 | Yes |  | 2022-06-29 |  | Non-lead
046606 | L178 65821 OVERSEAS HWY |  | Unknown, Non-Lead | No |  |  |  | Unknown, Non-Lead | 1989 | No |  |  |  | Non-lead
046607 | L179 65821 OVERSEAS HWY |  | Unknown, Non-Lead | Yes |  | 2023-04-05 |  | Unknown, Non-Lead | 1989 | Yes |  | 2023-04-05 |  | Non-lead
046608 | L180 65821 OVERSEAS HWY |  | Polytube | Yes |  | 2022-06-29 |  | PVC | 1986 | Yes |  | 2022-06-29 |  | Non-lead
046609 | L181 65821 OVERSEAS HWY |  | Polytube | Yes |  | 2022-06-29 |  | PVC | 1986 | Yes |  | 2022-06-29 |  | Non-lead
046610 | L182 65821 OVERSEAS HWY |  | Polytube | Yes |  | 2022-06-29 |  | PVC | 1987 | Yes |  | 2022-06-29 |  | Non-lead
046611 | L183 65821 OVERSEAS HWY |  | Unknown, Non-Lead | Yes |  | 2021-07-12 |  | Unknown, Non-Lead | 1992 | Yes |  | 2021-07-12 |  | Non-lead
046612 | L184 65821 OVERSEAS HWY |  | Unknown, Non-Lead | Yes |  | 2018-06-11 |  | Unknown, Non-Lead | 1992 | Yes |  | 2018-06-11 |  | Non-lead
046613 | L185 65821 OVERSEAS HWY |  | Polytube | Yes |  | 2022-06-29 |  | PVC |  | Yes |  | 2022-06-29 |  | Non-lead
046614 | L186 65821 OVERSEAS HWY |  | Polytube | Yes |  | 2022-06-29 |  | PVC | 1975 | Yes |  | 2022-06-29 |  | Non-lead
046615 | 65821 OVERSEAS HWY |  | Polytube | Yes |  | 2022-06-29 |  | PVC | 1975 | Yes |  | 2022-06-29 |  | Non-lead
046616 | L188 65821 OVERSEAS HWY |  | Polytube | Yes |  | 2022-12-12 |  | PVC | 1978 | Yes |  | 2022-12-12 |  | Non-lead
046617 | LOT 189 65821 OVERSEAS HWY |  | Polytube | Yes |  | 2022-06-29 |  | PVC | 1978 | Yes |  | 2022-06-29 |  | Non-lead
046618 | L190 65821 OVERSEAS HWY |  | Unknown, Non-Lead | Yes |  | 2020-04-06 |  | PVC | 1992 | Yes |  | 2020-04-06 |  | Non-lead
046620 | L192 65821 OVERSEAS HWY |  | Polytube | Yes |  | 2022-06-29 |  | PVC | 1980 | Yes |  | 2022-06-29 |  | Non-lead
046621 | L193 65821 OVERSEAS HWY |  | Polytube | Yes |  | 2022-06-29 |  | PVC | 1975 | Yes |  | 2022-06-29 |  | Non-lead
046622 | L194 65821 OVERSEAS HWY |  | Polytube | Yes |  | 2022-06-29 |  | PVC | 1980 | Yes |  | 2022-06-29 |  | Non-lead
046623 | L195 65821 OVERSEAS HWY |  | Polytube | Yes |  | 2022-06-29 |  | PVC | 1980 | Yes |  | 2022-06-29 |  | Non-lead
046624 | L196 65821 OVERSEAS HWY |  | Polytube | Yes |  | 2022-06-29 |  | PVC | 1984 | Yes |  | 2022-06-29 |  | Non-lead
046625 | L197 65821 OVERSEAS HWY |  | Polytube | Yes |  | 2022-06-29 |  | PVC | 1980 | Yes |  | 2022-06-29 |  | Non-lead
046626 | L198 65821 OVERSEAS HWY |  | Polytube | Yes |  | 2022-06-29 |  | PVC | 1980 | Yes |  | 2022-06-29 |  | Non-lead
046627 | L199 65821 OVERSEAS HWY |  | Unknown, Non-Lead | Yes |  | 2023-10-04 |  | Unknown, Non-Lead | 1990 | Yes |  | 2023-10-04 |  | Non-lead
046628 | L200 65821 OVERSEAS HWY |  | Polytube | Yes |  | 2022-06-30 |  | PVC | 1986 | Yes |  | 2022-06-30 |  | Non-lead
046629 | LOT 201 65821 OVERSEAS HWY |  | Polytube | Yes |  | 2022-06-30 |  | PVC |  | Yes |  | 2022-06-30 |  | Non-lead
046630 | L202 65821 OVERSEAS HWY |  | Polytube | Yes |  | 2022-06-30 |  | PVC |  | Yes |  | 2022-06-30 |  | Non-lead
046631 | LOT 203 65821 OVERSEAS HWY |  | Polytube | Yes |  | 2022-06-30 |  | PVC |  | Yes |  | 2022-06-30 |  | Non-lead
046632 | L204 65821 OVERSEAS HWY |  | Unknown, Non-Lead | Yes |  | 2022-09-12 |  | Unknown, Non-Lead | 2007 | Yes |  | 2022-09-12 |  | Non-lead
046633 | L205 65821 OVERSEAS HWY |  | Unknown, Non-Lead | No |  |  |  | Unknown, Non-Lead | 2007 | No |  |  |  | Non-lead
046634 | L206 65821 OVERSEAS HWY |  | Polytube | Yes |  | 2022-07-05 |  | PVC | 1986 | Yes |  | 2022-07-05 |  | Non-lead
046635 | LOT 207 65821 OVERSEAS HWY |  | Polytube | Yes |  | 2022-07-05 |  | None | 1986 | Yes |  | 2022-07-05 |  | Non-lead
046636 | L208 65821 OVERSEAS HWY |  | Unknown, Non-Lead | Yes |  | 2023-04-05 |  | PVC | 2002 | Yes |  | 2023-04-05 |  | Non-lead
046637 | LOT 209 65821 OVERSEAS HWY |  | Unknown, Non-Lead | Yes |  | 2021-01-29 |  | Unknown, Non-Lead | 2002 | Yes |  | 2021-01-29 |  | Non-lead
046638 | L210 65821 OVERSEAS HWY |  | Polytube | Yes |  | 2022-07-05 |  | PVC | 1978 | Yes |  | 2022-07-05 |  | Non-lead
046639 | LOT 211 65821 OVERSEAS HWY |  | Polytube | Yes |  | 2022-07-05 |  | PVC | 1978 | Yes |  | 2022-07-05 |  | Non-lead
046640 | L212 65821 OVERSEAS HWY |  | Unknown, Non-Lead | Yes |  | 2022-02-02 |  | Unknown, Non-Lead | 2007 | Yes |  | 2022-02-02 |  | Non-lead
046641 | L213 65821 OVERSEAS HWY |  | Unknown, Non-Lead | Yes |  | 2022-02-02 |  | Unknown, Non-Lead | 1990 | Yes |  | 2022-02-02 |  | Non-lead
046642 | L214 65821 OVERSEAS HWY |  | Polytube | Yes |  | 2022-08-12 |  | PVC | 1991 | Yes |  | 2022-08-12 |  | Non-lead
046643 | L215 65821 OVERSEAS HWY |  | Unknown, Non-Lead | Yes |  | 2021-11-08 |  | Unknown, Non-Lead | 1991 | Yes |  | 2021-11-08 |  | Non-lead
046644 | L216 65821 OVERSEAS HWY |  | Polytube | Yes |  | 2022-07-05 |  | PVC | 1978 | Yes |  | 2022-07-05 |  | Non-lead
046645 | LOT 217 65821 OVERSEAS HWY |  | Polytube | Yes |  | 2022-11-22 |  | PVC | 1990 | Yes |  | 2022-11-22 |  | Non-lead
046646 | L218 65821 OVERSEAS HWY |  | Unknown, Non-Lead | Yes |  | 2021-07-30 |  | Unknown, Non-Lead | 1990 | Yes |  | 2021-07-30 |  | Non-lead
046647 | L219 65821 OVERSEAS HWY |  | Unknown, Non-Lead | Yes |  | 2018-08-29 |  | Unknown, Non-Lead | 1990 | Yes |  | 2018-08-29 |  | Non-lead
046648 | L220 65821 OVERSEAS HWY |  | Polytube | Yes |  | 2023-01-06 |  | Copper | 1974 | Yes |  | 2023-01-06 |  | Non-lead
046649 | L221 65821 OVERSEAS HWY |  | Unknown, Non-Lead | No |  |  |  | Unknown, Non-Lead | 2008 | No |  |  |  | Non-lead
046650 | L222 65821 OVERSEAS HWY |  | Unknown, Non-Lead | Yes |  | 2020-12-21 |  | Unknown, Non-Lead | 1992 | Yes |  | 2020-12-21 |  | Non-lead
046651 | L223 65821 OVERSEAS HWY |  | Polytube | Yes |  | 2024-07-08 |  | PVC | 1977 | Yes |  | 2024-07-08 |  | Non-lead
046652 | MAINT 65821 OVERSEAS HWY |  | Polytube | Yes |  | 2022-07-05 |  | PVC | 1980 | Yes |  | 2022-07-05 |  | Non-lead
046654 | L227 65821 OVERSEAS HWY |  | Polytube | Yes |  | 2022-07-05 |  | PVC |  | Yes |  | 2022-07-05 |  | Non-lead
046655 | L228 65821 OVERSEAS HWY |  | Polytube | Yes |  | 2022-07-05 |  | PVC | 1987 | Yes |  | 2022-07-05 |  | Non-lead
046656 | LOT 229 65821 OVERSEAS HWY |  | Polytube | Yes |  | 2022-07-12 |  | PVC | 1987 | Yes |  | 2022-07-12 |  | Non-lead
046657 | L230 65821 OVERSEAS HWY |  | Polytube | Yes |  | 2022-07-05 |  | PVC | 1984 | Yes |  | 2022-07-05 |  | Non-lead
046658 | L129 65821 OVERSEAS HWY |  | Unknown, Non-Lead | No |  |  |  | Unknown, Non-Lead | 1997 | No |  |  |  | Non-lead
046659 | LOT 232 65821 OVERSEAS HWY |  | Unknown, Non-Lead | No |  |  |  | Unknown, Non-Lead | 2002 | No |  |  |  | Non-lead
046660 | L234 65821 OVERSEAS HWY |  | Polytube | Yes |  | 2022-07-05 |  | PVC | 1987 | Yes |  | 2022-07-05 |  | Non-lead
046661 | L235 65821 OVERSEAS HWY |  | Unknown, Non-Lead | Yes |  | 2023-04-06 |  | Unknown, Non-Lead | 2007 | Yes |  | 2023-04-06 |  | Non-lead
046662 | L236 65821 OVERSEAS HWY |  | Unknown, Non-Lead | No |  |  |  | Unknown, Non-Lead | 2007 | No |  |  |  | Non-lead
046663 | LOT 238 65821 OVERSEAS HWY |  | Polytube | Yes |  | 2022-07-05 |  | Copper | 1978 | Yes |  | 2022-07-05 |  | Non-lead
046664 | L239 65821 OVERSEAS HWY |  | Unknown, Non-Lead | Yes |  | 2023-05-02 |  | Unknown, Non-Lead | 2017 | Yes |  | 2023-05-02 |  | Non-lead
046665 | L240 65821 OVERSEAS HWY |  | Polytube | Yes |  | 2022-07-05 |  | PVC | 1978 | Yes |  | 2022-07-05 |  | Non-lead
046666 | L241 65821 OVERSEAS HWY |  | Unknown, Non-Lead | No |  |  |  | Unknown, Non-Lead | 2002 | No |  |  |  | Non-lead
046667 | L242 65821 OVERSEAS HWY |  | Polytube | Yes |  | 2022-07-05 |  | PVC | 1986 | Yes |  | 2022-07-05 |  | Non-lead
046668 | L243 65821 OVERSEAS HWY |  | Unknown, Non-Lead | Yes |  | 2021-10-25 |  | PVC | 1997 | Yes |  | 2021-10-25 |  | Non-lead
046669 | L244 65821 OVERSEAS HWY |  | Polytube | Yes |  | 2022-05-09 |  | PVC | 1990 | Yes |  | 2022-05-09 |  | Non-lead
046670 | 65821 OVERSEAS HWY |  | Polytube | Yes |  | 2023-01-31 |  | PVC | 1990 | Yes |  | 2023-01-31 |  | Non-lead
046671 | L246 65821 OVERSEAS HWY |  | Polytube | Yes |  | 2022-07-05 |  | PVC | 1982 | Yes |  | 2022-07-05 |  | Non-lead
046672 | LOT 247 65821 OVERSEAS HWY |  | Polytube | Yes |  | 2022-07-05 |  | PVC | 1982 | Yes |  | 2022-07-05 |  | Non-lead
046673 | L248 65821 OVERSEAS HWY |  | Polytube | Yes |  | 2022-07-05 |  | PVC | 1978 | Yes |  | 2022-07-05 |  | Non-lead
046674 | LOT L249 65821 OVERSEAS AFTER HWY |  | Polytube | Yes |  | 2022-06-06 |  | PVC | 1976 | Yes |  | 2022-06-06 |  | Non-lead
046675 | L249 65821 OVERSEAS HWY |  | Polytube | Yes |  | 2022-07-05 |  | PVC | 1976 | Yes |  | 2022-07-05 |  | Non-lead
046676 | L250 65821 OVERSEAS HWY |  | Polytube | Yes |  | 2022-07-05 |  | PVC | 1976 | Yes |  | 2022-07-05 |  | Non-lead
046677 | RD 491 SOMBRERO BCH |  | Unknown, Non-Lead | Yes |  | 2024-08-12 |  | Unknown, Non-Lead | 2004 | Yes |  | 2024-08-12 |  | Non-lead
046678 | L252 65821 OVERSEAS HWY |  | Polytube | Yes |  | 2022-07-05 |  | PVC |  | Yes |  | 2022-07-05 |  | Non-lead
046679 | L253 65821 OVERSEAS HWY |  | Unknown, Non-Lead | No |  |  |  | Unknown, Non-Lead | 2004 | No |  |  |  | Non-lead
046680 | L254 65821 OVERSEAS HWY |  | Unknown, Non-Lead | Yes |  | 2017-05-04 |  | Unknown, Non-Lead | 2004 | Yes |  | 2017-05-04 |  | Non-lead
046681 | L255 65821 OVERSEAS HWY |  | Polytube | Yes |  | 2022-07-05 |  | PVC | 1987 | Yes |  | 2022-07-05 |  | Non-lead
046682 | L256 65821 OVERSEAS HWY |  | Polytube | Yes |  | 2022-07-05 |  | PVC | 1987 | Yes |  | 2022-07-05 |  | Non-lead
046683 | L257 65821 OVERSEAS HWY |  | Unknown, Non-Lead | Yes |  | 2017-04-26 |  | Unknown, Non-Lead | 2003 | Yes |  | 2017-04-26 |  | Non-lead
046684 | L258 65821 OVERSEAS HWY |  | Unknown, Non-Lead | No |  |  |  | Unknown, Non-Lead | 1995 | No |  |  |  | Non-lead
046685 | L259 65821 OVERSEAS HWY |  | Unknown, Non-Lead | No |  |  |  | Unknown, Non-Lead | 2004 | No |  |  |  | Non-lead
046686 | LOT 260 65821 OVERSEAS HWY |  | Unknown, Non-Lead | No |  |  |  | Unknown, Non-Lead | 1988 | No |  |  |  | Non-lead
046687 | L261 65821 OVERSEAS HWY |  | Unknown, Non-Lead | Yes |  | 2021-03-31 |  | PVC | 1988 | Yes |  | 2021-03-31 |  | Non-lead
046688 | L262 65821 OVERSEAS HWY |  | Polytube | Yes |  | 2022-07-05 |  | PVC | 1985 | Yes |  | 2022-07-05 |  | Non-lead
046689 | L263 65821 OVERSEAS HWY |  | Polytube | Yes |  | 2022-07-05 |  | PVC | 1978 | Yes |  | 2022-07-05 |  | Non-lead
046690 | L264 65821 OVERSEAS HWY |  | Polytube | Yes |  | 2022-07-05 |  | PVC | 1978 | Yes |  | 2022-07-05 |  | Non-lead
046691 | L265 65821 OVERSEAS HWY |  | Polytube | Yes |  | 2020-12-09 |  | PVC | 1994 | Yes |  | 2020-12-09 |  | Non-lead
046692 | L266 65821 OVERSEAS HWY |  | Polytube | Yes |  | 2022-07-05 |  | PVC | 1984 | Yes |  | 2022-07-05 |  | Non-lead
046693 | LOT 267 65821 OVERSEAS HWY |  | Polytube | Yes |  | 2024-05-29 |  | PVC | 1976 | Yes |  | 2024-05-29 |  | Non-lead
046694 | L268 65821 OVERSEAS HWY |  | Polytube | Yes |  | 2022-07-05 |  | PVC | 1976 | Yes |  | 2022-07-05 |  | Non-lead
046695 | L269 65821 OVERSEAS HWY |  | Polytube | Yes |  | 2022-07-05 |  | PVC | 1986 | Yes |  | 2022-07-05 |  | Non-lead
046696 | L270 65821 OVERSEAS HWY |  | Polytube | Yes |  | 2023-02-07 |  | PVC | 1978 | Yes |  | 2023-02-07 |  | Non-lead
046697 | L272 65821 OVERSEAS HWY |  | Unknown, Non-Lead | Yes |  | 2017-07-13 |  | Unknown, Non-Lead | 1988 | Yes |  | 2017-07-13 |  | Non-lead
046698 | L271 65821 OVERSEAS HWY |  | Polytube | Yes |  | 2022-07-05 |  | PVC | 1986 | Yes |  | 2022-07-05 |  | Non-lead
046699 | L273 65821 OVERSEAS HWY |  | Unknown, Non-Lead | Yes |  | 2022-01-06 |  | Unknown, Non-Lead | 1995 | Yes |  | 2022-01-06 |  | Non-lead
046700 | L277 65821 OVERSEAS HWY |  | Polytube | Yes |  | 2022-07-05 |  | PVC | 1978 | Yes |  | 2022-07-05 |  | Non-lead
046701 | L275 65821 OVERSEAS HWY |  | Unknown, Non-Lead | Yes |  | 2020-03-10 |  | Unknown, Non-Lead | 1997 | Yes |  | 2020-03-10 |  | Non-lead
046702 | LOT 276 65821 OVERSEAS HWY |  | Unknown, Non-Lead | No |  |  |  | Unknown, Non-Lead | 1997 | No |  |  |  | Non-lead
046703 | L274 65821 OVERSEAS HWY |  | Unknown, Non-Lead | No |  |  |  | Unknown, Non-Lead | 1995 | No |  |  |  | Non-lead
046704 | L278 65821 OVERSEAS HWY |  | Polytube | Yes |  | 2023-01-06 |  | PVC | 1978 | Yes |  | 2023-01-06 |  | Non-lead
046705 | L279 65821 OVERSEAS HWY |  | Unknown, Non-Lead | Yes |  | 2020-04-09 |  | Unknown, Non-Lead | 2009 | Yes |  | 2020-04-09 |  | Non-lead
046706 | L280 65821 OVERSEAS HWY |  | Polytube | Yes |  | 2022-07-05 |  | PVC | 1978 | Yes |  | 2022-07-05 |  | Non-lead
046707 | L281 65821 OVERSEAS HWY |  | Unknown, Non-Lead | Yes |  | 2023-03-07 |  | Unknown, Non-Lead | 2013 | Yes |  | 2023-03-07 |  | Non-lead
046708 | L282 65821 OVERSEAS HWY |  | Unknown, Non-Lead | No |  |  |  | Unknown, Non-Lead | 2005 | No |  |  |  | Non-lead
046709 | L283 65821 OVERSEAS HWY |  | Unknown, Non-Lead | Yes |  | 2018-07-09 |  | Unknown, Non-Lead | 2005 | Yes |  | 2018-07-09 |  | Non-lead
046710 | L284 65821 OVERSEAS HWY |  | Polytube | Yes |  | 2022-07-05 |  | PVC | 1984 | Yes |  | 2022-07-05 |  | Non-lead
046711 | L285 65821 OVERSEAS HWY |  | Polytube | Yes |  | 2022-07-05 |  | PVC | 1978 | Yes |  | 2022-07-05 |  | Non-lead
046712 | L286 65821 OVERSEAS HWY |  | Polytube | Yes |  | 2022-07-05 |  | PVC | 1978 | Yes |  | 2022-07-05 |  | Non-lead
046713 | L287 65821 OVERSEAS HWY |  | Unknown, Non-Lead | Yes |  | 2019-04-08 |  | Unknown, Non-Lead | 2002 | Yes |  | 2019-04-08 |  | Non-lead
046714 | L288 65821 OVERSEAS HWY |  | Polytube | Yes |  | 2022-07-05 |  | PVC |  | Yes |  | 2022-07-05 |  | Non-lead
046715 | L289 65821 OVERSEAS HWY |  | Unknown, Non-Lead | Yes |  | 2020-09-08 |  | Unknown, Non-Lead | 2002 | Yes |  | 2020-09-08 |  | Non-lead
046716 | L290 65821 OVERSEAS HWY |  | Unknown, Non-Lead | Yes |  | 2018-09-07 |  | Unknown, Non-Lead | 2002 | Yes |  | 2018-09-07 |  | Non-lead
046717 | L291 65821 OVERSEAS HWY |  | Polytube | Yes |  | 2023-08-07 |  | PVC |  | Yes |  | 2023-08-07 |  | Non-lead
046718 | L292 65821 OVERSEAS HWY |  | Unknown, Non-Lead | Yes |  | 2017-07-07 |  | Unknown, Non-Lead | 2001 | Yes |  | 2017-07-07 |  | Non-lead
046719 | L293 65821 OVERSEAS HWY |  | Unknown, Non-Lead | No |  |  |  | Unknown, Non-Lead | 2001 | No |  |  |  | Non-lead
046720 | L294 65821 OVERSEAS HWY |  | Polytube | Yes |  | 2022-07-05 |  | PVC | 1984 | Yes |  | 2022-07-05 |  | Non-lead
046721 | L295 65821 OVERSEAS HWY |  | Polytube | Yes |  | 2022-07-05 |  | PVC | 1978 | Yes |  | 2022-07-05 |  | Non-lead
046722 | L296 65821 OVERSEAS HWY |  | Polytube | Yes |  | 2022-07-05 |  | Copper | 1980 | Yes |  | 2022-07-05 |  | Non-lead
046723 | L297 65821 OVERSEAS HWY |  | Unknown, Non-Lead | Yes |  | 2021-10-12 |  | Polytube | 2007 | Yes |  | 2021-10-12 |  | Non-lead
046724 | 50 N BOUNTY LN |  | Unknown, Non-Lead | Yes |  | 2021-03-23 |  | PVC | 2006 | Yes |  | 2021-03-23 |  | Non-lead
046725 | L298/L299 65821 OVERSEAS HWY |  | Polytube | Yes |  | 2022-07-05 |  | PVC | 1986 | Yes |  | 2022-07-05 |  | Non-lead
046726 | L300 65821 OVERSEAS HWY |  | Polytube | Yes |  | 2022-07-05 |  | PVC | 1986 | Yes |  | 2022-07-05 |  | Non-lead
046727 | LOT 301 65821 OVERSEAS HWY |  | Polytube | Yes |  | 2024-05-17 |  | PVC | 2002 | Yes |  | 2024-05-17 |  | Non-lead
046728 | L302 65821 OVERSEAS HWY |  | Unknown, Non-Lead | Yes |  | 2017-06-09 |  | Unknown, Non-Lead | 2002 | Yes |  | 2017-06-09 |  | Non-lead
046729 | L303 65821 OVERSEAS HWY |  | Unknown, Non-Lead | Yes |  | 2021-06-28 |  | Unknown, Non-Lead | 1993 | Yes |  | 2021-06-28 |  | Non-lead
046730 | L304 65821 OVERSEAS HWY |  | Unknown, Non-Lead | Yes |  | 2022-04-08 |  | Unknown, Non-Lead | 1993 | Yes |  | 2022-04-08 |  | Non-lead
046731 | L305 65821 OVERSEAS HWY |  | Polytube | Yes |  | 2022-07-05 |  | PVC | 1987 | Yes |  | 2022-07-05 |  | Non-lead
046732 | L306 65821 OVERSEAS HWY |  | Polytube | Yes |  | 2022-07-08 |  | PVC | 1980 | Yes |  | 2022-07-08 |  | Non-lead
046733 | L307 65821 OVERSEAS HWY |  | Polytube | Yes |  | 2022-06-10 |  | PVC | 1978 | Yes |  | 2022-06-10 |  | Non-lead
046734 | L308 65821 OVERSEAS HWY |  | Unknown, Non-Lead | Yes |  | 2021-12-16 |  | Unknown, Non-Lead | 1988 | Yes |  | 2021-12-16 |  | Non-lead
046735 | L309 65821 OVERSEAS HWY |  | Unknown, Non-Lead | Yes |  | 2020-02-05 |  | Unknown, Non-Lead | 1993 | Yes |  | 2020-02-05 |  | Non-lead
046736 | L310 65821 OVERSEAS HWY |  | Unknown, Non-Lead | Yes |  | 2017-04-30 |  | Unknown, Non-Lead | 1994 | Yes |  | 2017-04-30 |  | Non-lead
046737 | L311 65821 OVERSEAS HWY |  | Polytube | Yes |  | 2022-07-05 |  | PVC | 1981 | Yes |  | 2022-07-05 |  | Non-lead
046738 | L312 65821 OVERSEAS HWY |  | Unknown, Non-Lead | No |  |  |  | Unknown, Non-Lead | 1993 | No |  |  |  | Non-lead
046739 | L313 65821 OVERSEAS HWY |  | Unknown, Non-Lead | Yes |  | 2018-12-11 |  | Unknown, Non-Lead | 1993 | Yes |  | 2018-12-11 |  | Non-lead
046740 | L314 65821 OVERSEAS HWY |  | Unknown, Non-Lead | Yes |  | 2019-12-03 |  | Unknown, Non-Lead | 1989 | Yes |  | 2019-12-03 |  | Non-lead
046741 | L315 65821 OVERSEAS HWY |  | Polytube | Yes |  | 2022-07-05 |  | PVC | 1978 | Yes |  | 2022-07-05 |  | Non-lead
046742 | L316 65821 OVERSEAS HWY |  | Polytube | Yes |  | 2022-07-05 |  | PVC | 1982 | Yes |  | 2022-07-05 |  | Non-lead
046743 | L317 65821 OVERSEAS HWY |  | Polytube | Yes |  | 2022-06-30 |  | PVC | 1982 | Yes |  | 2022-06-30 |  | Non-lead
046744 | L318 65821 OVERSEAS HWY |  | Polytube | Yes |  | 2023-05-04 |  | PVC | 1976 | Yes |  | 2023-05-04 |  | Non-lead
046745 | L319 65821 OVERSEAS HWY |  | Polytube | Yes |  | 2022-06-30 |  | PVC | 1976 | Yes |  | 2022-06-30 |  | Non-lead
046746 | L320 65821 OVERSEAS HWY |  | Unknown, Non-Lead | Yes |  | 2018-01-03 |  | Unknown, Non-Lead | 2008 | Yes |  | 2018-01-03 |  | Non-lead
046747 | L321 65821 OVERSEAS HWY |  | Unknown, Non-Lead | Yes |  | 2022-09-09 |  | Unknown, Non-Lead | 1988 | Yes |  | 2022-09-09 |  | Non-lead
046748 | LOT 322 65821 OVERSEAS HWY |  | Polytube | Yes |  | 2022-06-30 |  | PVC | 1986 | Yes |  | 2022-06-30 |  | Non-lead
046749 | LOT 346 65821 OVERSEAS ACROSS HWY |  | Polytube | Yes |  | 2022-06-30 |  | PVC | 1980 | Yes |  | 2022-06-30 |  | Non-lead
046750 | L323 65821 OVERSEAS HWY |  | Polytube | Yes |  | 2022-06-30 |  | PVC | 1978 | Yes |  | 2022-06-30 |  | Non-lead
046751 | L324 65821 OVERSEAS HWY |  | Polytube | Yes |  | 2024-09-23 |  | PVC | 1978 | Yes |  | 2024-09-23 |  | Non-lead
046752 | L325 65821 OVERSEAS HWY |  | Polytube | Yes |  | 2022-06-30 |  | PVC | 1978 | Yes |  | 2022-06-30 |  | Non-lead
046753 | L326 65821 OVERSEAS HWY |  | Polytube | Yes |  | 2022-11-04 |  | PVC | 1978 | Yes |  | 2022-11-04 |  | Non-lead
046754 | L327 65821 OVERSEAS HWY |  | Polytube | Yes |  | 2022-06-30 |  | PVC | 1978 | Yes |  | 2022-06-30 |  | Non-lead
046755 | L328 65821 OVERSEAS HWY |  | Unknown, Non-Lead | Yes |  | 2023-03-15 |  | PVC | 2008 | Yes |  | 2023-03-15 |  | Non-lead
046756 | L329 65821 OVERSEAS HWY |  | Unknown, Non-Lead | Yes |  | 2021-11-18 |  | Unknown, Non-Lead | 1988 | Yes |  | 2021-11-18 |  | Non-lead
046757 | LOT 330 65821 OVERSEAS HWY |  | Polytube | Yes |  | 2022-06-30 |  | PVC | 1978 | Yes |  | 2022-06-30 |  | Non-lead
046758 | L331 65821 OVERSEAS HWY |  | Polytube | Yes |  | 2022-06-30 |  | PVC | 1978 | Yes |  | 2022-06-30 |  | Non-lead
046759 | L332 65821 OVERSEAS HWY |  | Polytube | Yes |  | 2022-06-30 |  | PVC | 1981 | Yes |  | 2022-06-30 |  | Non-lead
046760 | L333 65821 OVERSEAS HWY |  | Polytube | Yes |  | 2022-06-30 |  | PVC | 1981 | Yes |  | 2022-06-30 |  | Non-lead
046761 | L334 65821 OVERSEAS HWY |  | Polytube | Yes |  | 2022-09-09 |  | PVC | 1975 | Yes |  | 2022-09-09 |  | Non-lead
046762 | L335 65821 OVERSEAS HWY |  | Polytube | Yes |  | 2023-08-03 |  | PVC | 1975 | Yes |  | 2023-08-03 |  | Non-lead
046763 | L336 65821 OVERSEAS HWY |  | Unknown, Non-Lead | No |  |  |  | Unknown, Non-Lead | 2007 | No |  |  |  | Non-lead
046764 | LOT 337 65821 OVERSEAS HWY |  | Polytube | Yes |  | 2022-06-30 |  | PVC | 1983 | Yes |  | 2022-06-30 |  | Non-lead
046765 | L338 65821 OVERSEAS HWY |  | Polytube | Yes |  | 2022-06-30 |  | PVC | 1983 | Yes |  | 2022-06-30 |  | Non-lead
046766 | L339 65821 OVERSEAS HWY |  | Polytube | Yes |  | 2022-06-30 |  | PVC | 1984 | Yes |  | 2022-06-30 |  | Non-lead
046767 | L340 65821 OVERSEAS HWY |  | Unknown, Non-Lead | No |  |  |  | Unknown, Non-Lead | 2016 | No |  |  |  | Non-lead
046768 | L341 65821 OVERSEAS HWY |  | Unknown, Non-Lead | Yes |  | 2020-04-09 |  | Unknown, Non-Lead | 2016 | Yes |  | 2020-04-09 |  | Non-lead
046769 | L342 65821 OVERSEAS HWY |  | Polytube | Yes |  | 2022-06-30 |  | PVC | 1977 | Yes |  | 2022-06-30 |  | Non-lead
046770 | L343 65821 OVERSEAS HWY |  | Unknown, Non-Lead | Yes |  | 2022-11-04 |  | Unknown, Non-Lead | 2005 | Yes |  | 2022-11-04 |  | Non-lead
046771 | L344 65821 OVERSEAS HWY |  | Unknown, Non-Lead | No |  |  |  | Unknown, Non-Lead | 1990 | No |  |  |  | Non-lead
046772 | L345 65821 OVERSEAS HWY |  | Unknown, Non-Lead | Yes |  | 2021-01-11 |  | PVC | 1988 | Yes |  | 2021-01-11 |  | Non-lead
046773 | L346 65821 OVERSEAS HWY |  | Unknown, Non-Lead | No |  |  |  | Unknown, Non-Lead | 1995 | No |  |  |  | Non-lead
046774 | L347 65821 OVERSEAS HWY |  | Unknown, Non-Lead | Yes |  | 2023-06-14 |  | PVC | 1995 | Yes |  | 2023-06-14 |  | Non-lead
046775 | L348 65821 OVERSEAS HWY |  | Unknown, Non-Lead | No |  |  |  | Polytube | 2007 | No |  |  |  | Non-lead
046776 | L349 65821 OVERSEAS HWY |  | Polytube | Yes |  | 2022-06-30 |  | PVC | 1982 | Yes |  | 2022-06-30 |  | Non-lead
046777 | L350 65821 OVERSEAS HWY |  | Polytube | Yes |  | 2022-05-26 |  | PVC | 1992 | Yes |  | 2022-05-26 |  | Non-lead
046778 | L351 65821 OVERSEAS HWY |  | Polytube | Yes |  | 2022-10-05 |  | PVC | 1984 | Yes |  | 2022-10-05 |  | Non-lead
046779 | L352 65821 OVERSEAS HWY |  | Polytube | Yes |  | 2023-01-06 |  | PVC | 1983 | Yes |  | 2023-01-06 |  | Non-lead
046780 | L353 65821 OVERSEAS HWY |  | Polytube | Yes |  | 2022-06-30 |  | PVC | 1983 | Yes |  | 2022-06-30 |  | Non-lead
046781 | L354 65821 OVERSEAS HWY |  | Polytube | Yes |  | 2022-06-30 |  | PVC | 1983 | Yes |  | 2022-06-30 |  | Non-lead
046782 | L355 65821 OVERSEAS HWY |  | Unknown, Non-Lead | No |  |  |  | Unknown, Non-Lead | 2002 | No |  |  |  | Non-lead
046783 | L356 65821 OVERSEAS HWY |  | Polytube | Yes |  | 2024-01-18 |  | PVC | 1982 | Yes |  | 2024-01-18 |  | Non-lead
046784 | L357 65821 OVERSEAS HWY |  | Polytube | Yes |  | 2022-06-30 |  | PVC | 1982 | Yes |  | 2022-06-30 |  | Non-lead
046785 | L358 65821 OVERSEAS HWY |  | Unknown, Non-Lead | No |  |  |  | Unknown, Non-Lead | 2006 | No |  |  |  | Non-lead
046786 | L359 65821 OVERSEAS HWY |  | Polytube | Yes |  | 2022-06-30 |  | PVC | 1986 | Yes |  | 2022-06-30 |  | Non-lead
046787 | L360 65821 OVERSEAS HWY |  | Polytube | Yes |  | 2022-06-30 |  | PVC | 1980 | Yes |  | 2022-06-30 |  | Non-lead
046788 | L361 65821 OVERSEAS HWY |  | Polytube | Yes |  | 2021-10-05 |  | PVC | 2003 | Yes |  | 2021-10-05 |  | Non-lead
046789 | L362 65821 OVERSEAS HWY |  | Unknown, Non-Lead | Yes |  | 2017-08-03 |  | PVC | 2003 | Yes |  | 2017-08-03 |  | Non-lead
046790 | L363 65821 OVERSEAS HWY |  | Unknown, Non-Lead | No |  |  |  | Unknown, Non-Lead | 1988 | No |  |  |  | Non-lead
046791 | L364 65821 OVERSEAS HWY |  | Unknown, Non-Lead | No |  |  |  | Unknown, Non-Lead | 1988 | No |  |  |  | Non-lead
046792 | L365 65821 OVERSEAS HWY |  | Polytube | Yes |  | 2023-04-06 |  | PVC | 1980 | Yes |  | 2023-04-06 |  | Non-lead
046793 | L366 65821 OVERSEAS HWY |  | Polytube | Yes |  | 2023-07-07 |  | PVC | 1994 | Yes |  | 2023-07-07 |  | Non-lead
046794 | L367 65821 OVERSEAS HWY |  | Unknown, Non-Lead | Yes |  | 2018-03-23 |  | Unknown, Non-Lead | 1994 | Yes |  | 2018-03-23 |  | Non-lead
046795 | L368 65821 OVERSEAS HWY |  | Polytube | Yes |  | 2022-05-03 |  | PVC | 1976 | Yes |  | 2022-05-03 |  | Non-lead
046796 | L369 65821 OVERSEAS HWY |  | Polytube | Yes |  | 2024-06-05 |  | PVC | 1976 | Yes |  | 2024-06-05 |  | Non-lead
046797 | L370 65821 OVERSEAS HWY |  | Polytube | Yes |  | 2022-06-30 |  | PVC | 1973 | Yes |  | 2022-06-30 |  | Non-lead
046798 | L371 65821 OVERSEAS HWY |  | Polytube | Yes |  | 2023-09-05 |  | PVC | 1980 | Yes |  | 2023-09-05 |  | Non-lead
046799 | L372 65821 OVERSEAS HWY |  | Polytube | Yes |  | 2023-10-04 |  | PVC | 1980 | Yes |  | 2023-10-04 |  | Non-lead
046800 | L373 65821 OVERSEAS HWY |  | Unknown, Non-Lead | Yes |  | 2019-05-10 |  | Unknown, Non-Lead | 1990 | Yes |  | 2019-05-10 |  | Non-lead
046801 | L374 65821 OVERSEAS HWY |  | Unknown, Non-Lead | No |  |  |  | Unknown, Non-Lead | 1990 | No |  |  |  | Non-lead
046802 | L375 65821 OVERSEAS HWY |  | Polytube | Yes |  | 2022-06-30 |  | PVC | 1978 | Yes |  | 2022-06-30 |  | Non-lead
046803 | L376 65821 OVERSEAS HWY |  | Polytube | Yes |  | 2022-06-30 |  | PVC | 1984 | Yes |  | 2022-06-30 |  | Non-lead
046804 | L377 65821 OVERSEAS HWY |  | Polytube | Yes |  | 2022-06-30 |  | PVC | 1984 | Yes |  | 2022-06-30 |  | Non-lead
046805 | L378 65821 OVERSEAS HWY |  | Unknown, Non-Lead | Yes |  | 2021-08-04 |  | Unknown, Non-Lead | 1993 | Yes |  | 2021-08-04 |  | Non-lead
046806 | L379 65821 OVERSEAS HWY |  | Unknown, Non-Lead | Yes |  | 2021-08-04 |  | Unknown, Non-Lead | 2002 | Yes |  | 2021-08-04 |  | Non-lead
046807 | L380 65821 OVERSEAS HWY |  | Polytube | Yes |  | 2024-06-03 |  | PVC | 1990 | Yes |  | 2024-06-03 |  | Non-lead
046808 | L381 65821 OVERSEAS HWY |  | Unknown, Non-Lead | Yes |  | 2021-10-08 |  | Unknown, Non-Lead | 1990 | Yes |  | 2021-10-08 |  | Non-lead
046809 | L382 65821 OVERSEAS HWY |  | Unknown, Non-Lead | Yes |  | 2017-11-08 |  | Unknown, Non-Lead | 1990 | Yes |  | 2017-11-08 |  | Non-lead
046810 | L383 65821 OVERSEAS HWY |  | Unknown, Non-Lead | No |  |  |  | Unknown, Non-Lead | 1990 | No |  |  |  | Non-lead
046811 | L384 65821 OVERSEAS HWY |  | Unknown, Non-Lead | No |  |  |  | Unknown, Non-Lead | 1990 | No |  |  |  | Non-lead
046812 | L385 65821 OVERSEAS HWY |  | Polytube | Yes |  | 2022-06-30 |  | PVC | 1987 | Yes |  | 2022-06-30 |  | Non-lead
046813 | L387 65821 OVERSEAS HWY |  | Polytube | Yes |  | 2022-07-07 |  | PVC | 1974 | Yes |  | 2022-07-07 |  | Non-lead
046814 | L388 65821 OVERSEAS HWY |  | Polytube | Yes |  | 2022-07-05 |  | PVC | 1978 | Yes |  | 2022-07-05 |  | Non-lead
046815 | L389 65821 OVERSEAS HWY |  | Polytube | Yes |  | 2022-07-05 |  | PVC | 1981 | Yes |  | 2022-07-05 |  | Non-lead
046816 | L390 65821 OVERSEAS HWY |  | Polytube | Yes |  | 2023-04-10 |  | PVC | 1981 | Yes |  | 2023-04-10 |  | Non-lead
046817 | L391 65821 OVERSEAS HWY |  | Unknown, Non-Lead | Yes |  | 2021-08-04 |  | Unknown, Non-Lead | 2007 | Yes |  | 2021-08-04 |  | Non-lead
046818 | L392 65821 OVERSEAS HWY |  | Unknown, Non-Lead | Yes |  | 2019-09-05 |  | PVC | 2007 | Yes |  | 2019-09-05 |  | Non-lead
046819 | L393 65821 OVERSEAS HWY |  | Polytube | Yes |  | 2022-07-11 |  | PVC | 1985 | Yes |  | 2022-07-11 |  | Non-lead
046820 | L394 65821 OVERSEAS HWY |  | Polytube | Yes |  | 2022-07-05 |  | PVC | 1987 | Yes |  | 2022-07-05 |  | Non-lead
046821 | L395 65821 OVERSEAS HWY |  | Unknown, Non-Lead | Yes |  | 2017-08-28 |  | PVC | 2007 | Yes |  | 2017-08-28 |  | Non-lead
046822 | L396 65821 OVERSEAS HWY |  | Polytube | Yes |  | 2023-04-18 |  | PVC | 1974 | Yes |  | 2023-04-18 |  | Non-lead
046823 | L397 65821 OVERSEAS HWY |  | Polytube | Yes |  | 2022-06-30 |  | PVC | 1976 | Yes |  | 2022-06-30 |  | Non-lead
046824 | L398 65821 OVERSEAS HWY |  | Polytube | Yes |  | 2022-06-30 |  | PVC | 1980 | Yes |  | 2022-06-30 |  | Non-lead
046825 | L399 65821 OVERSEAS HWY |  | Unknown, Non-Lead | No |  |  |  | Unknown, Non-Lead | 2013 | No |  |  |  | Non-lead
046826 | L400 65821 OVERSEAS HWY |  | Unknown, Non-Lead | Yes |  | 2018-09-07 |  | Unknown, Non-Lead | 2013 | Yes |  | 2018-09-07 |  | Non-lead
046827 | L401 65821 OVERSEAS HWY |  | Polytube | Yes |  | 2022-06-30 |  | PVC | 1978 | Yes |  | 2022-06-30 |  | Non-lead
046828 | L402 65821 OVERSEAS HWY |  | Polytube | Yes |  | 2024-08-06 |  | PVC | 1972 | Yes |  | 2024-08-06 |  | Non-lead
046829 | L403 65821 OVERSEAS HWY |  | Polytube | Yes |  | 2022-06-30 |  | PVC | 1987 | Yes |  | 2022-06-30 |  | Non-lead
046830 | L404 65821 OVERSEAS HWY |  | Polytube | Yes |  | 2023-12-07 |  | PVC | 1976 | Yes |  | 2023-12-07 |  | Non-lead
046831 | L405 65821 OVERSEAS HWY |  | Polytube | Yes |  | 2022-06-30 |  | PVC | 1976 | Yes |  | 2022-06-30 |  | Non-lead
046832 | L406 65821 OVERSEAS HWY |  | Polytube | Yes |  | 2022-06-30 |  | PVC |  | Yes |  | 2022-06-30 |  | Non-lead
046833 | L407 65821 OVERSEAS HWY |  | Polytube | Yes |  | 2024-09-19 |  | PVC | 1980 | Yes |  | 2024-09-19 |  | Non-lead
046834 | L408 65821 OVERSEAS HWY |  | Polytube | Yes |  | 2022-06-30 |  | PVC | 1980 | Yes |  | 2022-06-30 |  | Non-lead
046835 | L409 65821 OVERSEAS HWY |  | Polytube | Yes |  | 2022-06-30 |  | PVC | 1982 | Yes |  | 2022-06-30 |  | Non-lead
046836 | L410 65821 OVERSEAS HWY |  | Polytube | Yes |  | 2022-06-30 |  | PVC | 1982 | Yes |  | 2022-06-30 |  | Non-lead
046837 | L411 65821 OVERSEAS HWY |  | Polytube | Yes |  | 2020-01-06 |  | PVC | 1993 | Yes |  | 2020-01-06 |  | Non-lead
046838 | L412 65821 OVERSEAS HWY |  | Polytube | Yes |  | 2022-06-30 |  | PVC | 1984 | Yes |  | 2022-06-30 |  | Non-lead
046839 | L413 65821 OVERSEAS HWY |  | Polytube | Yes |  | 2022-07-06 |  | PVC | 1976 | Yes |  | 2022-07-06 |  | Non-lead
046840 | L414 65821 OVERSEAS HWY |  | Polytube | Yes |  | 2024-06-18 |  | PVC | 1976 | Yes |  | 2024-06-18 |  | Non-lead
046841 | LOT 415 65821 OVERSEAS HWY |  | Unknown, Non-Lead | Yes |  | 2022-04-06 |  | Unknown, Non-Lead | 1988 | Yes |  | 2022-04-06 |  | Non-lead
046842 | L416 65821 OVERSEAS HWY |  | Polytube | Yes |  | 2022-06-30 |  | PVC | 1980 | Yes |  | 2022-06-30 |  | Non-lead
046843 | L417 65821 OVERSEAS HWY |  | Polytube | Yes |  | 2022-08-03 |  | PVC | 1980 | Yes |  | 2022-08-03 |  | Non-lead
046844 | L418 65821 OVERSEAS HWY |  | Polytube | Yes |  | 2022-06-30 |  | PVC | 1980 | Yes |  | 2022-06-30 |  | Non-lead
046845 | KAY WEEK 65821 OVERSEAS HWY |  | Polytube | Yes |  | 2022-06-30 |  | PVC | 1980 | Yes |  | 2022-06-30 |  | Non-lead
046846 | 65821 OVERSEAS HWY POOL & T |  | Polytube | Yes |  | 2022-09-12 |  | PVC | 1980 | Yes |  | 2022-09-12 |  | Non-lead
046847 | 65821 OVERSEAS HWY RECREATI |  | Polytube | Yes |  | 2022-06-30 |  | PVC | 1980 | Yes |  | 2022-06-30 |  | Non-lead
046848 | 65821 OVERSEAS HWY MARINE S |  | Polytube | Yes |  | 2022-05-20 |  | PVC | 1980 | Yes |  | 2022-05-20 |  | Non-lead
046849 | FISHERMAN 65821 OVERSEAS HWY |  | Unknown, Non-Lead | No |  |  |  | Unknown, Non-Lead | 2003 | No |  |  |  | Non-lead
046850 | 287 GOLF CLUB DR |  | Unknown, Non-Lead | Yes |  | 2024-06-28 |  | Unknown, Non-Lead | 1998 | Yes |  | 2024-06-28 |  | Non-lead
046851 | 289 GOLF CLUB DR |  | Unknown, Non-Lead | Yes |  | 2021-03-02 |  | Unknown, Non-Lead | 1998 | Yes |  | 2021-03-02 |  | Non-lead
046852 | 20712 2ND WEST AVE |  | Unknown, Non-Lead | No |  |  |  | Unknown, Non-Lead | 1999 | No |  |  |  | Non-lead
046853 | 930 CATHERINE ST |  | Polytube | Yes |  | 2023-03-30 |  | PVC | 1925 | Yes |  | 2023-03-30 |  | Non-lead
046854 | 1428 WHITE ST |  | Polytube | Yes |  | 2024-02-20 |  | PVC | 1928 | Yes |  | 2024-02-20 |  | Non-lead
046855 | IRRIGATION 17275 JAMAICA LN |  | Polytube | Yes |  | 2024-09-04 |  | PVC | 2000 | Yes |  | 2024-09-04 |  | Non-lead
046856 | L6 B16 1157 BASQUE LN |  | Unknown, Non-Lead | Yes |  | 2020-01-24 |  | Unknown, Non-Lead | 1999 | Yes |  | 2020-01-24 |  | Non-lead
046857 | 170 INDIAN MOUND TRL |  | Polytube | Yes |  | 2023-12-04 |  | PVC | 1992 | Yes |  | 2023-12-04 |  | Non-lead
046858 | 122 BAHAMA RD |  | Polytube | Yes |  | 2023-02-01 |  | PVC | 1979 | Yes |  | 2023-02-01 |  | Non-lead
046859 | 10 FLAMINGO HAMMOCK Rd |  | Unknown, Non-Lead | Yes |  | 2021-02-01 |  | PVC | 1989 | Yes |  | 2021-02-01 |  | Non-lead
046860 | 105 BAYVIEW ISLE DR |  | Polytube | Yes |  | 2022-06-15 |  | PVC | 1973 | Yes |  | 2022-06-15 |  | Non-lead
046861 | 34 S HARBOR DR |  | Unknown, Non-Lead | Yes |  | 2022-03-25 |  | Unknown, Non-Lead | 2016 | Yes |  | 2022-03-25 |  | Non-lead
046862 | 227 DUVAL ST |  | Polytube | Yes |  | 2024-04-04 |  | PVC | 1908 | Yes |  | 2024-04-04 |  | Non-lead
046863 | 227 DUVAL ST |  | Polytube | Yes |  | 2023-11-01 |  | PVC | 1908 | Yes |  | 2023-11-01 |  | Non-lead
046864 | APT 2 1128 MARGARET ST |  | PVC | Yes |  | 2024-07-11 |  | PVC | 1943 | Yes |  | 2024-07-11 |  | Non-lead
046865 | TRAP YARD LOT 12 24863 OVERSEAS HWY |  | Polytube | Yes |  | 2023-12-27 |  | PVC |  | Yes |  | 2023-12-27 |  | Non-lead
046866 | 29534 RANGER AVE |  | Unknown, Non-Lead | No |  |  |  | Unknown, Non-Lead | 1998 | No |  |  |  | Non-lead
046867 | 651 PATTISON DR |  | Unknown, Non-Lead | Yes |  | 2024-05-29 |  | Unknown, Non-Lead | 1998 | Yes |  | 2024-05-29 |  | Non-lead
046868 | 29858 SEA LSQ LANE |  | Polytube | Yes |  | 2022-12-15 |  | PVC | 1982 | Yes |  | 2022-12-15 |  | Non-lead
046869 | 213 BOUGANVILLA ST |  | Polytube | Yes |  | 2022-06-15 |  | Copper | 1974 | Yes |  | 2022-06-15 |  | Non-lead
046870 | 25 TAMARIND LN |  | Unknown, Non-Lead | Yes |  | 2019-07-30 |  | Unknown, Non-Lead | 1999 | Yes |  | 2019-07-30 |  | Non-lead
046871 | 29 BAY RD |  | Unknown, Non-Lead | Yes |  | 2021-06-02 |  | PVC | 2006 | Yes |  | 2021-06-02 |  | Non-lead
046872 | 100150 OVERSEAS HWY PT GOVT |  | Polytube | Yes |  | 2022-11-23 |  | PVC | 1999 | Yes |  | 2022-11-23 |  | Non-lead
046873 | 208 PLANTATION SHRS DR |  | Polytube | Yes |  | 2022-06-15 |  | PVC | 1978 | Yes |  | 2022-06-15 |  | Non-lead
046874 | 227 DUVAL ST |  | Polytube | Yes |  | 2022-12-02 |  | PVC | 1908 | Yes |  | 2022-12-02 |  | Non-lead
046875 | 30429 COCONUT HWY |  | Polytube | Yes |  | 2022-12-01 |  | PVC | 1998 | Yes |  | 2022-12-01 |  | Non-lead
046876 | 1620 LAMBERT DR |  | Unknown, Non-Lead | Yes |  | 2023-05-23 |  | Unknown, Non-Lead | 1999 | Yes |  | 2023-05-23 |  | Non-lead
046877 | 80 BAY DR |  | Unknown, Non-Lead | Yes |  | 2024-05-30 |  | Unknown, Non-Lead | 2003 | Yes |  | 2024-05-30 |  | Non-lead
046878 | 171 DOUBLOON LN |  | Unknown, Non-Lead | Yes |  | 2018-03-09 |  | PVC | 1998 | Yes |  | 2018-03-09 |  | Non-lead
046879 | 30375 OLEANDER BLVD |  | Polytube | Yes |  | 2023-05-11 |  | PVC | 1972 | Yes |  | 2023-05-11 |  | Non-lead
046880 | 44 WATERWAYS DR |  | Unknown, Non-Lead | No |  |  |  | Unknown, Non-Lead | 1990 | No |  |  |  | Non-lead
046881 | 1046 ADAMS DR |  | Polytube | Yes |  | 2023-02-08 |  | PVC | 1984 | Yes |  | 2023-02-08 |  | Non-lead
046882 | 109 7TH LANE |  | Unknown, Non-Lead | No |  |  |  | Unknown, Non-Lead | 1998 | No |  |  |  | Non-lead
046883 | MM 90 |  | Polytube | Yes |  | 2022-06-21 |  | None |  | Yes |  | 2022-06-21 |  | Non-lead
046884 | 17220 OLEANDER LN |  | Unknown, Non-Lead | Yes |  | 2024-03-27 |  | PVC | 1998 | Yes |  | 2024-03-27 |  | Non-lead
046885 | UNIT 101 201 WILLIAM ST |  | Unknown, Non-Lead | Yes |  | 2024-03-06 |  | Unknown, Non-Lead | 2014 | Yes |  | 2024-03-06 |  | Non-lead
046886 | 5001 SUNSET VILLAGE DR |  | Unknown, Non-Lead | Yes |  | 2021-08-13 |  | Unknown, Non-Lead | 1998 | Yes |  | 2021-08-13 |  | Non-lead
046887 | 5002 SUNSET VILLAGE DR |  | Unknown, Non-Lead | No |  |  |  | Unknown, Non-Lead | 1998 | No |  |  |  | Non-lead
046888 | 5003 SUNSET VILLAGE DR |  | Unknown, Non-Lead | Yes |  | 2021-02-12 |  | Unknown, Non-Lead | 1998 | Yes |  | 2021-02-12 |  | Non-lead
046889 | 5004 SUNSET VILLAGE DR |  | Unknown, Non-Lead | No |  |  |  | Unknown, Non-Lead | 1998 | No |  |  |  | Non-lead
046890 | #35 5007 SUNSET VILLAGE DR |  | Unknown, Non-Lead | Yes |  | 2022-04-06 |  | Unknown, Non-Lead | 1998 | Yes |  | 2022-04-06 |  | Non-lead
046891 | #36 5006 SUNSET VILLAGE DR |  | Unknown, Non-Lead | No |  |  |  | Unknown, Non-Lead | 1998 | No |  |  |  | Non-lead
046892 | 5005 SUNSET VILLAGE DR |  | Unknown, Non-Lead | No |  |  |  | Unknown, Non-Lead | 1998 | No |  |  |  | Non-lead
046893 | 5008 SUNSET VILLAGE DR |  | Unknown, Non-Lead | No |  |  |  | Unknown, Non-Lead | 1998 | No |  |  |  | Non-lead
046894 | 5009 SUNSET VILLAGE DR |  | Unknown, Non-Lead | Yes |  | 2023-08-30 |  | Unknown, Non-Lead | 1998 | Yes |  | 2023-08-30 |  | Non-lead
046895 | 5010 SUNSET VILLAGE DR |  | Unknown, Non-Lead | No |  |  |  | Unknown, Non-Lead | 1998 | No |  |  |  | Non-lead
046896 | 5011 SUNSET VILLAGE DR |  | Unknown, Non-Lead | No |  |  |  | Unknown, Non-Lead | 1998 | No |  |  |  | Non-lead
046897 | 5012 SUNSET VILLAGE DR |  | Unknown, Non-Lead | Yes |  | 2019-02-05 |  | Unknown, Non-Lead | 1998 | Yes |  | 2019-02-05 |  | Non-lead
046898 | 5013 SUNSET VILLAGE DR |  | Unknown, Non-Lead | Yes |  | 2021-03-17 |  | Unknown, Non-Lead | 1998 | Yes |  | 2021-03-17 |  | Non-lead
046899 | 5014 SUNSET VILLAGE DR |  | Unknown, Non-Lead | No |  |  |  | Unknown, Non-Lead | 1998 | No |  |  |  | Non-lead
046900 | 5015 SUNSET VILLAGE DR |  | Unknown, Non-Lead | Yes |  | 2024-03-08 |  | Unknown, Non-Lead | 1998 | Yes |  | 2024-03-08 |  | Non-lead
046901 | 5016 SUNSET VILLAGE DR |  | Unknown, Non-Lead | Yes |  | 2021-07-06 |  | Unknown, Non-Lead | 1998 | Yes |  | 2021-07-06 |  | Non-lead
046902 | #5 301 E OCEAN DR |  | Unknown, Non-Lead | Yes |  | 2021-04-30 |  | Unknown, Non-Lead | 1999 | Yes |  | 2021-04-30 |  | Non-lead
046903 | #6 301 E OCEAN DR |  | Unknown, Non-Lead | Yes |  | 2021-04-30 |  | Unknown, Non-Lead | 1999 | Yes |  | 2021-04-30 |  | Non-lead
046904 | UNIT #8 301 E OCEAN Dr |  | Unknown, Non-Lead | Yes |  | 2021-04-29 |  | PVC | 1999 | Yes |  | 2021-04-29 |  | Non-lead
046905 | 5021 SUNSET VILLAGE DR |  | Unknown, Non-Lead | No |  |  |  | Unknown, Non-Lead | 1998 | No |  |  |  | Non-lead
046906 | 5017 SUNSET VILLAGE DR |  | Unknown, Non-Lead | Yes |  | 2021-12-13 |  | Unknown, Non-Lead | 1998 | Yes |  | 2021-12-13 |  | Non-lead
046907 | 5018 SUNSET VILLAGE DR |  | Polytube | Yes |  | 2022-05-06 |  | PVC | 1998 | Yes |  | 2022-05-06 |  | Non-lead
046908 | 5019 SUNSET VILLAGE DR |  | Unknown, Non-Lead | Yes |  | 2022-11-02 |  | Unknown, Non-Lead | 1998 | Yes |  | 2022-11-02 |  | Non-lead
046909 | 5020 SUNSET VILLAGE DR |  | Unknown, Non-Lead | Yes |  | 2020-09-16 |  | Unknown, Non-Lead | 1998 | Yes |  | 2020-09-16 |  | Non-lead
046910 | 329 AIRPORT DR N |  | Unknown, Non-Lead | Yes |  | 2016-12-29 |  | Unknown, Non-Lead | 1998 | Yes |  | 2016-12-29 |  | Non-lead
046911 | 5022 SUNSET VILLAGE DR |  | Unknown, Non-Lead | No |  |  |  | Unknown, Non-Lead | 1998 | No |  |  |  | Non-lead
046912 | 5023 SUNSET VILLAGE DR |  | Polytube | Yes |  | 2022-11-02 |  | PVC | 1998 | Yes |  | 2022-11-02 |  | Non-lead
046913 | 5024 SUNSET VILLAGE DR |  | Unknown, Non-Lead | No |  |  |  | Unknown, Non-Lead | 1998 | No |  |  |  | Non-lead
046914 | 5025 SUNSET VILLAGE DR |  | Unknown, Non-Lead | Yes |  | 2024-04-03 |  | Unknown, Non-Lead | 1998 | Yes |  | 2024-04-03 |  | Non-lead
046915 | 5026 SUNSET VILLAGE DR |  | Unknown, Non-Lead | No |  |  |  | Unknown, Non-Lead | 1998 | No |  |  |  | Non-lead
046916 | 5027 SUNSET VILLAGE DR |  | Unknown, Non-Lead | No |  |  |  | Unknown, Non-Lead | 1998 | No |  |  |  | Non-lead
046917 | 5028 SUNSET VILLAGE DR |  | Unknown, Non-Lead | Yes |  | 2021-02-19 |  | Unknown, Non-Lead | 1998 | Yes |  | 2021-02-19 |  | Non-lead
046918 | #61 5029 SUNSET VILLAGE DR |  | Unknown, Non-Lead | Yes |  | 2022-05-09 |  | PVC | 1998 | Yes |  | 2022-05-09 |  | Non-lead
046919 | 451 3RD ST |  | Unknown, Non-Lead | Yes |  | 2024-03-05 |  | Unknown, Non-Lead | 1998 | Yes |  | 2024-03-05 |  | Non-lead
046920 | 69501 OVERSEAS HWY |  | Polytube | Yes |  | 2023-06-06 |  | PVC | 1958 | Yes |  | 2023-06-06 |  | Non-lead
046921 | 760 LA FITTE RD |  | Unknown, Non-Lead | Yes |  | 2023-08-25 |  | Unknown, Non-Lead | 1998 | Yes |  | 2023-08-25 |  | Non-lead
046922 | 641 12TH ST |  | Unknown, Non-Lead | Yes |  | 2023-11-03 |  | PVC | 1999 | Yes |  | 2023-11-03 |  | Non-lead
046923 | RSIDE 800 W OCEAN DR |  | Polytube | Yes |  | 2022-10-22 |  | PVC | 1969 | Yes |  | 2022-10-22 |  | Non-lead
046924 | #L77 77 SUNSET KEY DR |  | Unknown, Non-Lead | No |  |  |  | Unknown, Non-Lead | 1997 | No |  |  |  | Non-lead
046925 | LOT 78 78 SUNSET KEY DR |  | Unknown, Non-Lead | Yes |  | 2024-07-10 |  | Unknown, Non-Lead | 1997 | Yes |  | 2024-07-10 |  | Non-lead
046926 | #L79 79 SUNSET KEY DR |  | Unknown, Non-Lead | No |  |  |  | Unknown, Non-Lead | 1997 | No |  |  |  | Non-lead
046927 | #L80 80 SUNSET KEY DR |  | Unknown, Non-Lead | No |  |  |  | Unknown, Non-Lead | 1997 | No |  |  |  | Non-lead
046928 | #L81 81 SUNSET KEY DR |  | Unknown, Non-Lead | Yes |  | 2021-07-12 |  | Unknown, Non-Lead | 1997 | Yes |  | 2021-07-12 |  | Non-lead
046929 | #L82 82 SUNSET KEY DR |  | Unknown, Non-Lead | No |  |  |  | Unknown, Non-Lead | 1997 | No |  |  |  | Non-lead
046930 | #L83 83 SUNSET KEY DR |  | Unknown, Non-Lead | No |  |  |  | Unknown, Non-Lead | 1997 | No |  |  |  | Non-lead
046931 | #L84 84 SUNSET KEY DR |  | Unknown, Non-Lead | Yes |  | 2019-01-09 |  | Unknown, Non-Lead | 1997 | Yes |  | 2019-01-09 |  | Non-lead
046932 | #L85 85 SUNSET KEY |  | Unknown, Non-Lead | No |  |  |  | Unknown, Non-Lead | 1997 | No |  |  |  | Non-lead
046933 | 86 SUNSET KEY DR |  | Unknown, Non-Lead | No |  |  |  | Unknown, Non-Lead | 1997 | No |  |  |  | Non-lead
046934 | #L88 88 SUNSET KEY DR |  | Unknown, Non-Lead | No |  |  |  | Unknown, Non-Lead | 1997 | No |  |  |  | Non-lead
046935 | #L89 89 SUNSET KEY DR |  | Unknown, Non-Lead | Yes |  | 2019-10-24 |  | Unknown, Non-Lead | 1997 | Yes |  | 2019-10-24 |  | Non-lead
046936 | #L90 90 SUNSET KEY DR |  | Copper | Yes |  | 2023-01-11 |  | PVC | 1997 | Yes |  | 2023-01-11 |  | Non-lead
046937 | #L91 91 SUNSET KEY DR |  | Unknown, Non-Lead | No |  |  |  | Unknown, Non-Lead | 1997 | No |  |  |  | Non-lead
046938 | #L92 92 SUNSET KEY DR |  | Unknown, Non-Lead | No |  |  |  | Unknown, Non-Lead | 1997 | No |  |  |  | Non-lead
046939 | #L93 93 SUNSET KEY DR |  | Unknown, Non-Lead | Yes |  | 2019-04-01 |  | Unknown, Non-Lead | 1997 | Yes |  | 2019-04-01 |  | Non-lead
046940 | #L94 94 SUNSET KEY DR |  | Unknown, Non-Lead | Yes |  | 2019-10-09 |  | Unknown, Non-Lead | 1997 | Yes |  | 2019-10-09 |  | Non-lead
046941 | #L95 95 SUNSET KEY DR |  | Unknown, Non-Lead | No |  |  |  | Unknown, Non-Lead | 1997 | No |  |  |  | Non-lead
046942 | #L97 97 SUNSET KEY DR |  | Unknown, Non-Lead | Yes |  | 2019-12-09 |  | Unknown, Non-Lead | 1997 | Yes |  | 2019-12-09 |  | Non-lead
046943 | #L99 99 SUNSET KEY DR |  | Unknown, Non-Lead | No |  |  |  | Unknown, Non-Lead | 1997 | No |  |  |  | Non-lead
046944 | #L100 100 SUNSET KEY DR |  | Unknown, Non-Lead | Yes |  | 2018-12-12 |  | Unknown, Non-Lead | 1997 | Yes |  | 2018-12-12 |  | Non-lead
046945 | UNIT A 87 SUNSET KEY DR |  | Unknown, Non-Lead | No |  |  |  | Unknown, Non-Lead | 1997 | No |  |  |  | Non-lead
046946 | #A 96 SUNSET KEY DR |  | Unknown, Non-Lead | No |  |  |  | Unknown, Non-Lead | 1997 | No |  |  |  | Non-lead
046947 | #L98 98 SUNSET KEY DR |  | Unknown, Non-Lead | Yes |  | 2020-12-14 |  | Unknown, Non-Lead | 1997 | Yes |  | 2020-12-14 |  | Non-lead
046948 | #A 101 SUNSET KEY DR |  | Unknown, Non-Lead | No |  |  |  | Unknown, Non-Lead | 1997 | No |  |  |  | Non-lead
046949 | #L72 72 SUNSET KEY DR |  | Unknown, Non-Lead | No |  |  |  | Unknown, Non-Lead | 1997 | No |  |  |  | Non-lead
046950 | #B 96 SUNSET KEY DR |  | Unknown, Non-Lead | Yes |  | 2020-07-27 |  | Unknown, Non-Lead | 1997 | Yes |  | 2020-07-27 |  | Non-lead
046951 | #B 98 SUNSET KEY DR |  | Unknown, Non-Lead | No |  |  |  | Unknown, Non-Lead | 1997 | No |  |  |  | Non-lead
046952 | UNIT B 101 SUNSET KEY DR |  | Unknown, Non-Lead | Yes |  | 2020-01-13 |  | Unknown, Non-Lead | 1997 | Yes |  | 2020-01-13 |  | Non-lead
046953 | #B 87 SUNSET KEY DR |  | Unknown, Non-Lead | Yes |  | 2020-12-14 |  | Unknown, Non-Lead | 1997 | Yes |  | 2020-12-14 |  | Non-lead
046954 | #L107 107 SUNSET KEY DR |  | Unknown, Non-Lead | Yes |  | 2021-11-19 |  | PVC | 1997 | Yes |  | 2021-11-19 |  | Non-lead
046955 | #L11 11 SUNSET KEY DR |  | Unknown, Non-Lead | Yes |  | 2020-09-11 |  | Unknown, Non-Lead | 1998 | Yes |  | 2020-09-11 |  | Non-lead
046956 | 5 SUNSET KEY DR |  | Unknown, Non-Lead | Yes |  | 2018-07-16 |  | Unknown, Non-Lead | 1996 | Yes |  | 2018-07-16 |  | Non-lead
046957 | 6 SUNSET KEY DR |  | Polytube | Yes |  | 2022-10-14 |  | PVC | 1996 | Yes |  | 2022-10-14 |  | Non-lead
046958 | #L76 76 SUNSET KEY DR |  | Unknown, Non-Lead | No |  |  |  | Unknown, Non-Lead | 1997 | No |  |  |  | Non-lead
046959 | #L75 75 SUNSET KEY DR |  | Unknown, Non-Lead | Yes |  | 2018-08-10 |  | Unknown, Non-Lead | 1997 | Yes |  | 2018-08-10 |  | Non-lead
046960 | #L74 74 SUNSET KEY DR |  | Unknown, Non-Lead | Yes |  | 2017-05-09 |  | Unknown, Non-Lead | 1997 | Yes |  | 2017-05-09 |  | Non-lead
046961 | #L73 73 SUNSET KEY DR |  | Unknown, Non-Lead | Yes |  | 2021-05-10 |  | Unknown, Non-Lead | 1997 | Yes |  | 2021-05-10 |  | Non-lead
046962 | 411 SUNSET KEY DR |  | Unknown, Non-Lead | Yes |  | 2021-11-19 |  | Unknown, Non-Lead | 1996 | Yes |  | 2021-11-19 |  | Non-lead
046963 | 412 SUNSET KEY DR |  | Unknown, Non-Lead | Yes |  | 2021-12-20 |  | Unknown, Non-Lead | 2012 | Yes |  | 2021-12-20 |  | Non-lead
046964 | 311 AVENUE A |  | Unknown, Non-Lead | Yes |  | 2021-01-05 |  | Unknown, Non-Lead | 1999 | Yes |  | 2021-01-05 |  | Non-lead
046965 | 6 BAYBERRY LN |  | Polytube | Yes |  | 2023-02-01 |  | PVC | 2000 | Yes |  | 2023-02-01 |  | Non-lead
046966 | BARRACUDA LANE |  | Unknown, Non-Lead | Yes |  | 2021-10-08 |  | PVC | 1998 | Yes |  | 2021-10-08 |  | Non-lead
046967 | 8 EDWARD PL |  | Polytube | Yes |  | 2023-02-08 |  | PVC | 1958 | Yes |  | 2023-02-08 |  | Non-lead
046968 | 88701 OVERSEAS HWY RD |  | Unknown, Non-Lead | Yes |  | 2021-08-26 |  | PVC | 1999 | Yes |  | 2021-08-26 |  | Non-lead
046969 | 172 CASA CT |  | Polytube | Yes |  | 2022-07-20 |  | PVC | 1963 | Yes |  | 2022-07-20 |  | Non-lead
046971 | #A 102 SUNSET KEY DR |  | Unknown, Non-Lead | No |  |  |  | Unknown, Non-Lead | 1997 | No |  |  |  | Non-lead
046972 | #B 102 SUNSET KEY DR |  | Unknown, Non-Lead | Yes |  | 2021-04-19 |  | Unknown, Non-Lead | 1997 | Yes |  | 2021-04-19 |  | Non-lead
046973 | #L103 103 SUNSET KEY DR |  | Unknown, Non-Lead | No |  |  |  | Unknown, Non-Lead | 1997 | No |  |  |  | Non-lead
046974 | #L104 104 SUNSET KEY DR |  | Unknown, Non-Lead | Yes |  | 2022-01-07 |  | Unknown, Non-Lead | 1997 | Yes |  | 2022-01-07 |  | Non-lead
046975 | 1 DUVAL ST |  | Polytube | Yes |  | 2022-10-28 |  | PVC | 1978 | Yes |  | 2022-10-28 |  | Non-lead
046976 | 12 FLORAL AVE |  | Unknown, Non-Lead | Yes |  | 2024-04-25 |  | Unknown, Non-Lead | 1999 | Yes |  | 2024-04-25 |  | Non-lead
046977 | FIRE 901 CAROLINE ST |  | Unknown, Non-Lead | Yes |  | 2018-06-05 |  | Unknown, Non-Lead | 2002 | Yes |  | 2018-06-05 |  | Non-lead
046978 | 8 W CIRCLE DR |  | Unknown, Non-Lead | No |  |  |  | Unknown, Non-Lead | 2000 | No |  |  |  | Non-lead
046979 | 7 HIGGS LN |  | Polytube | Yes |  | 2023-02-10 |  | PVC | 1923 | Yes |  | 2023-02-10 |  | Non-lead
046980 | 554 AVE A |  | Polytube | Yes |  | 2022-05-04 |  | PVC | 1998 | Yes |  | 2022-05-04 |  | Non-lead
046981 | 4 HARDWOOD HAMMOCK |  | Unknown, Non-Lead | No |  |  |  | Unknown, Non-Lead | 1997 | No |  |  |  | Non-lead
046982 | 3 HARDWOOD HAMMOCK Dr |  | Unknown, Non-Lead | Yes |  | 2022-05-04 |  | Unknown, Non-Lead | 1997 | Yes |  | 2022-05-04 |  | Non-lead
046983 | 251 S OCEAN SHORES DR |  | Unknown, Non-Lead | Yes |  | 2022-08-22 |  | Unknown, Non-Lead | 1998 | Yes |  | 2022-08-22 |  | Non-lead
046984 | 122 MOHAWK ST |  | Unknown, Non-Lead | Yes |  | 2018-11-07 |  | PVC | 1998 | Yes |  | 2018-11-07 |  | Non-lead
046985 | 1403 TROPICAL ST |  | Unknown, Non-Lead | Yes |  | 2019-12-31 |  | PVC | 2003 | Yes |  | 2019-12-31 |  | Non-lead
046986 | 3404 DUCK AVE |  | Unknown, Non-Lead | No |  |  |  | Unknown, Non-Lead | 1998 | No |  |  |  | Non-lead
046987 | 3408 DUCK AVE |  | Unknown, Non-Lead | Yes |  | 2020-06-22 |  | Unknown, Non-Lead | 1998 | Yes |  | 2020-06-22 |  | Non-lead
046988 | 21850 VALENCIA ST |  | Polytube | Yes |  | 2022-11-28 |  | PVC | 1990 | Yes |  | 2022-11-28 |  | Non-lead
046989 | APT A 1101 TRUMAN AVE |  | Unknown, Non-Lead | Yes |  | 2020-04-07 |  | Unknown, Non-Lead | 1998 | Yes |  | 2020-04-07 |  | Non-lead
046990 | APT B202 1101 TRUMAN AVE |  | Polytube | Yes |  | 2023-09-13 |  | PVC | 1998 | Yes |  | 2023-09-13 |  | Non-lead
046991 | 4 SUKOSHI LN |  | Polytube | Yes |  | 2022-07-07 |  | PVC | 1949 | Yes |  | 2022-07-07 |  | Non-lead
046992 | 243 S COCONUT PALM BLVD |  | Polytube | Yes |  | 2023-10-11 |  | PVC | 1998 | Yes |  | 2023-10-11 |  | Non-lead
046994 | 100 VENETIAN DR |  | Unknown, Non-Lead | Yes |  | 2019-09-23 |  | PVC | 1999 | Yes |  | 2019-09-23 |  | Non-lead
046995 | 368 BAHIA AVE |  | Unknown, Non-Lead | No |  |  |  | Unknown, Non-Lead | 1998 | No |  |  |  | Non-lead
046996 | 1445 S ROOSEVELT BLVD |  | Polytube | Yes |  | 2023-12-01 |  | Galvanized | 1997 | Yes |  | 2023-12-01 |  | Galvanized Requiring Replacement
046997 | 26881 OLD STATE 4-A RD |  | Unknown, Non-Lead | Yes |  | 2023-07-12 |  | Unknown, Non-Lead | 1998 | Yes |  | 2023-07-12 |  | Non-lead
046998 | 207 SIMONTON ST |  | PVC | Yes |  | 2022-10-31 |  | PVC | 1928 | Yes |  | 2022-10-31 |  | Non-lead
046999 | 209 SIMONTON ST |  | PVC | Yes |  | 2023-12-04 |  | PVC | 1928 | Yes |  | 2023-12-04 |  | Non-lead
047000 | 211 SIMONTON ST |  | PVC | Yes |  | 2022-10-31 |  | PVC | 1928 | Yes |  | 2022-10-31 |  | Non-lead
047001 | 213 SIMONTON ST |  | PVC | Yes |  | 2022-10-31 |  | PVC | 1928 | Yes |  | 2022-10-31 |  | Non-lead
047002 | APT 201 605 DEY ST |  | Polytube | Yes |  | 2022-10-28 |  | PVC | 1943 | Yes |  | 2022-10-28 |  | Non-lead
047003 | APT 203 605 DEY ST |  | Polytube | Yes |  | 2022-10-28 |  | PVC | 1928 | Yes |  | 2022-10-28 |  | Non-lead
047004 | APT 205 605 DEY ST |  | Polytube | Yes |  | 2023-11-07 |  | PVC | 1928 | Yes |  | 2023-11-07 |  | Non-lead
047005 | APT 207 605 DEY ST |  | Polytube | Yes |  | 2023-06-06 |  | PVC | 1928 | Yes |  | 2023-06-06 |  | Non-lead
047006 | APT 209 605 DEY ST |  | Polytube | Yes |  | 2022-10-28 |  | PVC | 1928 | Yes |  | 2022-10-28 |  | Non-lead
047007 | APT 211 605 DEY ST |  | Polytube | Yes |  | 2022-10-28 |  | PVC | 1928 | Yes |  | 2022-10-28 |  | Non-lead
047008 | BLDG HOUSE METER DEY 205 SIMONTON ST |  | Polytube | Yes |  | 2022-11-02 |  | PVC | 1928 | Yes |  | 2022-11-02 |  | Non-lead
047009 | 810 W OCEAN DR |  | Polytube | Yes |  | 2022-09-23 |  | PVC | 1969 | Yes |  | 2022-09-23 |  | Non-lead
047010 | 977 OCOTILLO LANE |  | Unknown, Non-Lead | Yes |  | 2021-10-27 |  | Unknown, Non-Lead | 1999 | Yes |  | 2021-10-27 |  | Non-lead
047011 | 5033 SUNSET VILLAGE DR |  | Unknown, Non-Lead | No |  |  |  | Unknown, Non-Lead | 1998 | No |  |  |  | Non-lead
047012 | 5030 SUNSET VILLAGE DR |  | Unknown, Non-Lead | No |  |  |  | Unknown, Non-Lead | 1998 | No |  |  |  | Non-lead
047013 | 5031 SUNSET VILLAGE DR |  | Unknown, Non-Lead | Yes |  | 2024-09-09 |  | PVC | 1998 | Yes |  | 2024-09-09 |  | Non-lead
047014 | 333 INDIES RD |  | Polytube | Yes |  | 2022-12-06 |  | PVC | 1996 | Yes |  | 2022-12-06 |  | Non-lead
047015 | 115 SHORE DR |  | Unknown, Non-Lead | Yes |  | 2017-07-06 |  | Unknown, Non-Lead | 2000 | Yes |  | 2017-07-06 |  | Non-lead
047016 | #64 5032 SUNSET VILLAGE DR |  | Unknown, Non-Lead | No |  |  |  | Unknown, Non-Lead | 1998 | No |  |  |  | Non-lead
047017 | 5034 SUNSET VILLAGE DR |  | Unknown, Non-Lead | Yes |  | 2018-08-03 |  | Unknown, Non-Lead | 1998 | Yes |  | 2018-08-03 |  | Non-lead
047018 | C067 5035 SUNSET VILLAGE DR |  | Unknown, Non-Lead | Yes |  | 2020-06-03 |  | Unknown, Non-Lead | 1998 | Yes |  | 2020-06-03 |  | Non-lead
047019 | #68 5036 SUNSET VILLAGE DR |  | Unknown, Non-Lead | No |  |  |  | Unknown, Non-Lead | 1998 | No |  |  |  | Non-lead
047020 | 5037 SUNSET VILLAGE DR |  | Unknown, Non-Lead | No |  |  |  | PVC | 1998 | No |  |  |  | Non-lead
047021 | 5038 SUNSET VILLAGE DR |  | Unknown, Non-Lead | No |  |  |  | Unknown, Non-Lead | 1998 | No |  |  |  | Non-lead
047022 | 5039 SUNSET VILLAGE DR |  | Unknown, Non-Lead | Yes |  | 2022-04-04 |  | PVC | 1998 | Yes |  | 2022-04-04 |  | Non-lead
047023 | 5040 SUNSET VILLAGE DR |  | Unknown, Non-Lead | No |  |  |  | Unknown, Non-Lead | 1998 | No |  |  |  | Non-lead
047024 | #74 5041 SUNSET VILLAGE DR |  | Unknown, Non-Lead | Yes |  | 2021-08-13 |  | PVC | 1998 | Yes |  | 2021-08-13 |  | Non-lead
047025 | 5042 SUNSET VILLAGE DR |  | Polytube | Yes |  | 2022-12-06 |  | PVC | 1998 | Yes |  | 2022-12-06 |  | Non-lead
047026 | 20921 W 6TH AVE |  | Unknown, Non-Lead | Yes |  | 2017-08-25 |  | PVC | 1990 | Yes |  | 2017-08-25 |  | Non-lead
047027 | 230 14TH ST |  | Polytube | Yes |  | 2023-01-03 |  | PVC | 2021 | Yes |  | 2023-01-03 |  | Non-lead
047028 | 291 4TH ST |  | Unknown, Non-Lead | Yes |  | 2020-11-18 |  | Unknown, Non-Lead | 1999 | Yes |  | 2020-11-18 |  | Non-lead
047030 | 441 3RD LS ST |  | Unknown, Non-Lead | Yes |  | 2021-03-31 |  | Unknown, Non-Lead | 1998 | Yes |  | 2021-03-31 |  | Non-lead
047031 | 905 STATE ROAD |  | Polytube | Yes |  | 2022-10-03 |  | Copper | 1982 | Yes |  | 2022-10-03 |  | Non-lead
047032 | 6 GOLF TERR |  | Polytube | Yes |  | 2022-10-03 |  | PVC | 1971 | Yes |  | 2022-10-03 |  | Non-lead
047033 | 31 PALM DR |  | Unknown, Non-Lead | No |  |  |  | Unknown, Non-Lead | 2000 | No |  |  |  | Non-lead
047034 | 23 CORMORANT DR |  | Unknown, Non-Lead | Yes |  | 2019-11-12 |  | Unknown, Non-Lead | 1999 | Yes |  | 2019-11-12 |  | Non-lead
047035 | 126 AZALEA ST |  | Polytube | Yes |  | 2022-06-16 |  | PVC | 1960 | Yes |  | 2022-06-16 |  | Non-lead
047036 | 438 POWELL AVE |  | Polytube | Yes |  | 2022-11-21 |  | PVC | 2003 | Yes |  | 2022-11-21 |  | Non-lead
047037 | 26 SPOONBILL WAY |  | Unknown, Non-Lead | No |  |  |  | Unknown, Non-Lead | 1997 | No |  |  |  | Non-lead
047038 | FIRE LINE . ELIZABETH & GREENE ST |  | Ductile Iron | Yes |  | 2024-03-01 |  | Ductile Iron |  | Yes |  | 2024-03-01 |  | Non-lead
047039 | WILLIAM ST |  | Unknown, Non-Lead | No |  |  |  | Unknown, Non-Lead | 2014 | No |  |  |  | Non-lead
047040 | . MARGARET ST |  | Ductile Iron | Yes |  | 2023-03-06 |  | Ductile Iron | 1974 | Yes |  | 2023-03-06 |  | Non-lead
047041 | 380 13TH ST |  | Unknown, Non-Lead | Yes |  | 2021-06-07 |  | Unknown, Non-Lead | 1999 | Yes |  | 2021-06-07 |  | Non-lead
047042 | 30466 POINCIANA RD |  | Polytube | Yes |  | 2022-11-15 |  | PVC | 1948 | Yes |  | 2022-11-15 |  | Non-lead
047043 | 5 OCEAN EAST |  | Unknown, Non-Lead | Yes |  | 2019-09-17 |  | PVC | 2001 | Yes |  | 2019-09-17 |  | Non-lead
047044 | 5043 SUNSET VILLAGE DR |  | Unknown, Non-Lead | Yes |  | 2021-09-10 |  | Unknown, Non-Lead | 1998 | Yes |  | 2021-09-10 |  | Non-lead
047045 | 5044 SUNSET VILLAGE DR |  | Unknown, Non-Lead | Yes |  | 2024-02-13 |  | Unknown, Non-Lead | 1998 | Yes |  | 2024-02-13 |  | Non-lead
047046 | 17083 GREEN TURTLE LN W |  | Unknown, Non-Lead | Yes |  | 2019-07-19 |  | Unknown, Non-Lead | 1998 | Yes |  | 2019-07-19 |  | Non-lead
047047 | 225 PALMETTO AVE |  | Unknown, Non-Lead | Yes |  | 2019-11-25 |  | Unknown, Non-Lead | 2020 | Yes |  | 2019-11-25 |  | Non-lead
047048 | 22950 JOHN AVERY LANE |  | Unknown, Non-Lead | Yes |  | 2022-09-15 |  | PVC | 1998 | Yes |  | 2022-09-15 |  | Non-lead
047050 | MASTER TAP 219 FKAA ROCKLAND HAMMOCK TAP |  | Cast Iron | Yes |  | 2023-05-12 |  | Cast Iron |  | Yes |  | 2023-05-12 |  | Non-lead
047051 | MASTER TAP 220 FKAA TARMAC TAP |  | Cast Iron | Yes |  | 2023-05-12 |  | Cast Iron |  | Yes |  | 2023-05-12 |  | Non-lead
047052 | MASTER TAP 221 BOCA CHICA MASTER SOUTH GATE |  | Ductile Iron | Yes |  | 2023-07-14 |  | Ductile Iron |  | Yes |  | 2023-07-14 |  | Non-lead
047053 | 16606 HOLLY LN |  | Unknown, Non-Lead | Yes |  | 2021-12-28 |  | Unknown, Non-Lead | 1999 | Yes |  | 2021-12-28 |  | Non-lead
047054 | 133 LA PALOMA DR |  | Polytube | Yes |  | 2022-05-23 |  | PVC | 1989 | Yes |  | 2022-05-23 |  | Non-lead
047055 | 128 SAN MARCO DR |  | Unknown, Non-Lead | No |  |  |  | Unknown, Non-Lead | 2000 | No |  |  |  | Non-lead
047056 | 232 LA PALOMA RD |  | Unknown, Non-Lead | Yes |  | 2021-01-21 |  | Unknown, Non-Lead | 1999 | Yes |  | 2021-01-21 |  | Non-lead
047057 | 228 LA PALOMA RD |  | Unknown, Non-Lead | Yes |  | 2021-06-21 |  | Unknown, Non-Lead | 1999 | Yes |  | 2021-06-21 |  | Non-lead
047058 | 41 SILVER SPRINGS DR |  | Polytube | Yes |  | 2022-11-17 |  | PVC | 1960 | Yes |  | 2022-11-17 |  | Non-lead
047059 | 10 BEECHWOOD DR |  | Polytube | Yes |  | 2022-05-24 |  | PVC | 1980 | Yes |  | 2022-05-24 |  | Non-lead
047060 | 782 DIANE AVE |  | Unknown, Non-Lead | No |  |  |  | Unknown, Non-Lead | 1998 | No |  |  |  | Non-lead
047061 | HARBOR VILLAGE DR |  | Polytube | Yes |  | 2022-10-22 |  | PVC |  | Yes |  | 2022-10-22 |  | Non-lead
047062 | 201 2024 SANCTUARY TER LN |  | Unknown, Non-Lead | Yes |  | 2021-10-07 |  | Unknown, Non-Lead | 1998 | Yes |  | 2021-10-07 |  | Non-lead
047063 | 202 2034 SANCTUARY Ter |  | Unknown, Non-Lead | Yes |  | 2024-07-18 |  | Unknown, Non-Lead | 1998 | Yes |  | 2024-07-18 |  | Non-lead
047064 | 2054 SANCTUARY TER PH-2 |  | Unknown, Non-Lead | Yes |  | 2021-05-10 |  | Unknown, Non-Lead | 1998 | Yes |  | 2021-05-10 |  | Non-lead
047065 | 2605 N ROOSEVELT BLVD |  | Polytube | Yes |  | 2023-08-16 |  | PVC | 2004 | Yes |  | 2023-08-16 |  | Non-lead
047066 | 3016 SANCTUARY TER 102 |  | Unknown, Non-Lead | No |  |  |  | Unknown, Non-Lead | 1998 | No |  |  |  | Non-lead
047067 | 53 SPOONBILL WAY |  | Polytube | Yes |  | 2023-02-21 |  | PVC | 1998 | Yes |  | 2023-02-21 |  | Non-lead
047068 | 55 SPOONBILL WAY |  | Unknown, Non-Lead | Yes |  | 2023-08-10 |  | Unknown, Non-Lead | 1996 | Yes |  | 2023-08-10 |  | Non-lead
047069 | 57 SPOONBILL WAY |  | Polytube | Yes |  | 2022-08-26 |  | PVC | 1998 | Yes |  | 2022-08-26 |  | Non-lead
047070 | 59 SPOONBILL WAY |  | Unknown, Non-Lead | Yes |  | 2017-04-26 |  | Unknown, Non-Lead | 1998 | Yes |  | 2017-04-26 |  | Non-lead
047071 | 69 SPOONBILL WAY |  | Unknown, Non-Lead | No |  |  |  | Unknown, Non-Lead | 1998 | No |  |  |  | Non-lead
047072 | 71 SPOONBILL WAY |  | Unknown, Non-Lead | Yes |  | 2020-05-29 |  | Unknown, Non-Lead | 1998 | Yes |  | 2020-05-29 |  | Non-lead
047073 | 73 SPOONBILL WAY |  | Polytube | Yes |  | 2023-02-21 |  | PVC | 1998 | Yes |  | 2023-02-21 |  | Non-lead
047074 | 75 SPOON BILL WAY |  | Unknown, Non-Lead | No |  |  |  | Unknown, Non-Lead | 1998 | No |  |  |  | Non-lead
047075 | 5045 SUNSET VILLAGE DR |  | Unknown, Non-Lead | Yes |  | 2020-10-13 |  | Unknown, Non-Lead | 1998 | Yes |  | 2020-10-13 |  | Non-lead
047076 | #79 5046 SUNSET VILLAGE DR |  | Unknown, Non-Lead | No |  |  |  | Unknown, Non-Lead | 1998 | No |  |  |  | Non-lead
047077 | 5047 SUNSET VILLAGE DR |  | Unknown, Non-Lead | No |  |  |  | PVC | 1998 | No |  |  |  | Non-lead
047078 | 5048 SUNSET VILLAGE DR |  | Unknown, Non-Lead | No |  |  |  | Unknown, Non-Lead | 1998 | No |  |  |  | Non-lead
047079 | 5049 SUNSET VILLAGE DR |  | Unknown, Non-Lead | Yes |  | 2020-07-13 |  | Unknown, Non-Lead | 1998 | Yes |  | 2020-07-13 |  | Non-lead
047080 | 5050 SUNSET VILLAGE DR |  | Unknown, Non-Lead | No |  |  |  | Unknown, Non-Lead | 1998 | No |  |  |  | Non-lead
047081 | 5051 SUNSET VILLAGE DR |  | Unknown, Non-Lead | No |  |  |  | Unknown, Non-Lead | 1998 | No |  |  |  | Non-lead
047082 | #85 5052 SUNSET VILLAGE DR |  | Unknown, Non-Lead | No |  |  |  | Unknown, Non-Lead | 1999 | No |  |  |  | Non-lead
047083 | #86 5053 SUNSET VILLAGE DR |  | Unknown, Non-Lead | Yes |  | 2020-03-10 |  | Unknown, Non-Lead | 1998 | Yes |  | 2020-03-10 |  | Non-lead
047084 | 5054 SUNSET VILLAGE DR |  | Unknown, Non-Lead | No |  |  |  | Unknown, Non-Lead | 1998 | No |  |  |  | Non-lead
047085 | 5055 SUNSET VILLAGE DR |  | Unknown, Non-Lead | Yes |  | 2020-03-26 |  | PVC | 1998 | Yes |  | 2020-03-26 |  | Non-lead
047086 | 5056 SUNSET VILLAGE DR |  | Unknown, Non-Lead | Yes |  | 2019-08-20 |  | PVC | 1998 | Yes |  | 2019-08-20 |  | Non-lead
047087 | 5057 SUNSET VILLAGE DR |  | Unknown, Non-Lead | No |  |  |  | Unknown, Non-Lead | 1998 | No |  |  |  | Non-lead
047088 | 5058 SUNSET VILLAGE DR |  | Unknown, Non-Lead | Yes |  | 2022-10-06 |  | Unknown, Non-Lead | 1998 | Yes |  | 2022-10-06 |  | Non-lead
047089 | 5059 SUNSET VILLAGE DR |  | Polytube | Yes |  | 2024-05-08 |  | PVC | 1998 | Yes |  | 2024-05-08 |  | Non-lead
047090 | 5060 SUNSET VILLAGE DR |  | Unknown, Non-Lead | Yes |  | 2021-06-04 |  | Unknown, Non-Lead | 1998 | Yes |  | 2021-06-04 |  | Non-lead
047091 | 255 13TH ST |  | Polytube | Yes |  | 2023-05-08 |  | PVC | 1993 | Yes |  | 2023-05-08 |  | Non-lead
047092 | 311 11TH ST |  | Unknown, Non-Lead | Yes |  | 2020-03-18 |  | PVC | 1999 | Yes |  | 2020-03-18 |  | Non-lead
047093 | APT 101 1185 20TH ST |  | Unknown, Non-Lead | No |  |  |  | Unknown, Non-Lead | 1999 | No |  |  |  | Non-lead
047094 | 208 NAUTILUS DR |  | Unknown, Non-Lead | Yes |  | 2021-08-09 |  | Unknown, Non-Lead | 2000 | Yes |  | 2021-08-09 |  | Non-lead
047095 | 205 13TH ST |  | Polytube | Yes |  | 2022-05-02 |  | PVC | 2000 | Yes |  | 2022-05-02 |  | Non-lead
047096 | 127 SNAPPER CREEK RD |  | Polytube | Yes |  | 2022-07-06 |  | PVC | 1998 | Yes |  | 2022-07-06 |  | Non-lead
047097 | 8 OCEAN EAST |  | Polytube | Yes |  | 2023-05-09 |  | PVC | 2000 | Yes |  | 2023-05-09 |  | Non-lead
047098 | 240 66TH OCEAN ST |  | Unknown, Non-Lead | Yes |  | 2022-01-18 |  | Unknown, Non-Lead | 1998 | Yes |  | 2022-01-18 |  | Non-lead
047099 | UNIT 201 3026 BARRACUDA LN |  | Unknown, Non-Lead | No |  |  |  | Unknown, Non-Lead | 1998 | No |  |  |  | Non-lead
047100 | PH1 3046 BARRACUDA AZALEA LN |  | Unknown, Non-Lead | Yes |  | 2018-09-07 |  | Unknown, Non-Lead | 1998 | Yes |  | 2018-09-07 |  | Non-lead
047101 | IRRIGATION 65821 OVERSEAS HWY |  | Polytube | Yes |  | 2022-07-11 |  | PVC | 1980 | Yes |  | 2022-07-11 |  | Non-lead
047102 | 101 2004 SANCTUARY BLVD |  | Unknown, Non-Lead | Yes |  | 2018-05-07 |  | Unknown, Non-Lead | 1998 | Yes |  | 2018-05-07 |  | Non-lead
047103 | 102 2014 SANCTUARY TERR LN |  | Unknown, Non-Lead | No |  |  |  | Unknown, Non-Lead | 1998 | No |  |  |  | Non-lead
047104 | 22939 GASPARILLA LN |  | Polytube | Yes |  | 2024-09-27 |  | PVC | 1986 | Yes |  | 2024-09-27 |  | Non-lead
047105 | #L121 58 FRONT ST |  | Unknown, Non-Lead | Yes |  | 2018-10-01 |  | PVC | 1999 | Yes |  | 2018-10-01 |  | Non-lead
047106 | 30843 GRANADA AVE |  | Unknown, Non-Lead | No |  |  |  | Unknown, Non-Lead | 1998 | No |  |  |  | Non-lead
047107 | 17132 SEAGRAPE LN |  | Polytube | Yes |  | 2023-05-04 |  | PVC | 1970 | Yes |  | 2023-05-04 |  | Non-lead
047108 | 138 GOLF CLUB DR |  | Unknown, Non-Lead | No |  |  |  | Unknown, Non-Lead | 1998 | No |  |  |  | Non-lead
047109 | 17 SPOONBILL WAY |  | Unknown, Non-Lead | Yes |  | 2021-11-29 |  | Unknown, Non-Lead | 1999 | Yes |  | 2021-11-29 |  | Non-lead
047110 | 19 SPOONBILL WAY |  | Polytube | Yes |  | 2022-10-26 |  | PVC | 1998 | Yes |  | 2022-10-26 |  | Non-lead
047111 | 118 SHOREL46 LANE |  | Unknown, Non-Lead | Yes |  | 2019-02-05 |  | Unknown, Non-Lead | 1998 | Yes |  | 2019-02-05 |  | Non-lead
047112 | 27 DRIFTWOOD DR |  | Polytube | Yes |  | 2022-11-07 |  | PVC | 1981 | Yes |  | 2022-11-07 |  | Non-lead
047113 | 564 SOMBRERO BCH RD |  | Polytube | Yes |  | 2023-11-20 |  | PVC | 2000 | Yes |  | 2023-11-20 |  | Non-lead
047114 | 340 13TH ST |  | Unknown, Non-Lead | Yes |  | 2020-11-06 |  | Unknown, Non-Lead | 2006 | Yes |  | 2020-11-06 |  | Non-lead
047115 | 30269 POINCIANNA RD |  | Polytube | Yes |  | 2022-11-15 |  | PVC | 1984 | Yes |  | 2022-11-15 |  | Non-lead
047116 | 334 CALZADA DE BOUGANVILLEA |  | Copper | Yes |  | 2024-04-26 |  | Copper | 1972 | Yes |  | 2024-04-26 |  | Non-lead
047117 | 30410 SEAGRAPE TER |  | Polytube | Yes |  | 2023-03-24 |  | PVC | 1999 | Yes |  | 2023-03-24 |  | Non-lead
047118 | 83 BAY DR |  | Unknown, Non-Lead | Yes |  | 2019-07-31 |  | Unknown, Non-Lead | 1999 | Yes |  | 2019-07-31 |  | Non-lead
047119 | 202 3036 SANCTUARY Ter |  | Unknown, Non-Lead | Yes |  | 2020-01-17 |  | Unknown, Non-Lead | 1998 | Yes |  | 2020-01-17 |  | Non-lead
047120 | WAREHOUSE 1 DOCKSIDE Ln |  | Unknown, Non-Lead | Yes |  | 2019-09-11 |  | Unknown, Non-Lead | 1999 | Yes |  | 2019-09-11 |  | Non-lead
047121 | 9 CINNAMON BARK LN |  | Unknown, Non-Lead | Yes |  | 2021-05-10 |  | Unknown, Non-Lead | 1991 | Yes |  | 2021-05-10 |  | Non-lead
047122 | 172 OCEAN DR |  | Polytube | Yes |  | 2022-10-12 |  | PVC | 1998 | Yes |  | 2022-10-12 |  | Non-lead
047123 | 45 BAHAMA AVE |  | Polytube | Yes |  | 2022-11-29 |  | PVC | 1964 | Yes |  | 2022-11-29 |  | Non-lead
047124 | US NAVAL HOSPITAL FIRE SERVICE FEES |  | Unknown, Non-Lead | Yes |  | 2022-12-15 |  | No Piping | 1943 | Yes |  | 2022-12-15 |  | Non-lead
047125 | US NAVAL HOSPITAL |  | Unknown | Yes |  | 2023-05-04 |  | Unknown | 1943 | Yes |  | 2023-05-04 |  | Lead Status Unknown
047126 | 2929 VENETIAN DR |  | Polytube | Yes |  | 2023-01-09 |  | Copper | 1998 | Yes |  | 2023-01-09 |  | Non-lead
047127 | UNIT 1 44 SPOONBILL WAY |  | Unknown, Non-Lead | No |  |  |  | Unknown, Non-Lead | 1999 | No |  |  |  | Non-lead
047128 | UNIT 1 46 SPOONBILL WAY |  | Unknown, Non-Lead | No |  |  |  | Unknown, Non-Lead | 1999 | No |  |  |  | Non-lead
047129 | 48 SPOONBILL WAY |  | Unknown, Non-Lead | Yes |  | 2023-03-14 |  | PVC | 1999 | Yes |  | 2023-03-14 |  | Non-lead
047130 | 50 SPOONBILL WAY |  | Unknown, Non-Lead | Yes |  | 2020-07-09 |  | Unknown, Non-Lead | 1998 | Yes |  | 2020-07-09 |  | Non-lead
047131 | 235 GOLF CLUB DR |  | Polytube | Yes |  | 2022-08-25 |  | PVC | 2001 | Yes |  | 2022-08-25 |  | Non-lead
047132 | FISH MARKET 255-257 MARGARET ST |  | Polytube | Yes |  | 2022-11-04 |  | Copper | 1998 | Yes |  | 2022-11-04 |  | Non-lead
047133 | 22808 PRIVATEER DR |  | Unknown, Non-Lead | Yes |  | 2017-08-25 |  | PVC | 1999 | Yes |  | 2017-08-25 |  | Non-lead
047134 | APT 2 2400 STAPLES AVE |  | Polytube | Yes |  | 2022-08-15 |  | PVC | 1953 | Yes |  | 2022-08-15 |  | Non-lead
047135 | 160 SUGARLOAF DR |  | Polytube | Yes |  | 2022-07-11 |  | PVC | 1975 | Yes |  | 2022-07-11 |  | Non-lead
047136 | 1219 MARGARET ST |  | Polytube | Yes |  | 2023-04-25 |  | PVC | 1928 | Yes |  | 2023-04-25 |  | Non-lead
047137 | 118 MOCKINGBIRD RD |  | Polytube | Yes |  | 2022-06-13 |  | PVC | 1965 | Yes |  | 2022-06-13 |  | Non-lead
047138 | 28 MUTINY PL |  | Unknown, Non-Lead | Yes |  | 2020-10-06 |  | PVC | 1993 | Yes |  | 2020-10-06 |  | Non-lead
047139 | UNIT 101 3002 SANCTUARY TER |  | Unknown, Non-Lead | No |  |  |  | Unknown, Non-Lead | 1998 | No |  |  |  | Non-lead
047140 | 43 JEWFISH AVE |  | Polytube | Yes |  | 2022-08-02 |  | PVC | 1999 | Yes |  | 2022-08-02 |  | Non-lead
047141 | 27 N MARLIN AVE |  | Polytube | Yes |  | 2022-07-25 |  | PVC | 1963 | Yes |  | 2022-07-25 |  | Non-lead
047142 | 116 ADMIRALS LN |  | Unknown, Non-Lead | Yes |  | 2021-10-08 |  | Unknown, Non-Lead | 1998 | Yes |  | 2021-10-08 |  | Non-lead
047143 | 29284 COCONUT PALM DR |  | Polytube | Yes |  | 2023-10-03 |  | PVC | 1976 | Yes |  | 2023-10-03 |  | Non-lead
047144 | 3402 DUCK AVE |  | Polytube | Yes |  | 2019-04-30 |  | PVC | 1998 | Yes |  | 2019-04-30 |  | Non-lead
047145 | 3406 DUCK AVE |  | Unknown, Non-Lead | No |  |  |  | Unknown, Non-Lead | 1998 | No |  |  |  | Non-lead
047146 | 3410 DUCK AVE |  | Unknown, Non-Lead | Yes |  | 2024-02-29 |  | Unknown, Non-Lead | 1998 | Yes |  | 2024-02-29 |  | Non-lead
047147 | 200 ATLANTIC ST |  | Unknown | Yes |  | 2024-07-26 |  | Unknown | 1937 | Yes |  | 2024-07-26 |  | Lead Status Unknown
047148 | 1143 DELUSSAN LN |  | Unknown, Non-Lead | Yes |  | 2019-06-07 |  | Unknown, Non-Lead | 1997 | Yes |  | 2019-06-07 |  | Non-lead
047149 | APT 2 3000 FLAGLER AVE |  | Polytube | Yes |  | 2022-05-26 |  | PVC | 1958 | Yes |  | 2022-05-26 |  | Non-lead
047150 | 15 EVERGREEN AVE |  | Unknown, Non-Lead | Yes |  | 2021-07-12 |  | Unknown, Non-Lead | 2000 | Yes |  | 2021-07-12 |  | Non-lead
047151 | 10 COUNTRY CLUB |  | Unknown, Non-Lead | Yes |  | 2019-06-11 |  | PVC | 1999 | Yes |  | 2019-06-11 |  | Non-lead
047152 | SIDE A 300 ATLANTIC DR |  | Polytube | Yes |  | 2022-06-24 |  | PVC | 1978 | Yes |  | 2022-06-24 |  | Non-lead
047153 | 7 BASS PT AVE |  | Unknown, Non-Lead | Yes |  | 2021-08-18 |  | Unknown, Non-Lead | 1999 | Yes |  | 2021-08-18 |  | Non-lead
047154 | 801 MADRID RD |  | Unknown, Non-Lead | Yes |  | 2020-06-29 |  | PVC | 1999 | Yes |  | 2020-06-29 |  | Non-lead
047155 | 803 MADRID RD |  | Unknown, Non-Lead | No |  |  |  | Unknown, Non-Lead | 1999 | No |  |  |  | Non-lead
047156 | 5051 OVERSEAS HWY |  | Polytube | Yes |  | 2024-01-17 |  | PVC |  | Yes |  | 2024-01-17 |  | Non-lead
047157 | 931 LAGOON DR |  | Unknown, Non-Lead | Yes |  | 2024-08-08 |  | Unknown, Non-Lead | 1999 | Yes |  | 2024-08-08 |  | Non-lead
047158 | 1309 ROYAL ST |  | Unknown | Yes |  | 2024-03-14 |  | Unknown | 1901 | Yes |  | 2024-03-14 |  | Lead Status Unknown
047159 | 805 MADRID RD |  | Polytube | Yes |  | 2024-01-25 |  | Copper | 1999 | Yes |  | 2024-01-25 |  | Non-lead
047160 | 891 ELLEN DR |  | Unknown, Non-Lead | Yes |  | 2022-12-22 |  | PVC | 2004 | Yes |  | 2022-12-22 |  | Non-lead
047161 | 964 SHAW DR |  | Unknown, Non-Lead | Yes |  | 2019-05-29 |  | Unknown, Non-Lead | 2000 | Yes |  | 2019-05-29 |  | Non-lead
047162 | 1102 GRAND ST |  | Polytube | No |  |  |  | PVC | 1998 | No |  |  |  | Non-lead
047163 | 243 OCEAN DR |  | Unknown, Non-Lead | Yes |  | 2022-01-27 |  | PVC | 2001 | Yes |  | 2022-01-27 |  | Non-lead
047164 | 295 14TH ST |  | Polytube | Yes |  | 2023-10-12 |  | PVC | 2000 | Yes |  | 2023-10-12 |  | Non-lead
047165 | 30424 POINCIANA |  | Polytube | Yes |  | 2022-11-15 |  | PVC | 1984 | Yes |  | 2022-11-15 |  | Non-lead
047166 | 55 COCO PLUM DR |  | Polytube | Yes |  | 2024-09-27 |  | PVC |  | Yes |  | 2024-09-27 |  | Non-lead
047167 | 235 15TH CIRCLE |  | Unknown, Non-Lead | Yes |  | 2024-02-06 |  | Unknown, Non-Lead | 2000 | Yes |  | 2024-02-06 |  | Non-lead
047168 | 31232 H AVE |  | Polytube | Yes |  | 2024-09-19 |  | PVC | 1962 | Yes |  | 2024-09-19 |  | Non-lead
047169 | 4 CANNON POINT L4 Rd |  | Unknown, Non-Lead | Yes |  | 2019-02-19 |  | Unknown, Non-Lead | 1988 | Yes |  | 2019-02-19 |  | Non-lead
047170 | 1133 DIVISION ST |  | Polytube | Yes |  | 2023-11-20 |  | PVC | 1974 | Yes |  | 2023-11-20 |  | Non-lead
047171 | 9 SPOON BILL WAY |  | Unknown, Non-Lead | Yes |  | 2019-05-31 |  | Unknown, Non-Lead | 1998 | Yes |  | 2019-05-31 |  | Non-lead
047172 | 11 SPOONBILL WAY |  | Unknown, Non-Lead | Yes |  | 2021-11-01 |  | Unknown, Non-Lead | 1998 | Yes |  | 2021-11-01 |  | Non-lead
047173 | 13 SPOONBILL WAY |  | Unknown, Non-Lead | No |  |  |  | Unknown, Non-Lead | 1998 | No |  |  |  | Non-lead
047174 | 15 SPOONBILL WAY |  | Unknown, Non-Lead | Yes |  | 2022-02-25 |  | Unknown, Non-Lead | 1999 | Yes |  | 2022-02-25 |  | Non-lead
047175 | 21966 RAFFY RD |  | Unknown, Non-Lead | Yes |  | 2018-11-30 |  | PVC | 2019 | Yes |  | 2018-11-30 |  | Non-lead
047176 | #2 214 ENOS LN |  | Polytube | Yes |  | 2022-09-26 |  | Galvanized | 1933 | Yes |  | 2022-09-26 |  | Galvanized Requiring Replacement
047177 | 19509 TEQUESTA ST |  | Polytube | Yes |  | 2023-01-18 |  | PVC | 1982 | Yes |  | 2023-01-18 |  | Non-lead
047178 | 1 SPOONBILL WAY |  | Unknown, Non-Lead | Yes |  | 2020-11-02 |  | Unknown, Non-Lead | 1998 | Yes |  | 2020-11-02 |  | Non-lead
047179 | 3 SPOONBILL WAY |  | Unknown, Non-Lead | Yes |  | 2018-08-31 |  | Unknown, Non-Lead | 1998 | Yes |  | 2018-08-31 |  | Non-lead
047180 | 5 SPOONBILL WAY |  | Polytube | Yes |  | 2022-08-24 |  | PVC | 1998 | Yes |  | 2022-08-24 |  | Non-lead
047181 | 7 SPOONBILL WAY |  | Unknown, Non-Lead | Yes |  | 2021-06-02 |  | Unknown, Non-Lead | 1998 | Yes |  | 2021-06-02 |  | Non-lead
047182 | UNIT 104 1805 STAPLES AVE |  | Unknown, Non-Lead | No |  |  |  | Unknown, Non-Lead | 1998 | No |  |  |  | Non-lead
047183 | UNIT 102 1805 STAPLES AVE |  | Unknown, Non-Lead | Yes |  | 2020-05-15 |  | Unknown, Non-Lead | 1998 | Yes |  | 2020-05-15 |  | Non-lead
047184 | SUITE 103 1805 STAPLES AVE |  | Unknown, Non-Lead | Yes |  | 2018-11-23 |  | PVC | 1998 | Yes |  | 2018-11-23 |  | Non-lead
047185 | APT 201 1805 STAPLES AVE |  | Unknown, Non-Lead | No |  |  |  | Unknown, Non-Lead | 1998 | No |  |  |  | Non-lead
047186 | SUITE 202 1805 STAPLES AVE |  | Unknown, Non-Lead | Yes |  | 2019-06-27 |  | Unknown, Non-Lead | 1998 | Yes |  | 2019-06-27 |  | Non-lead
047187 | APT 203 1805 STAPLES AVE |  | Unknown, Non-Lead | No |  |  |  | Unknown, Non-Lead | 1998 | No |  |  |  | Non-lead
047188 | APT 204 1805 STAPLES AVE |  | Unknown, Non-Lead | No |  |  |  | Unknown, Non-Lead | 1998 | No |  |  |  | Non-lead
047189 | APT 205 1805 STAPLES APT AVE |  | Unknown, Non-Lead | Yes |  | 2018-08-08 |  | Unknown, Non-Lead | 1998 | Yes |  | 2018-08-08 |  | Non-lead
047190 | 1805 STAPLES APT 206 AVE |  | Unknown, Non-Lead | No |  |  |  | Unknown, Non-Lead | 1998 | No |  |  |  | Non-lead
047191 | 21 SPOONBILL WAY |  | Polytube | Yes |  | 2024-05-06 |  | PVC | 1998 | Yes |  | 2024-05-06 |  | Non-lead
047192 | 23 SPOONBILL WAY |  | Polytube | Yes |  | 2024-08-30 |  | PVC | 1998 | Yes |  | 2024-08-30 |  | Non-lead
047193 | 25 SPOONBILL WAY |  | Polytube | Yes |  | 2023-04-06 |  | PVC | 1998 | Yes |  | 2023-04-06 |  | Non-lead
047194 | 27 SPOONBILL WAY |  | Unknown, Non-Lead | No |  |  |  | Unknown, Non-Lead | 1997 | No |  |  |  | Non-lead
047196 | #5 570 SEMINOLE DR |  | Unknown, Non-Lead | Yes |  | 2024-07-25 |  | Unknown, Non-Lead | 1993 | Yes |  | 2024-07-25 |  | Non-lead
047198 | 30323 POINCIANA RD |  | Polytube | Yes |  | 2024-08-28 |  | PVC | 1971 | Yes |  | 2024-08-28 |  | Non-lead
047199 | APT 2 504 SIMONTON ST |  | Polytube | Yes |  | 2022-10-31 |  | PVC | 1933 | Yes |  | 2022-10-31 |  | Non-lead
047200 | 2 SPOONBILL WAY |  | Unknown, Non-Lead | No |  |  |  | Unknown, Non-Lead | 1998 | No |  |  |  | Non-lead
047201 | 4 SPOONBILL WAY |  | Unknown, Non-Lead | No |  |  |  | Unknown, Non-Lead | 1998 | No |  |  |  | Non-lead
047202 | 6 SPOONBILL WAY |  | Unknown, Non-Lead | Yes |  | 2021-10-27 |  | Unknown, Non-Lead | 1998 | Yes |  | 2021-10-27 |  | Non-lead
047203 | 8 SPOONBILL WAY |  | Unknown, Non-Lead | Yes |  | 2023-03-14 |  | PVC | 1998 | Yes |  | 2023-03-14 |  | Non-lead
047204 | 12 SPOONBILL WAY |  | Unknown, Non-Lead | No |  |  |  | Unknown, Non-Lead | 1998 | No |  |  |  | Non-lead
047205 | 14 SPOONBILL WAY |  | Polytube | Yes |  | 2023-01-04 |  | PVC | 1998 | Yes |  | 2023-01-04 |  | Non-lead
047206 | 20 SPOONBILL WAY |  | Unknown, Non-Lead | Yes |  | 2017-04-26 |  | Unknown, Non-Lead | 1997 | Yes |  | 2017-04-26 |  | Non-lead
047207 | 189 GOLF CLUB DR |  | Unknown, Non-Lead | Yes |  | 2020-11-02 |  | Unknown, Non-Lead | 1999 | Yes |  | 2020-11-02 |  | Non-lead
047208 | 191 GOLF CLUB DR |  | Polytube | Yes |  | 2023-02-21 |  | PVC | 1999 | Yes |  | 2023-02-21 |  | Non-lead
047209 | 283 GOLF CLUB DR |  | Polytube | Yes |  | 2022-07-08 |  | PVC | 1999 | Yes |  | 2022-07-08 |  | Non-lead
047210 | 293 GOLF CLUB DR |  | Unknown, Non-Lead | No |  |  |  | Unknown, Non-Lead | 1999 | No |  |  |  | Non-lead
047211 | PIER E & F CORNER MARGARET & CAROLINE ST |  | Copper | Yes |  | 2024-10-08 |  | PVC | 1974 | Yes |  | 2024-10-08 |  | Non-lead
047212 | C 16 BARRACUDA Ln |  | Polytube | Yes |  | 2022-09-21 |  | PVC |  | Yes |  | 2022-09-21 |  | Non-lead
047213 | IRRIGATION 65821 OVERSEAS HWY |  | Polytube | Yes |  | 2023-05-04 |  | PVC | 1980 | Yes |  | 2023-05-04 |  | Non-lead
047214 | 65821 OVERSEAS HWY OFFICE |  | Polytube | Yes |  | 2022-06-30 |  | PVC | 1980 | Yes |  | 2022-06-30 |  | Non-lead
047215 | 74 BLACKBEARD DR |  | Polytube | Yes |  | 2023-01-31 |  | PVC | 1964 | Yes |  | 2023-01-31 |  | Non-lead
047216 | UNIT 101 1002 SANCTUARY TER |  | Unknown, Non-Lead | Yes |  | 2019-12-17 |  | PVC | 1998 | Yes |  | 2019-12-17 |  | Non-lead
047217 | 17171 MARLIN DR |  | Unknown, Non-Lead | Yes |  | 2018-07-19 |  | Unknown, Non-Lead | 1999 | Yes |  | 2018-07-19 |  | Non-lead
047218 | 29783 TROPICAL TRADER RD |  | Polytube | Yes |  | 2023-07-24 |  | PVC | 1985 | Yes |  | 2023-07-24 |  | Non-lead
047219 | 30177 OLEANDER BLVD |  | Polytube | Yes |  | 2022-05-20 |  | PVC | 1985 | Yes |  | 2022-05-20 |  | Non-lead
047220 | #L115 206 EATON ST |  | Unknown, Non-Lead | Yes |  | 2019-07-03 |  | PVC | 2000 | Yes |  | 2019-07-03 |  | Non-lead
047221 | 921 CENTER ST |  | Polytube | Yes |  | 2022-10-27 |  | PVC | 1980 | Yes |  | 2022-10-27 |  | Non-lead
047222 | 22330 LAFITTE RD |  | Unknown, Non-Lead | Yes |  | 2018-10-29 |  | Unknown, Non-Lead | 1998 | Yes |  | 2018-10-29 |  | Non-lead
047223 | 2400 FLAGLER AVE |  | Polytube | Yes |  | 2022-08-15 |  | PVC | 1999 | Yes |  | 2022-08-15 |  | Non-lead
047224 | 5200 COLLEGE RD |  | Polytube | Yes |  | 2023-01-26 |  | PVC | 1947 | Yes |  | 2023-01-26 |  | Non-lead
047225 | 19508 NAVAJO ST |  | Unknown, Non-Lead | Yes |  | 2024-08-05 |  | PVC | 1999 | Yes |  | 2024-08-05 |  | Non-lead
047226 | 1141 COATES LN |  | Polytube | Yes |  | 2022-10-31 |  | PVC | 1981 | Yes |  | 2022-10-31 |  | Non-lead
047227 | 28096 GULF BLVD |  | Polytube | Yes |  | 2023-01-11 |  | PVC | 1982 | Yes |  | 2023-01-11 |  | Non-lead
047228 | UNIT 102 1012 SANCTUARY TER |  | Unknown, Non-Lead | Yes |  | 2020-02-04 |  | Unknown, Non-Lead | 1998 | Yes |  | 2020-02-04 |  | Non-lead
047229 | 201 1022 BARRACUDA ORCHID Ter |  | Unknown, Non-Lead | No |  |  |  | Unknown, Non-Lead | 1998 | No |  |  |  | Non-lead
047230 | 202 1032 BARRACUDA ORCHID LN |  | Unknown, Non-Lead | Yes |  | 2018-06-01 |  | Unknown, Non-Lead | 1998 | Yes |  | 2018-06-01 |  | Non-lead
047231 | PH-1 1042 BARRACUDA ORCHID Ter |  | Unknown, Non-Lead | Yes |  | 2019-10-17 |  | PVC | 1998 | Yes |  | 2019-10-17 |  | Non-lead
047232 | PH2 1052 BARRACUDA ORCHID LN |  | Unknown, Non-Lead | Yes |  | 2020-10-05 |  | Unknown, Non-Lead | 1998 | Yes |  | 2020-10-05 |  | Non-lead
047233 | 264 COSTA BRAVA DR |  | Polytube | Yes |  | 2022-12-20 |  | PVC | 2002 | Yes |  | 2022-12-20 |  | Non-lead
047234 | 167 ATLANTIC CIR |  | Polytube | Yes |  | 2023-01-31 |  | PVC | 1985 | Yes |  | 2023-01-31 |  | Non-lead
047235 | 88011 OLD STATE 4A RD |  | Unknown, Non-Lead | Yes |  | 2024-07-17 |  | PVC | 2006 | Yes |  | 2024-07-17 |  | Non-lead
047236 | 217 BOUGAINVILLEA ST |  | Polytube | Yes |  | 2022-12-12 |  | PVC | 1999 | Yes |  | 2022-12-12 |  | Non-lead
047237 | 73 SILVER SPRINGS L DR |  | Polytube | Yes |  | 2022-11-17 |  | PVC | 1958 | Yes |  | 2022-11-17 |  | Non-lead
047238 | 19570 INDIAN MOUNDS DR |  | Unknown, Non-Lead | Yes |  | 2018-03-06 |  | Unknown, Non-Lead | 1999 | Yes |  | 2018-03-06 |  | Non-lead
047239 | 185 13TH ST |  | Unknown, Non-Lead | Yes |  | 2019-04-08 |  | PVC | 2000 | Yes |  | 2019-04-08 |  | Non-lead
047240 | 225 13TH ST |  | Unknown, Non-Lead | Yes |  | 2018-11-05 |  | PVC | 1999 | Yes |  | 2018-11-05 |  | Non-lead
047241 | 4699 OVERSEAS HWY |  | Polytube | Yes |  | 2023-02-08 |  | PVC | 1985 | Yes |  | 2023-02-08 |  | Non-lead
047242 | OCEAN 926 W 75TH ST |  | Unknown, Non-Lead | Yes |  | 2022-05-24 |  | Polytube | 1999 | Yes |  | 2022-05-24 |  | Non-lead
047243 | 245 15TH CIR |  | Unknown, Non-Lead | Yes |  | 2024-05-15 |  | PVC | 2000 | Yes |  | 2024-05-15 |  | Non-lead
047244 | LOT 81 2950 OVERSEAS HWY |  | Polytube | Yes |  | 2023-09-01 |  | PVC |  | Yes |  | 2023-09-01 |  | Non-lead
047246 | IRRIGATION 851 W INDIES DR |  | Polytube | Yes |  | 2023-05-04 |  | PVC | 1976 | Yes |  | 2023-05-04 |  | Non-lead
047247 | 107 SANTA BARBARA ST |  | Unknown, Non-Lead | No |  |  |  | Unknown, Non-Lead | 1999 | No |  |  |  | Non-lead
047248 | 428 GREENE ST |  | Polytube | Yes |  | 2022-12-02 |  | PVC | 1948 | Yes |  | 2022-12-02 |  | Non-lead
047249 | 356 BOCA CHICA RD |  | Unknown, Non-Lead | Yes |  | 2022-03-29 |  | Unknown, Non-Lead | 1999 | Yes |  | 2022-03-29 |  | Non-lead
047250 | 677 HECK AVE |  | Polytube | Yes |  | 2024-04-23 |  | PVC | 1977 | Yes |  | 2024-04-23 |  | Non-lead
047251 | 20767 6TH WEST AVE |  | Polytube | Yes |  | 2022-10-18 |  | PVC | 1989 | Yes |  | 2022-10-18 |  | Non-lead
047252 | 314 ADMIRALS LN |  | Unknown, Non-Lead | Yes |  | 2018-07-09 |  | Unknown, Non-Lead | 1999 | Yes |  | 2018-07-09 |  | Non-lead
047253 | 106 FRONT ST |  | Unknown, Non-Lead | Yes |  | 2019-09-19 |  | Unknown, Non-Lead | 1999 | Yes |  | 2019-09-19 |  | Non-lead
047254 | 7 MANGROVE LN |  | Unknown, Non-Lead | No |  |  |  | Unknown, Non-Lead | 2001 | No |  |  |  | Non-lead
047255 | 486 BARRACUDA BLVD |  | Unknown, Non-Lead | Yes |  | 2018-11-27 |  | PVC | 2004 | Yes |  | 2018-11-27 |  | Non-lead
047256 | 227 MOHAWK ST |  | Unknown, Non-Lead | Yes |  | 2024-04-26 |  | Unknown, Non-Lead | 1999 | Yes |  | 2024-04-26 |  | Non-lead
047257 | L3 B11 112 GUMBO LIMBO DR |  | Unknown, Non-Lead | Yes |  | 2017-05-26 |  | Unknown, Non-Lead | 1998 | Yes |  | 2017-05-26 |  | Non-lead
047258 | 159 PLANTATION DR |  | Unknown, Non-Lead | No |  |  |  | Unknown, Non-Lead | 1999 | No |  |  |  | Non-lead
047259 | #C 1201 WHITE ST |  | Unknown | Yes |  | 2023-03-23 |  | PVC | 1968 | Yes |  | 2023-03-23 |  | Lead Status Unknown
047260 | #D 1201 WHITE ST |  | Unknown | Yes |  | 2023-03-23 |  | PVC | 1968 | Yes |  | 2023-03-23 |  | Lead Status Unknown
047261 | #B 1201 WHITE ST |  | Unknown | Yes |  | 2023-03-23 |  | PVC | 1968 | Yes |  | 2023-03-23 |  | Lead Status Unknown
047262 | 440 BARRACUDA BLVD |  | Unknown, Non-Lead | Yes |  | 2018-01-03 |  | PVC | 2001 | Yes |  | 2018-01-03 |  | Non-lead
047263 | 354 BOCA CHICA RD |  | Unknown, Non-Lead | No |  |  |  | Unknown, Non-Lead | 2020 | No |  |  |  | Non-lead
047264 | 5601 COLLEGE RD |  | Unknown, Non-Lead | Yes |  | 2024-07-29 |  | Unknown, Non-Lead | 2000 | Yes |  | 2024-07-29 |  | Non-lead
047265 | 284 COUNTY RD |  | Polytube | Yes |  | 2022-11-09 |  | PVC | 1977 | Yes |  | 2022-11-09 |  | Non-lead
047266 | 21790 SPAIN BLVD |  | Polytube | Yes |  | 2022-12-28 |  | PVC | 1978 | Yes |  | 2022-12-28 |  | Non-lead
047267 | 65900 OVERSEAS HWY |  | Unknown, Non-Lead | Yes |  | 2021-02-08 |  | Unknown, Non-Lead | 2003 | Yes |  | 2021-02-08 |  | Non-lead
047268 | 561 11TH ST |  | Unknown, Non-Lead | Yes |  | 2021-09-28 |  | Polytube | 1999 | Yes |  | 2021-09-28 |  | Non-lead
047269 | 75 PALMETTO AVE |  | PVC | Yes |  | 2023-06-20 |  | Polytube | 1976 | Yes |  | 2023-06-20 |  | Non-lead
047271 | 8060 GULFSTREAM BLVD |  | Unknown, Non-Lead | Yes |  | 2023-08-08 |  | Unknown, Non-Lead | 2001 | Yes |  | 2023-08-08 |  | Non-lead
047272 | 1525 KEY DEER BLVD |  | Polytube | Yes |  | 2022-12-15 |  | PVC | 1976 | Yes |  | 2022-12-15 |  | Non-lead
047273 | 1055 AVENUE C |  | Polytube | Yes |  | 2023-10-18 |  | PVC | 1967 | Yes |  | 2023-10-18 |  | Non-lead
047274 | DR 2647 GULF VIEW |  | Unknown, Non-Lead | Yes |  | 2020-09-11 |  | PVC | 1999 | Yes |  | 2020-09-11 |  | Non-lead
047275 | DR 2649 GULF VIEW |  | Unknown, Non-Lead | Yes |  | 2019-12-10 |  | PVC | 1999 | Yes |  | 2019-12-10 |  | Non-lead
047276 | DR 2651 GULF VIEW |  | Unknown, Non-Lead | Yes |  | 2018-10-15 |  | PVC | 1999 | Yes |  | 2018-10-15 |  | Non-lead
047277 | APT 7 32 HILTON HAVEN RD |  | Unknown, Non-Lead | Yes |  | 2024-04-04 |  | Unknown, Non-Lead | 1990 | Yes |  | 2024-04-04 |  | Non-lead
047278 | UNIT 6 32 HILTON HAVEN RD |  | Polytube | Yes |  | 2022-10-25 |  | Polytube | 1990 | Yes |  | 2022-10-25 |  | Non-lead
047279 | APT 5 32 HILTON HAVEN RD |  | Unknown, Non-Lead | Yes |  | 2019-04-26 |  | Unknown, Non-Lead | 1990 | Yes |  | 2019-04-26 |  | Non-lead
047280 | UNIT 4 32 HILTON HAVEN RD |  | Unknown, Non-Lead | Yes |  | 2018-05-21 |  | Unknown, Non-Lead | 1990 | Yes |  | 2018-05-21 |  | Non-lead
047281 | #3 32 HILTON HAVEN |  | Unknown, Non-Lead | No |  |  |  | Unknown, Non-Lead | 1990 | No |  |  |  | Non-lead
047282 | UNIT 2 32 HILTON HAVEN RD |  | Unknown, Non-Lead | Yes |  | 2024-06-10 |  | Unknown, Non-Lead | 1990 | Yes |  | 2024-06-10 |  | Non-lead
047283 | #1 32 HILTON HAVEN |  | Unknown, Non-Lead | No |  |  |  | Unknown, Non-Lead | 1990 | No |  |  |  | Non-lead
047284 | LOCATION COMMON AREA 215 AMELIA ST |  | Unknown, Non-Lead | Yes |  | 2019-03-05 |  | Unknown, Non-Lead | 1999 | Yes |  | 2019-03-05 |  | Non-lead
047285 | 2609 GULF VIEW DR |  | Unknown, Non-Lead | Yes |  | 2021-07-16 |  | Unknown, Non-Lead | 1999 | Yes |  | 2021-07-16 |  | Non-lead
047286 | 2611 GULF VIEW DR |  | Unknown, Non-Lead | No |  |  |  | Unknown, Non-Lead | 1999 | No |  |  |  | Non-lead
047287 | 2613 GULFVIEW DR |  | Unknown, Non-Lead | No |  |  |  | Unknown, Non-Lead | 1999 | No |  |  |  | Non-lead
047288 | 2615 GULF VIEW DR |  | Unknown, Non-Lead | Yes |  | 2019-10-24 |  | Unknown, Non-Lead | 1999 | Yes |  | 2019-10-24 |  | Non-lead
047289 | 2617 GULF VIEW DR |  | PVC | Yes |  | 2022-08-12 |  | PVC | 1999 | Yes |  | 2022-08-12 |  | Non-lead
047290 | 2619 GULF VIEW DR |  | Unknown, Non-Lead | Yes |  | 2019-06-18 |  | Unknown, Non-Lead | 1999 | Yes |  | 2019-06-18 |  | Non-lead
047291 | 2621 GULF VIEW DR |  | Unknown, Non-Lead | Yes |  | 2019-09-10 |  | Unknown, Non-Lead | 1999 | Yes |  | 2019-09-10 |  | Non-lead
047292 | 2623 GULF VIEW DR |  | Unknown, Non-Lead | No |  |  |  | Unknown, Non-Lead | 1999 | No |  |  |  | Non-lead
047293 | 2625 GULF VIEW DR |  | Unknown, Non-Lead | Yes |  | 2023-06-01 |  | Unknown, Non-Lead | 1999 | Yes |  | 2023-06-01 |  | Non-lead
047294 | 2627 GULF VIEW DR |  | Unknown, Non-Lead | Yes |  | 2023-02-28 |  | PVC | 1999 | Yes |  | 2023-02-28 |  | Non-lead
047295 | 17217 ALAMANDA DR |  | Unknown, Non-Lead | No |  |  |  | Unknown, Non-Lead | 2000 | No |  |  |  | Non-lead
047296 | 3673 ATLANTIC ST |  | Unknown, Non-Lead | No |  |  |  | Unknown, Non-Lead | 1988 | No |  |  |  | Non-lead
047297 | 3640 SEASIDE DR |  | PVC | Yes |  | 2019-07-12 |  | PVC | 2000 | Yes |  | 2019-07-12 |  | Non-lead
047298 | L61&B2 743 INDIES RD |  | Polytube | Yes |  | 2022-11-09 |  | PVC | 1987 | Yes |  | 2022-11-09 |  | Non-lead
047299 | 134 OCEANVIEW DR |  | Unknown, Non-Lead | Yes |  | 2020-06-05 |  | PVC | 1993 | Yes |  | 2020-06-05 |  | Non-lead
047300 | 163 BOUGANVILLA ST |  | Unknown, Non-Lead | Yes |  | 2019-01-11 |  | Unknown, Non-Lead | 2000 | Yes |  | 2019-01-11 |  | Non-lead
047301 | 90515 OLD(FREELAN) HWY |  | Polytube | Yes |  | 2022-07-18 |  | PVC | 1967 | Yes |  | 2022-07-18 |  | Non-lead
047302 | 127 ZANE GREY CREEK DR |  | Unknown, Non-Lead | No |  |  |  | Unknown, Non-Lead | 2000 | No |  |  |  | Non-lead
047303 | 178 MARINA AVE |  | Polytube | Yes |  | 2025-06-11 |  | PVC | 2001 | Yes |  | 2025-06-11 |  | Non-lead
047304 | 3460 TARPON ST |  | Unknown, Non-Lead | Yes |  | 2023-08-28 |  | Unknown, Non-Lead | 2019 | Yes |  | 2023-08-28 |  | Non-lead
047305 | 21920 DISTURBED PINE RD |  | Polytube | Yes |  | 2024-03-27 |  | PVC | 1994 | Yes |  | 2024-03-27 |  | Non-lead
047306 | 903 INDIES RD |  | Unknown, Non-Lead | Yes |  | 2019-05-09 |  | Unknown, Non-Lead | 1999 | Yes |  | 2019-05-09 |  | Non-lead
047307 | 16720 TAMARIND RD |  | Unknown, Non-Lead | Yes |  | 2024-07-31 |  | Unknown, Non-Lead | 1999 | Yes |  | 2024-07-31 |  | Non-lead
047308 | 285 GOLF CLUB DR |  | Polytube | Yes |  | 2023-05-01 |  | PVC | 1999 | Yes |  | 2023-05-01 |  | Non-lead
047309 | 291 GOLF CLUB DR |  | Unknown, Non-Lead | No |  |  |  | Unknown, Non-Lead | 1999 | No |  |  |  | Non-lead
047310 | 1 OSPREY LN |  | Unknown, Non-Lead | Yes |  | 2018-12-17 |  | Unknown, Non-Lead | 2000 | Yes |  | 2018-12-17 |  | Non-lead
047311 | 53 INLET DR |  | Unknown, Non-Lead | Yes |  | 2020-07-20 |  | PVC | 1999 | Yes |  | 2020-07-20 |  | Non-lead
047312 | 91300 OVERSEAS HWYS PARCEL |  | Unknown, Non-Lead | Yes |  | 2017-01-31 |  | Unknown, Non-Lead | 1998 | Yes |  | 2017-01-31 |  | Non-lead
047313 | 8 SOUTH HARBOR DR |  | Unknown, Non-Lead | No |  |  |  | Unknown, Non-Lead | 2021 | No |  |  |  | Non-lead
047314 | 115 N AIRPORT RD |  | Polytube | Yes |  | 2022-05-12 |  | PVC | 1999 | Yes |  | 2022-05-12 |  | Non-lead
047315 | 22952 HAWKINS LN |  | Polytube | Yes |  | 2022-12-28 |  | PVC | 1982 | Yes |  | 2022-12-28 |  | Non-lead
047316 | UNIT 103 DOWN 804 WHITEHEAD ST |  | PVC | Yes |  | 2022-07-05 |  | PVC | 1943 | Yes |  | 2022-07-05 |  | Non-lead
047317 | MASTER TAP 222 FKAA MONROE COUNTY FIRE TAP |  | Unknown, Non-Lead | No |  |  |  | Unknown, Non-Lead | 2008 | No |  |  |  | Non-lead
047318 | 1310 SEMINARY ST |  | Unknown, Non-Lead | No |  |  |  | Unknown, Non-Lead | 1999 | No |  |  |  | Non-lead
047319 | #REAR 1403 PINE ST |  | Polytube | Yes |  | 2024-02-16 |  | Polytube | 1938 | Yes |  | 2024-02-16 |  | Non-lead
047320 | 1150 BULEVAR DE PALMAS |  | Unknown, Non-Lead | Yes |  | 2022-02-09 |  | Unknown, Non-Lead | 2004 | Yes |  | 2022-02-09 |  | Non-lead
047321 | 3323 DONALD AVE |  | Unknown, Non-Lead | No |  |  |  | Unknown, Non-Lead | 2000 | No |  |  |  | Non-lead
047322 | 3327 DONALD AVE |  | Unknown, Non-Lead | No |  |  |  | Unknown, Non-Lead | 2000 | No |  |  |  | Non-lead
047323 | 3331 DONALD AVE |  | Unknown, Non-Lead | No |  |  |  | Unknown, Non-Lead | 2000 | No |  |  |  | Non-lead
047324 | 3335 DONALD AVE |  | Unknown, Non-Lead | Yes |  | 2020-08-25 |  | Unknown, Non-Lead | 2000 | Yes |  | 2020-08-25 |  | Non-lead
047325 | 3339 DONALD AVE |  | Unknown, Non-Lead | No |  |  |  | Unknown, Non-Lead | 2000 | No |  |  |  | Non-lead
047326 | 3343 DONALD AVE |  | Unknown, Non-Lead | No |  |  |  | Unknown, Non-Lead | 2000 | No |  |  |  | Non-lead
047327 | 3347 DONALD AVE |  | Polytube | No |  |  |  | PVC | 2000 | No |  |  |  | Non-lead
047328 | 362 W SANDY CIRCLE |  | Polytube | Yes |  | 2022-12-06 |  | PVC | 1979 | Yes |  | 2022-12-06 |  | Non-lead
047329 | 17173 BUTTONWOOD DR W |  | Unknown, Non-Lead | Yes |  | 2019-12-18 |  | Unknown, Non-Lead | 1999 | Yes |  | 2019-12-18 |  | Non-lead
047330 | 320 LAGUNA Ave |  | Unknown, Non-Lead | Yes |  | 2021-06-01 |  | Polytube | 1999 | Yes |  | 2021-06-01 |  | Non-lead
047331 | 22956 JOHN AVERY LANE |  | Unknown, Non-Lead | Yes |  | 2016-12-30 |  | Unknown, Non-Lead | 2000 | Yes |  | 2016-12-30 |  | Non-lead
047332 | 19 SUNSET KEY DR |  | Unknown, Non-Lead | No |  |  |  | Unknown, Non-Lead | 2000 | No |  |  |  | Non-lead
047333 | 149 TEQUESTA ST |  | Unknown, Non-Lead | Yes |  | 2020-04-30 |  | Unknown, Non-Lead | 2001 | Yes |  | 2020-04-30 |  | Non-lead
047334 | 85994 OVERSEAS HWY |  | Unknown, Non-Lead | Yes |  | 2020-12-28 |  | Unknown, Non-Lead | 1997 | Yes |  | 2020-12-28 |  | Non-lead
047335 | 113 OLEANDER CR |  | Unknown, Non-Lead | Yes |  | 2024-03-04 |  | PVC | 1988 | Yes |  | 2024-03-04 |  | Non-lead
047336 | 89 MARINA AVE |  | Unknown, Non-Lead | Yes |  | 2020-04-27 |  | Unknown, Non-Lead | 1999 | Yes |  | 2020-04-27 |  | Non-lead
047337 | 35 BAHAMA AVE |  | Unknown, Non-Lead | Yes |  | 2022-10-07 |  | Unknown, Non-Lead | 1999 | Yes |  | 2022-10-07 |  | Non-lead
047338 | ACROSS IRRIG 245 GOLF CLUB DR |  | Unknown, Non-Lead | Yes |  | 2017-11-28 |  | Unknown, Non-Lead | 1996 | Yes |  | 2017-11-28 |  | Non-lead
047339 | FIRE METER 1805 STAPLES AVE |  | Unknown, Non-Lead | No |  |  |  | Unknown, Non-Lead | 1998 | No |  |  |  | Non-lead
047340 | 20711 2ND WEST AVE |  | Unknown, Non-Lead | Yes |  | 2019-09-04 |  | Unknown, Non-Lead | 1999 | Yes |  | 2019-09-04 |  | Non-lead
047341 | 774 BLACKBEARD RD |  | Unknown, Non-Lead | Yes |  | 2018-03-09 |  | PVC | 1995 | Yes |  | 2018-03-09 |  | Non-lead
047342 | 3618 N ROOSEVELT BLVD |  | Polytube | Yes |  | 2023-07-18 |  | Copper | 1965 | Yes |  | 2023-07-18 |  | Non-lead
047343 | 2ND ST |  | Polytube | Yes |  | 2023-05-02 |  | PVC | 1975 | Yes |  | 2023-05-02 |  | Non-lead
047344 | 31042 AVENUE J |  | Polytube | Yes |  | 2023-07-17 |  | PVC | 1987 | Yes |  | 2023-07-17 |  | Non-lead
047345 | 62 COCO PLUM DR |  | Polytube | Yes |  | 2024-02-01 |  | PVC |  | Yes |  | 2024-02-01 |  | Non-lead
047346 | HARBOR VILLAGE DR |  | Stainless | Yes |  | 2022-10-22 |  | PVC | 1961 | Yes |  | 2022-10-22 |  | Non-lead
047347 | LOT 051 1571 OVERSEAS HWY |  | PVC | Yes |  | 2022-11-28 |  | PVC | 1952 | Yes |  | 2022-11-28 |  | Non-lead
047348 | 30149 POINCIANA RD |  | Polytube | Yes |  | 2022-11-21 |  | PVC | 1972 | Yes |  | 2022-11-21 |  | Non-lead
047349 | 99 HILTON HAVEN RD |  | Polytube | Yes |  | 2024-07-10 |  | Polytube | 1959 | Yes |  | 2024-07-10 |  | Non-lead
047350 | END DONALD ST EX |  | Unknown, Non-Lead | Yes |  | 2017-07-24 |  | Unknown, Non-Lead | 2000 | Yes |  | 2017-07-24 |  | Non-lead
047351 | APT REAR 3606 EAGLE AVE |  | Polytube | Yes |  | 2022-06-14 |  | PVC | 1955 | Yes |  | 2022-06-14 |  | Non-lead
047352 | APT 1 806 FLORIDA ST |  | Polytube | Yes |  | 2023-05-04 |  | PVC | 1953 | Yes |  | 2023-05-04 |  | Non-lead
047353 | APT 3 806 FLORIDA ST |  | Polytube | Yes |  | 2023-05-04 |  | PVC | 1938 | Yes |  | 2023-05-04 |  | Non-lead
047354 | APT 4 806 FLORIDA ST |  | Polytube | Yes |  | 2023-05-04 |  | PVC | 1953 | Yes |  | 2023-05-04 |  | Non-lead
047355 | APT 5 806 FLORIDA ST |  | Polytube | Yes |  | 2023-05-04 |  | PVC | 1953 | Yes |  | 2023-05-04 |  | Non-lead
047356 | COMMON AREA 806 FLORIDA ST |  | Polytube | Yes |  | 2022-08-30 |  | PVC | 1938 | Yes |  | 2022-08-30 |  | Non-lead
047357 | 2603 GULF VIEW DR |  | Unknown, Non-Lead | Yes |  | 2016-12-06 |  | Unknown, Non-Lead | 1999 | Yes |  | 2016-12-06 |  | Non-lead
047358 | 2605 GULF VIEW DR |  | Unknown, Non-Lead | Yes |  | 2024-09-30 |  | Unknown, Non-Lead | 1999 | Yes |  | 2024-09-30 |  | Non-lead
047359 | 2607 GULF VIEW DR |  | Unknown, Non-Lead | No |  |  |  | Unknown, Non-Lead | 1999 | No |  |  |  | Non-lead
047360 | 2331 PENSACOLA RD |  | Polytube | Yes |  | 2023-01-10 |  | PVC | 1984 | Yes |  | 2023-01-10 |  | Non-lead
047361 | 6 FISHERMANS TRL L |  | Unknown, Non-Lead | Yes |  | 2019-07-24 |  | Unknown, Non-Lead | 1999 | Yes |  | 2019-07-24 |  | Non-lead
047362 | 205 S HARBOR DR |  | Unknown, Non-Lead | Yes |  | 2019-08-23 |  | Unknown, Non-Lead | 2000 | Yes |  | 2019-08-23 |  | Non-lead
047363 | 245 OLEANDER PRT TRT DR |  | Unknown, Non-Lead | Yes |  | 2022-02-09 |  | Unknown, Non-Lead | 2010 | Yes |  | 2022-02-09 |  | Non-lead
047364 | 900 MORRIS AVE |  | Polytube | Yes |  | 2023-10-25 |  | PVC | 1960 | Yes |  | 2023-10-25 |  | Non-lead
047365 | 901 PLANTATION RD |  | Unknown, Non-Lead | Yes |  | 2018-09-26 |  | Unknown, Non-Lead | 1999 | Yes |  | 2018-09-26 |  | Non-lead
047366 | 182 E CAHILL RD |  | Unknown, Non-Lead | Yes |  | 2018-09-24 |  | Unknown, Non-Lead | 1999 | Yes |  | 2018-09-24 |  | Non-lead
047367 | 2629 GULFVIEW DR |  | Unknown, Non-Lead | No |  |  |  | Unknown, Non-Lead | 1999 | No |  |  |  | Non-lead
047368 | 172 HARBORVIEW DR |  | Polytube | Yes |  | 2023-05-15 |  | PVC | 2000 | Yes |  | 2023-05-15 |  | Non-lead
047369 | 180 JASMINE ST |  | Unknown, Non-Lead | No |  |  |  | Unknown, Non-Lead | 1999 | No |  |  |  | Non-lead
047370 | 104 VALJEAN LN |  | Unknown, Non-Lead | Yes |  | 2022-03-22 |  | PVC | 1999 | Yes |  | 2022-03-22 |  | Non-lead
047371 | 39 THATCH PALM WAY |  | Unknown, Non-Lead | Yes |  | 2018-10-29 |  | Unknown, Non-Lead | 2000 | Yes |  | 2018-10-29 |  | Non-lead
047372 | 32 BONEFISH AVE |  | Unknown, Non-Lead | Yes |  | 2018-10-29 |  | Unknown, Non-Lead | 2000 | Yes |  | 2018-10-29 |  | Non-lead
047373 | 64 SUNSET KEY DR |  | Unknown, Non-Lead | No |  |  |  | Unknown, Non-Lead | 1997 | No |  |  |  | Non-lead
047374 | 352 BOCA CHICA RD |  | Polytube | Yes |  | 2024-02-05 |  | PVC | 1970 | Yes |  | 2024-02-05 |  | Non-lead
047375 | 20813 4TH WEST AVE |  | Unknown, Non-Lead | Yes |  | 2018-01-26 |  | PVC | 2001 | Yes |  | 2018-01-26 |  | Non-lead
047376 | IRRIG CUL DE SAC . NOAH LN |  | Polytube | Yes |  | 2023-09-06 |  | PVC |  | Yes |  | 2023-09-06 |  | Non-lead
047377 | 350 E SANDY CIR |  | Polytube | Yes |  | 2024-03-26 |  | PVC | 1970 | Yes |  | 2024-03-26 |  | Non-lead
047378 | 106 VILLABELLA DR |  | Polytube | Yes |  | 2022-06-21 |  | PVC | 1973 | Yes |  | 2022-06-21 |  | Non-lead
047379 | 182 ORLANDO DR |  | Polytube | Yes |  | 2022-06-13 |  | PVC | 1974 | Yes |  | 2022-06-13 |  | Non-lead
047380 | 20 ABACO RD |  | Unknown, Non-Lead | Yes |  | 2021-05-10 |  | Unknown, Non-Lead | 1999 | Yes |  | 2021-05-10 |  | Non-lead
047381 | 8 SEXTON WAY |  | Polytube | Yes |  | 2022-07-25 |  | PVC | 1966 | Yes |  | 2022-07-25 |  | Non-lead
047383 | DOCKS 16 HILTON HAVEN RD |  | Polytube | Yes |  | 2022-10-25 |  | PVC | 1958 | Yes |  | 2022-10-25 |  | Non-lead
047384 | 1620 BUTTONWOOD DR |  | Polytube | Yes |  | 2022-12-15 |  | PVC | 1974 | Yes |  | 2022-12-15 |  | Non-lead
047385 | 17 SUNSET KEY DR |  | Unknown, Non-Lead | No |  |  |  | Unknown, Non-Lead | 1997 | No |  |  |  | Non-lead
047386 | 1104 SOUTH ST |  | Polytube | Yes |  | 2023-05-04 |  | PVC | 1999 | Yes |  | 2023-05-04 |  | Non-lead
047388 | 7037 HARBOR VILLAGE DR |  | Polytube | Yes |  | 2023-11-06 |  | PVC | 2000 | Yes |  | 2023-11-06 |  | Non-lead
047389 | 7038 HARBOR VILLAGE DR |  | Unknown, Non-Lead | Yes |  | 2019-09-30 |  | Unknown, Non-Lead | 1999 | Yes |  | 2019-09-30 |  | Non-lead
047390 | 7039 HARBOR VILLAGE DR |  | Unknown, Non-Lead | No |  |  |  | Unknown, Non-Lead | 1999 | No |  |  |  | Non-lead
047391 | 7040 HARBOR VILLAGE DR |  | Copper | Yes |  | 2023-04-12 |  | PVC | 1961 | Yes |  | 2023-04-12 |  | Non-lead
047392 | 7041 HARBOR VILLAGE DR |  | Unknown, Non-Lead | Yes |  | 2023-08-23 |  | Unknown, Non-Lead | 1999 | Yes |  | 2023-08-23 |  | Non-lead
047393 | 7042 HARBOR VILLAGE DR |  | Unknown, Non-Lead | Yes |  | 2023-10-06 |  | Unknown, Non-Lead | 1999 | Yes |  | 2023-10-06 |  | Non-lead
047394 | 120 13TH ST |  | Unknown, Non-Lead | Yes |  | 2024-01-05 |  | PVC | 1994 | Yes |  | 2024-01-05 |  | Non-lead
047395 | 327 SAWYER DR |  | Polytube | Yes |  | 2023-07-28 |  | PVC | 2000 | Yes |  | 2023-07-28 |  | Non-lead
047396 | 341 2ND ST |  | Unknown, Non-Lead | Yes |  | 2023-10-06 |  | PVC | 1992 | Yes |  | 2023-10-06 |  | Non-lead
047397 | 128 W SHORE DR |  | Unknown | Yes |  | 2018-08-13 |  | PVC | 1958 | Yes |  | 2018-08-13 |  | Non-lead
047398 | STE 107 700 FRONT ST |  | Polytube | Yes |  | 2022-10-28 |  | PVC | 1953 | Yes |  | 2022-10-28 |  | Non-lead
047399 | STE 106 700 FRONT ST |  | Polytube | Yes |  | 2022-10-31 |  | PVC | 1953 | Yes |  | 2022-10-31 |  | Non-lead
047400 | 700 FRONT ST |  | Polytube | Yes |  | 2022-10-31 |  | PVC | 1953 | Yes |  | 2022-10-31 |  | Non-lead
047401 | 22954 JOHN SILVER LN |  | Unknown, Non-Lead | Yes |  | 2023-08-28 |  | Unknown, Non-Lead | 2000 | Yes |  | 2023-08-28 |  | Non-lead
047402 | 1263 KEY DEER BLVD |  | Polytube | Yes |  | 2024-05-29 |  | PVC | 1978 | Yes |  | 2024-05-29 |  | Non-lead
047403 | 204- 206 FLEMING ST |  | Polytube | Yes |  | 2024-03-06 |  | PVC |  | Yes |  | 2024-03-06 |  | Non-lead
047404 | 137 SAPODILLA DR |  | Unknown, Non-Lead | Yes |  | 2019-06-18 |  | Unknown, Non-Lead | 2000 | Yes |  | 2019-06-18 |  | Non-lead
047405 | 106150 OVERSEAS HWY |  | Unknown, Non-Lead | No |  |  |  | Unknown, Non-Lead | 1988 | No |  |  |  | Non-lead
047406 | TR 13&14 99530 OVERSEAS HWY |  | Polytube | Yes |  | 2024-04-29 |  | Copper | 1960 | Yes |  | 2024-04-29 |  | Non-lead
047407 | TR 13&14 99530 OVERSEAS HWY |  | Polytube | Yes |  | 2023-02-01 |  | Copper | 1946 | Yes |  | 2023-02-01 |  | Non-lead
047408 | 137 NAUTILUS DR |  | Unknown, Non-Lead | Yes |  | 2022-01-06 |  | PVC | 1999 | Yes |  | 2022-01-06 |  | Non-lead
047409 | 135 CUTLASS LANE |  | Unknown, Non-Lead | Yes |  | 2017-05-24 |  | Unknown, Non-Lead | 1999 | Yes |  | 2017-05-24 |  | Non-lead
047410 | 3990 S ROOSEVELT BLVD |  | Unknown, Non-Lead | Yes |  | 2022-06-09 |  | No Piping | 1975 | Yes |  | 2022-06-09 |  | Non-lead
047411 | 371 5TH ST |  | Polytube | Yes |  | 2022-05-03 |  | PVC | 1999 | Yes |  | 2022-05-03 |  | Non-lead
047412 | 361 5TH St |  | Unknown, Non-Lead | Yes |  | 2023-06-22 |  | PVC | 1999 | Yes |  | 2023-06-22 |  | Non-lead
047413 | POOL SUNSET VILLAGE Dr |  | Unknown | Yes |  | 2022-10-22 |  | PVC | 1961 | Yes |  | 2022-10-22 |  | Lead Status Unknown
047414 | 5067 SUNSET VILLAGE DR |  | Unknown, Non-Lead | Yes |  | 2024-02-05 |  | Unknown, Non-Lead | 1999 | Yes |  | 2024-02-05 |  | Non-lead
047415 | 5061 SUNSET VILLAGE DR |  | Unknown, Non-Lead | Yes |  | 2021-05-10 |  | Unknown, Non-Lead | 1999 | Yes |  | 2021-05-10 |  | Non-lead
047416 | 501 W SANDY CIRCLE LT |  | Polytube | Yes |  | 2024-04-25 |  | PVC |  | Yes |  | 2024-04-25 |  | Non-lead
047417 | 1167 BASQUE LANE |  | Unknown, Non-Lead | Yes |  | 2020-03-11 |  | Unknown, Non-Lead | 1995 | Yes |  | 2020-03-11 |  | Non-lead
047418 | 5062 SUNSET VILLAGE DR |  | Unknown, Non-Lead | Yes |  | 2021-12-06 |  | Unknown, Non-Lead | 1999 | Yes |  | 2021-12-06 |  | Non-lead
047419 | 5063 SUNSET VILLAGE DR |  | Unknown, Non-Lead | No |  |  |  | Unknown, Non-Lead | 1999 | No |  |  |  | Non-lead
047420 | 5064 SUNSET VILLAGE DR |  | Unknown, Non-Lead | No |  |  |  | PVC | 1999 | No |  |  |  | Non-lead
047421 | 5065 SUNSET VILLAGE DR |  | Unknown, Non-Lead | Yes |  | 2019-02-11 |  | PVC | 1999 | Yes |  | 2019-02-11 |  | Non-lead
047422 | 5066 SUNSET VILLAGE DR |  | Unknown, Non-Lead | Yes |  | 2022-04-20 |  | Unknown, Non-Lead | 1999 | Yes |  | 2022-04-20 |  | Non-lead
047423 | 4681 OVERSEAS Hwy |  | Unknown | Yes |  | 2023-02-13 |  | Unknown | 1985 | Yes |  | 2023-02-13 |  | Lead Status Unknown
047424 | 180 14TH ST |  | Unknown, Non-Lead | Yes |  | 2023-11-09 |  | PVC | 2000 | Yes |  | 2023-11-09 |  | Non-lead
047425 | 30650 15TH ST |  | Unknown, Non-Lead | Yes |  | 2023-08-25 |  | Unknown, Non-Lead | 1997 | Yes |  | 2023-08-25 |  | Non-lead
047426 | 66 COCO PLUM DR |  | Unknown, Non-Lead | Yes |  | 2021-09-27 |  | Unknown, Non-Lead | 2002 | Yes |  | 2021-09-27 |  | Non-lead
047427 | 761 11TH ST |  | Unknown, Non-Lead | Yes |  | 2024-03-13 |  | PVC | 2000 | Yes |  | 2024-03-13 |  | Non-lead
047428 | 217 CUPON BIGHT RD |  | Polytube | Yes |  | 2023-03-08 |  | PVC | 1988 | Yes |  | 2023-03-08 |  | Non-lead
047429 | LOT 16 24863 OVERSEAS HWY |  | Unknown, Non-Lead | Yes |  | 2020-02-03 |  | Unknown, Non-Lead | 2015 | Yes |  | 2020-02-03 |  | Non-lead
047430 | LOT 21 24863 OVERSEAS HWY |  | Polytube | Yes |  | 2017-08-08 |  | PVC | 2015 | Yes |  | 2017-08-08 |  | Non-lead
047431 | 12 24863 OVERSEAS HWY |  | Polytube | Yes |  | 2023-08-28 |  | PVC | 1953 | Yes |  | 2023-08-28 |  | Non-lead
047432 | LOT 11 24863 OVERSEAS HWY |  | Polytube | Yes |  | 2023-04-25 |  | PVC | 1980 | Yes |  | 2023-04-25 |  | Non-lead
047433 | 170 NAUTILUS DR |  | Unknown, Non-Lead | Yes |  | 2018-09-18 |  | Unknown, Non-Lead | 1999 | Yes |  | 2018-09-18 |  | Non-lead
047434 | 21 EXUMA RD (MARINA DOCK) |  | Polytube | Yes |  | 2022-10-03 |  | PVC | 1962 | Yes |  | 2022-10-03 |  | Non-lead
047435 | 21 GARDEN COVE DR |  | Polytube | Yes |  | 2024-07-31 |  | PVC | 1962 | Yes |  | 2024-07-31 |  | Non-lead
047436 | SPRINKLER 41 CARD SOUND RD |  | Unknown, Non-Lead | Yes |  | 2019-08-14 |  | PVC | 2000 | Yes |  | 2019-08-14 |  | Non-lead
047437 | 155 BOUGANVILLA ST |  | Unknown, Non-Lead | Yes |  | 2018-08-06 |  | Polytube | 2000 | Yes |  | 2018-08-06 |  | Non-lead
047438 | 70 SUNSET KEY DR |  | Polytube | Yes |  | 2023-04-06 |  | PVC | 1997 | Yes |  | 2023-04-06 |  | Non-lead
047439 | 69 SUNSET KEY DR |  | Polytube | Yes |  | 2022-05-13 |  | PVC | 1997 | Yes |  | 2022-05-13 |  | Non-lead
047440 | 81 CANNON ROYAL DR |  | Unknown, Non-Lead | Yes |  | 2024-10-02 |  | Unknown, Non-Lead | 2001 | Yes |  | 2024-10-02 |  | Non-lead
047442 | 196 GOLF CLUB DR |  | Unknown, Non-Lead | Yes |  | 2021-11-01 |  | Unknown, Non-Lead | 1999 | Yes |  | 2021-11-01 |  | Non-lead
047443 | 236 GOLF CLUB DRIVE |  | Unknown, Non-Lead | Yes |  | 2020-11-02 |  | Unknown, Non-Lead | 1999 | Yes |  | 2020-11-02 |  | Non-lead
047444 | APT 102 1185 20TH ST |  | Polytube | Yes |  | 2021-12-15 |  | PVC | 1999 | Yes |  | 2021-12-15 |  | Non-lead
047445 | APT 103 1185 20TH ST |  | Unknown, Non-Lead | Yes |  | 2019-07-31 |  | Unknown, Non-Lead | 1999 | Yes |  | 2019-07-31 |  | Non-lead
047446 | APT 104 1185 20TH ST |  | Unknown, Non-Lead | Yes |  | 2024-09-05 |  | Unknown, Non-Lead | 1999 | Yes |  | 2024-09-05 |  | Non-lead
047447 | APT 105 1185 20TH ST |  | Polytube | Yes |  | 2022-05-12 |  | PVC | 1999 | Yes |  | 2022-05-12 |  | Non-lead
047448 | APT 106 1185 20TH ST |  | Unknown, Non-Lead | No |  |  |  | Unknown, Non-Lead | 1999 | No |  |  |  | Non-lead
047449 | APT 107 1185 20TH ST |  | Unknown, Non-Lead | Yes |  | 2021-06-21 |  | Unknown, Non-Lead | 1999 | Yes |  | 2021-06-21 |  | Non-lead
047450 | APT 108 1185 20TH ST |  | Unknown, Non-Lead | Yes |  | 2024-07-22 |  | Unknown, Non-Lead | 1999 | Yes |  | 2024-07-22 |  | Non-lead
047451 | APT 201 1185 20TH ST |  | Polytube | Yes |  | 2020-07-22 |  | PVC | 1999 | Yes |  | 2020-07-22 |  | Non-lead
047452 | APT 202 1185 20TH ST |  | Polytube | Yes |  | 2022-05-12 |  | PVC | 1999 | Yes |  | 2022-05-12 |  | Non-lead
047453 | APT 203 1185 20TH ST |  | Polytube | Yes |  | 2022-05-12 |  | PVC | 1999 | Yes |  | 2022-05-12 |  | Non-lead
047454 | APT 204 1185 20TH ST |  | Polytube | Yes |  | 2022-05-12 |  | PVC | 1999 | Yes |  | 2022-05-12 |  | Non-lead
047455 | APT 205 1185 20TH ST |  | Polytube | Yes |  | 2024-04-12 |  | PVC | 1999 | Yes |  | 2024-04-12 |  | Non-lead
047456 | APT 206 1185 20TH ST |  | Polytube | Yes |  | 2024-02-23 |  | PVC | 1999 | Yes |  | 2024-02-23 |  | Non-lead
047457 | APT 207 1185 20TH ST |  | Unknown, Non-Lead | Yes |  | 2019-09-23 |  | PVC | 1999 | Yes |  | 2019-09-23 |  | Non-lead
047458 | APT 208 1185 20TH ST |  | Polytube | Yes |  | 2023-03-20 |  | PVC | 1999 | Yes |  | 2023-03-20 |  | Non-lead
047459 | 44 SUNSET KEY DR |  | Unknown, Non-Lead | Yes |  | 2022-04-08 |  | Unknown, Non-Lead | 1998 | Yes |  | 2022-04-08 |  | Non-lead
047460 | COMMON AREA 3323 DONALD AVE |  | Polytube | Yes |  | 2024-05-24 |  | PVC | 2000 | Yes |  | 2024-05-24 |  | Non-lead
047461 | 1559 5TH ST |  | Unknown, Non-Lead | Yes |  | 2024-07-10 |  | Unknown, Non-Lead | 2004 | Yes |  | 2024-07-10 |  | Non-lead
047462 | 30315 RACOON RUN |  | Unknown, Non-Lead | Yes |  | 2020-02-04 |  | Unknown, Non-Lead | 1997 | Yes |  | 2020-02-04 |  | Non-lead
047463 | 19346 MAD BOB RD |  | Polytube | Yes |  | 2023-01-13 |  | PVC | 1965 | Yes |  | 2023-01-13 |  | Non-lead
047464 | EAST 827 CARIBBEAN DR |  | Unknown, Non-Lead | Yes |  | 2018-09-28 |  | Unknown, Non-Lead | 2019 | Yes |  | 2018-09-28 |  | Non-lead
047465 | 1032 SPANISH MAIN DR |  | Polytube | Yes |  | 2022-12-28 |  | PVC | 1987 | Yes |  | 2022-12-28 |  | Non-lead
047466 | LSIDE 570 11TH ST |  | Unknown, Non-Lead | Yes |  | 2020-03-30 |  | PVC | 2000 | Yes |  | 2020-03-30 |  | Non-lead
047467 | RSIDE 560 11TH ST |  | Unknown, Non-Lead | Yes |  | 2018-09-17 |  | Unknown, Non-Lead | 2000 | Yes |  | 2018-09-17 |  | Non-lead
047468 | 426 E OCEAN DR |  | Polytube | Yes |  | 2022-10-22 |  | PVC | 1968 | Yes |  | 2022-10-22 |  | Non-lead
047469 | 581 11TH ST |  | Copper | Yes |  | 2023-04-04 |  | Copper | 1999 | Yes |  | 2023-04-04 |  | Non-lead
047470 | 400 11TH St |  | Polytube | Yes |  | 2022-10-22 |  | PVC | 1966 | Yes |  | 2022-10-22 |  | Non-lead
047471 | 61 SUNSET KEY DR |  | Unknown, Non-Lead | Yes |  | 2024-06-05 |  | Unknown, Non-Lead | 1997 | Yes |  | 2024-06-05 |  | Non-lead
047472 | 20821 AVE EIGHT WEST |  | Unknown, Non-Lead | Yes |  | 2017-07-03 |  | Unknown, Non-Lead | 1993 | Yes |  | 2017-07-03 |  | Non-lead
047473 | 241 PALMETTO AVE |  | Polytube | Yes |  | 2023-05-23 |  | PVC | 1973 | Yes |  | 2023-05-23 |  | Non-lead
047474 | 1195 HAKLUYT LANE |  | Polytube | Yes |  | 2022-12-28 |  | PVC | 1984 | Yes |  | 2022-12-28 |  | Non-lead
047477 | UNIT 8 3414 DUCK AVE |  | Copper | Yes |  | 2023-05-04 |  | Copper | 1945 | Yes |  | 2023-05-04 |  | Non-lead
047478 | 3430 DUCK UNIT 102 AVE |  | Copper | Yes |  | 2023-05-04 |  | Copper | 1945 | Yes |  | 2023-05-04 |  | Non-lead
047479 | 3430 DUCK AVE |  | Polytube | Yes |  | 2023-05-04 |  | Copper | 1945 | Yes |  | 2023-05-04 |  | Non-lead
047480 | 3434 DUCK AVE |  | Copper | Yes |  | 2023-05-04 |  | Copper |  | Yes |  | 2023-05-04 |  | Non-lead
047481 | 3436 DUCK AVE |  | Polytube | Yes |  | 2022-09-14 |  | PVC | 1945 | Yes |  | 2022-09-14 |  | Non-lead
047482 | #2 3436 DUCK AVE |  | Copper | Yes |  | 2023-05-04 |  | Copper | 1945 | Yes |  | 2023-05-04 |  | Non-lead
047483 | UNIT 1 3438 DUCK AVE |  | Copper | Yes |  | 2022-09-08 |  | Copper | 1945 | Yes |  | 2022-09-08 |  | Non-lead
047484 | 459 PATTISON DR |  | Unknown, Non-Lead | Yes |  | 2023-05-23 |  | Unknown, Non-Lead | 2000 | Yes |  | 2023-05-23 |  | Non-lead
047485 | 5 HARDWOOD HAMMOCK DR |  | Unknown, Non-Lead | Yes |  | 2020-12-14 |  | Unknown, Non-Lead | 1997 | Yes |  | 2020-12-14 |  | Non-lead
047486 | 6 HARDWOOD HAMMOCK DR |  | Polytube | Yes |  | 2024-04-24 |  | PVC | 1997 | Yes |  | 2024-04-24 |  | Non-lead
047487 | 7 HARDWOOD HAMMOCK DR |  | PVC | Yes |  | 2022-06-24 |  | Polytube | 1997 | Yes |  | 2022-06-24 |  | Non-lead
047488 | 8 HARDWOOD HAMMOCK DR |  | Unknown, Non-Lead | Yes |  | 2019-02-11 |  | PVC | 1997 | Yes |  | 2019-02-11 |  | Non-lead
047489 | 515 N JADE DR |  | Polytube | Yes |  | 2023-02-02 |  | PVC | 1978 | Yes |  | 2023-02-02 |  | Non-lead
047491 | 30420 RACOON RUN |  | Polytube | Yes |  | 2023-02-21 |  | PVC | 1976 | Yes |  | 2023-02-21 |  | Non-lead
047492 | 2460 PENSACOLA RD |  | Polytube | Yes |  | 2023-01-10 |  | PVC | 1985 | Yes |  | 2023-01-10 |  | Non-lead
047493 | 30551 LYTTONS WAY |  | Polytube | Yes |  | 2024-07-10 |  | PVC | 1984 | Yes |  | 2024-07-10 |  | Non-lead
047494 | RIGHT 320 9TH ST |  | Polytube | Yes |  | 2022-10-22 |  | PVC | 1982 | Yes |  | 2022-10-22 |  | Non-lead
047495 | LEFT 330 9TH ST |  | Unknown, Non-Lead | Yes |  | 2017-05-30 |  | Unknown, Non-Lead | 1999 | Yes |  | 2017-05-30 |  | Non-lead
047496 | 2349 PENSACOLA RD |  | Polytube | Yes |  | 2023-01-10 |  | PVC | 1976 | Yes |  | 2023-01-10 |  | Non-lead
047499 | 37 S BOUNTY LN |  | Polytube | Yes |  | 2023-01-06 |  | PVC | 1977 | Yes |  | 2023-01-06 |  | Non-lead
047500 | 54 MUTINY PL |  | Unknown, Non-Lead | Yes |  | 2024-09-25 |  | Unknown, Non-Lead | 2000 | Yes |  | 2024-09-25 |  | Non-lead
047501 | 269 SUNSET DR |  | Unknown, Non-Lead | No |  |  |  | Unknown, Non-Lead | 1995 | No |  |  |  | Non-lead
047502 | 108 SEAGULL LANE |  | Polytube | Yes |  | 2022-07-19 |  | PVC | 1984 | Yes |  | 2022-07-19 |  | Non-lead
047503 | 8 N PELICAN DR |  | Unknown, Non-Lead | Yes |  | 2018-08-07 |  | Unknown, Non-Lead | 2004 | Yes |  | 2018-08-07 |  | Non-lead
047504 | 500&506 FLEMING ST |  | Unknown | Yes |  | 2022-09-26 |  | Unknown | 1900 | Yes |  | 2022-09-26 |  | Lead Status Unknown
047505 | 1400 DUVAL ST |  | Unknown | Yes |  | 2022-09-26 |  | Unknown | 1941 | Yes |  | 2022-09-26 |  | Lead Status Unknown
047506 | 1310 PETRONIA ST |  | Polytube | Yes |  | 2022-09-06 |  | PVC | 1972 | Yes |  | 2022-09-06 |  | Non-lead
047507 | 700 FRONT ST |  | Polytube | Yes |  | 2022-10-31 |  | PVC | 1953 | Yes |  | 2022-10-31 |  | Non-lead
047508 | 31005 I AVE |  | Polytube | Yes |  | 2023-04-21 |  | PVC | 1972 | Yes |  | 2023-04-21 |  | Non-lead
047509 | AIRPORT S ROOSEVELT BLVD |  | Unknown, Non-Lead | Yes |  | 2022-07-15 |  | No Piping | 1862 | Yes |  | 2022-07-15 |  | Non-lead
047510 | 30555 21ST ST |  | Polytube | Yes |  | 2023-09-29 |  | PVC | 1976 | Yes |  | 2023-09-29 |  | Non-lead
047511 | 17041 MARLIN DR |  | Unknown, Non-Lead | No |  |  |  | Unknown, Non-Lead | 1995 | No |  |  |  | Non-lead
047512 | 706 E CARIBBEAN DR |  | Polytube | Yes |  | 2023-04-24 |  | PVC | 1983 | Yes |  | 2023-04-24 |  | Non-lead
047513 | 1223 MARGARET ST |  | Unknown, Non-Lead | No |  |  |  | Unknown, Non-Lead | 1999 | No |  |  |  | Non-lead
047514 | 17145 WAHOO LN |  | Unknown, Non-Lead | No |  |  |  | Unknown, Non-Lead | 1999 | No |  |  |  | Non-lead
047517 | 481 8TH ST |  | Unknown, Non-Lead | Yes |  | 2022-04-07 |  | PVC | 2001 | Yes |  | 2022-04-07 |  | Non-lead
047518 | RIGHT 240 9TH ST |  | Polytube | Yes |  | 2022-10-22 |  | PVC | 1968 | Yes |  | 2022-10-22 |  | Non-lead
047519 | 2355 PENSACOLA RD |  | Polytube | Yes |  | 2023-04-17 |  | PVC | 1985 | Yes |  | 2023-04-17 |  | Non-lead
047520 | 31410 WARNER ST |  | Polytube | Yes |  | 2022-07-15 |  | PVC | 1985 | Yes |  | 2022-07-15 |  | Non-lead
047521 | 119 S ROLLINGHILL RD |  | Polytube | Yes |  | 2022-08-25 |  | PVC | 2001 | Yes |  | 2022-08-25 |  | Non-lead
047522 | UNIT 1 400 CORAL LN |  | Unknown, Non-Lead | Yes |  | 2016-10-07 |  | Unknown, Non-Lead | 2001 | Yes |  | 2016-10-07 |  | Non-lead
047523 | 410 CORAL LN |  | Unknown, Non-Lead | Yes |  | 2020-03-20 |  | Unknown, Non-Lead | 2001 | Yes |  | 2020-03-20 |  | Non-lead
047524 | 394 OLEANDER DR |  | Polytube | Yes |  | 2024-09-04 |  | PVC | 2002 | Yes |  | 2024-09-04 |  | Non-lead
047525 | TRC . BAYBERRY LN |  | Unknown | Yes |  | 2022-07-07 |  | Unknown |  | Yes |  | 2022-07-07 |  | Lead Status Unknown
047526 | 62 SUNSET KEY DR |  | Unknown, Non-Lead | Yes |  | 2021-05-20 |  | Unknown, Non-Lead | 1997 | Yes |  | 2021-05-20 |  | Non-lead
047527 | 30631 15TH ST |  | Polytube | Yes |  | 2023-10-20 |  | PVC | 1986 | Yes |  | 2023-10-20 |  | Non-lead
047528 | 15 SUNSET KEY DR |  | Unknown, Non-Lead | Yes |  | 2022-05-06 |  | Unknown, Non-Lead | 2000 | Yes |  | 2022-05-06 |  | Non-lead
047529 | B140 5105 SUNSET VILLAGE DR |  | Unknown, Non-Lead | Yes |  | 2021-04-08 |  | PVC | 1999 | Yes |  | 2021-04-08 |  | Non-lead
047530 | #B144 5109 SUNSET VILLAGE DR |  | Unknown, Non-Lead | Yes |  | 2024-04-05 |  | PVC | 1999 | Yes |  | 2024-04-05 |  | Non-lead
047531 | 134 5099 SUNSET VILLAGE DR |  | Unknown, Non-Lead | Yes |  | 2022-01-05 |  | Unknown, Non-Lead | 1999 | Yes |  | 2022-01-05 |  | Non-lead
047532 | 5104 SUNSET VILLAGE DR |  | Unknown, Non-Lead | No |  |  |  | Unknown, Non-Lead | 1999 | No |  |  |  | Non-lead
047533 | 5074 SUNSET VILLAGE DR |  | Unknown, Non-Lead | No |  |  |  | Unknown, Non-Lead | 1999 | No |  |  |  | Non-lead
047534 | 5079 SUNSET VILLAGE DR |  | Unknown, Non-Lead | Yes |  | 2020-10-05 |  | Unknown, Non-Lead | 1999 | Yes |  | 2020-10-05 |  | Non-lead
047535 | 5106 SUNSET VLGE DR |  | Polytube | Yes |  | 2023-12-08 |  | PVC | 1999 | Yes |  | 2023-12-08 |  | Non-lead
047536 | 5107 SUNSET VILLAGE DR |  | Unknown, Non-Lead | No |  |  |  | Unknown, Non-Lead | 1999 | No |  |  |  | Non-lead
047537 | C143 5108 SUNSET VILLAGE DR |  | Unknown, Non-Lead | Yes |  | 2021-06-07 |  | Unknown, Non-Lead | 1999 | Yes |  | 2021-06-07 |  | Non-lead
047538 | 5100 SUNSET VILLAGE DR |  | Unknown, Non-Lead | No |  |  |  | Unknown, Non-Lead | 1999 | No |  |  |  | Non-lead
047539 | 5101 SUNSET VILLAGE DR |  | Unknown, Non-Lead | Yes |  | 2021-11-16 |  | PVC | 1999 | Yes |  | 2021-11-16 |  | Non-lead
047540 | 5102 SUNSET VILLAGE DR |  | Copper | Yes |  | 2022-07-11 |  | PVC | 1999 | Yes |  | 2022-07-11 |  | Non-lead
047541 | 5103 SUNSET VILLAGE |  | Unknown, Non-Lead | No |  |  |  | Unknown, Non-Lead | 1999 | No |  |  |  | Non-lead
047542 | 5075 SUNSET VILLAGE DR |  | Unknown, Non-Lead | Yes |  | 2020-11-03 |  | PVC | 1999 | Yes |  | 2020-11-03 |  | Non-lead
047543 | 5076 SUNSET VILLAGE DR |  | Unknown, Non-Lead | No |  |  |  | Unknown, Non-Lead | 1999 | No |  |  |  | Non-lead
047544 | 5077 SUNSET VILLAGE DR |  | Unknown, Non-Lead | Yes |  | 2023-09-22 |  | Unknown, Non-Lead | 1999 | Yes |  | 2023-09-22 |  | Non-lead
047545 | 5078 SUNSET VILLAGE DR |  | Unknown, Non-Lead | No |  |  |  | Unknown, Non-Lead | 1999 | No |  |  |  | Non-lead
047546 | 3 CANNON POINT RD |  | Polytube | Yes |  | 2022-07-05 |  | PVC | 2000 | Yes |  | 2022-07-05 |  | Non-lead
047547 | 144 HARBOR LN |  | Unknown, Non-Lead | Yes |  | 2022-04-20 |  | Unknown, Non-Lead | 2003 | Yes |  | 2022-04-20 |  | Non-lead
047548 | 22 JEWFISH AVE |  | Unknown, Non-Lead | No |  |  |  | Unknown, Non-Lead | 1999 | No |  |  |  | Non-lead
047549 | 75770 OVERSEAS HWY |  | Unknown, Non-Lead | Yes |  | 2022-01-20 |  | Unknown, Non-Lead | 2000 | Yes |  | 2022-01-20 |  | Non-lead
047550 | 600 CORAL LANE |  | Unknown, Non-Lead | Yes |  | 2022-03-07 |  | Unknown, Non-Lead | 2001 | Yes |  | 2022-03-07 |  | Non-lead
047551 | 1214 VON PHISTER ST |  | Unknown, Non-Lead | Yes |  | 2018-08-03 |  | Unknown, Non-Lead | 2002 | Yes |  | 2018-08-03 |  | Non-lead
047552 | APT 9 UP 3255 DUCK AVE |  | Unknown, Non-Lead | Yes |  | 2017-07-18 |  | Unknown, Non-Lead | 1990 | Yes |  | 2017-07-18 |  | Non-lead
047553 | 17175 ALLAMANDA DR |  | Unknown, Non-Lead | Yes |  | 2024-05-31 |  | Unknown, Non-Lead | 2001 | Yes |  | 2024-05-31 |  | Non-lead
047554 | 1624 1620 BERTHA ST |  | Polytube | Yes |  | 2022-11-10 |  | Copper | 1966 | Yes |  | 2022-11-10 |  | Non-lead
047555 | 1411 PINE ST |  | Unknown, Non-Lead | Yes |  | 2019-05-09 |  | Unknown, Non-Lead | 2000 | Yes |  | 2019-05-09 |  | Non-lead
047556 | 18 DRIFTWOOD DR |  | Polytube | Yes |  | 2019-07-01 |  | PVC | 2001 | Yes |  | 2019-07-01 |  | Non-lead
047557 | 631 THOMAS ST |  | Unknown, Non-Lead | Yes |  | 2016-10-03 |  | Unknown, Non-Lead | 1999 | Yes |  | 2016-10-03 |  | Non-lead
047558 | 71 SUNSET KEY DR |  | Unknown, Non-Lead | Yes |  | 2019-07-25 |  | Unknown, Non-Lead | 1997 | Yes |  | 2019-07-25 |  | Non-lead
047560 | 61 SPOONBILL WAY |  | Unknown, Non-Lead | Yes |  | 2020-05-04 |  | Unknown, Non-Lead | 1998 | Yes |  | 2020-05-04 |  | Non-lead
047561 | UNIT 2 46 SPOONBILL WAY |  | Unknown, Non-Lead | Yes |  | 2020-08-03 |  | Unknown, Non-Lead | 1999 | Yes |  | 2020-08-03 |  | Non-lead
047562 | UNIT 2 44 SPOONBILL WAY |  | Unknown, Non-Lead | No |  |  |  | Unknown, Non-Lead | 1999 | No |  |  |  | Non-lead
047563 | UNIT 1 40 SPOONBILL WAY |  | Unknown, Non-Lead | No |  |  |  | PVC | 1999 | No |  |  |  | Non-lead
047564 | UNIT 2 40 SPOONBILL WAY |  | Polytube | Yes |  | 2022-12-15 |  | PVC | 1999 | Yes |  | 2022-12-15 |  | Non-lead
047565 | UNIT 1 42 SPOONBILL WAY |  | Unknown, Non-Lead | No |  |  |  | Unknown, Non-Lead | 1999 | No |  |  |  | Non-lead
047566 | UNIT 2 42 SPOONBILL WAY |  | Unknown, Non-Lead | Yes |  | 2017-06-28 |  | Unknown, Non-Lead | 1999 | Yes |  | 2017-06-28 |  | Non-lead
047567 | 36 SPOONBILL WAY |  | Unknown, Non-Lead | Yes |  | 2017-04-26 |  | Unknown, Non-Lead | 1998 | Yes |  | 2017-04-26 |  | Non-lead
047568 | 38 SPOONBILL WAY |  | Unknown, Non-Lead | Yes |  | 2024-06-24 |  | Unknown, Non-Lead | 1999 | Yes |  | 2024-06-24 |  | Non-lead
047569 | 3 KINGS COVE RD |  | Polytube | Yes |  | 2024-09-20 |  | PVC | 2003 | Yes |  | 2024-09-20 |  | Non-lead
047570 | 185 PLANTATION SHORE DR |  | Unknown, Non-Lead | Yes |  | 2022-04-05 |  | Unknown, Non-Lead | 2000 | Yes |  | 2022-04-05 |  | Non-lead
047571 | 137 RIVIERA DR |  | Unknown, Non-Lead | No |  |  |  | Unknown, Non-Lead | 1999 | No |  |  |  | Non-lead
047572 | 510 CARIBBEAN DR |  | Unknown, Non-Lead | Yes |  | 2023-08-29 |  | Unknown, Non-Lead | 2002 | Yes |  | 2023-08-29 |  | Non-lead
047573 | 25 CINNAMON BARK LN |  | Polytube | Yes |  | 2022-01-24 |  | PVC | 2000 | Yes |  | 2022-01-24 |  | Non-lead
047574 | 889 ELLEN DR |  | Polytube | Yes |  | 2023-06-02 |  | Copper | 2004 | Yes |  | 2023-06-02 |  | Non-lead
047575 | 140 13TH ST |  | Unknown, Non-Lead | Yes |  | 2021-04-27 |  | PVC | 2001 | Yes |  | 2021-04-27 |  | Non-lead
047576 | 2942 CENTRAL AVE |  | Polytube | Yes |  | 2022-10-31 |  | PVC | 1990 | Yes |  | 2022-10-31 |  | Non-lead
047577 | 2134 PALM BEACH RD |  | Polytube | Yes |  | 2023-01-10 |  | PVC | 1977 | Yes |  | 2023-01-10 |  | Non-lead
047578 | 2128 PALM BEACH RD |  | Polytube | Yes |  | 2023-01-10 |  | PVC | 1977 | Yes |  | 2023-01-10 |  | Non-lead
047579 | 29310 DRIFTWOOD ST |  | Polytube | Yes |  | 2023-01-10 |  | PVC | 1986 | Yes |  | 2023-01-10 |  | Non-lead
047580 | 1243 ROGERS LN |  | Unknown, Non-Lead | Yes |  | 2024-05-17 |  | PVC | 2008 | Yes |  | 2024-05-17 |  | Non-lead
047581 | 30661 LYTTON'S WAY |  | Polytube | Yes |  | 2022-11-15 |  | PVC | 1986 | Yes |  | 2022-11-15 |  | Non-lead
047583 | UNIT E 119 DUVAL ST |  | Unknown, Non-Lead | No |  |  |  | Unknown, Non-Lead | 2000 | No |  |  |  | Non-lead
047584 | 119 DUVAL ST |  | Unknown, Non-Lead | No |  |  |  | Unknown, Non-Lead | 2000 | No |  |  |  | Non-lead
047585 | 29558 GERALDINE ST |  | Polytube | Yes |  | 2023-01-10 |  | PVC | 1974 | Yes |  | 2023-01-10 |  | Non-lead
047586 | 3 EVERGREEN AVE |  | Unknown, Non-Lead | Yes |  | 2024-03-26 |  | PVC | 2001 | Yes |  | 2024-03-26 |  | Non-lead
047587 | 3041 PINE AVE |  | Polytube | Yes |  | 2023-10-20 |  | PVC | 1963 | Yes |  | 2023-10-20 |  | Non-lead
047588 | 2441 PALM BEACH RD |  | Unknown, Non-Lead | No |  |  |  | Unknown, Non-Lead | 1990 | No |  |  |  | Non-lead
047589 | 2284 PALM BEACH RD |  | Polytube | Yes |  | 2023-01-10 |  | PVC | 1983 | Yes |  | 2023-01-10 |  | Non-lead
047590 | 2277 PALM BEACH RD |  | Polytube | Yes |  | 2023-01-10 |  | PVC | 1987 | Yes |  | 2023-01-10 |  | Non-lead
047591 | 226 PALMETTO AVE |  | Polytube | Yes |  | 2022-12-06 |  | PVC |  | Yes |  | 2022-12-06 |  | Non-lead
047592 | 2223 SOMBRERO BEACH RD |  | Unknown, Non-Lead | Yes |  | 2020-10-16 |  | Unknown, Non-Lead | 2001 | Yes |  | 2020-10-16 |  | Non-lead
047593 | 20 CORRINE PL |  | Polytube | Yes |  | 2023-02-01 |  | PVC | 1982 | Yes |  | 2023-02-01 |  | Non-lead
047594 | 125 JOLLY ROGER DR |  | Unknown, Non-Lead | No |  |  |  | Unknown, Non-Lead | 2000 | No |  |  |  | Non-lead
047595 | 8 CINNAMON BARK LN |  | Unknown, Non-Lead | Yes |  | 2021-12-13 |  | PVC | 2009 | Yes |  | 2021-12-13 |  | Non-lead
047596 | L1&2 82509 OLD HWY |  | Unknown, Non-Lead | Yes |  | 2019-09-25 |  | PVC | 2000 | Yes |  | 2019-09-25 |  | Non-lead
047597 | 56631 OVERSEAS HWY |  | Unknown, Non-Lead | Yes |  | 2024-07-31 |  | Unknown, Non-Lead | 1999 | Yes |  | 2024-07-31 |  | Non-lead
047598 | 29406 MULBERRY ST |  | Polytube | Yes |  | 2023-01-10 |  | PVC | 1974 | Yes |  | 2023-01-10 |  | Non-lead
047599 | 26924 OVERSEAS HWY |  | Polytube | Yes |  | 2022-09-26 |  | PVC | 1982 | Yes |  | 2022-09-26 |  | Non-lead
047600 | 728 WEST SHORE DRIVE |  | Polytube | Yes |  | 2023-04-25 |  | PVC | 1973 | Yes |  | 2023-04-25 |  | Non-lead
047601 | 2262 ORLANDO RD |  | Unknown, Non-Lead | No |  |  |  | Unknown, Non-Lead | 1988 | No |  |  |  | Non-lead
047602 | 29366 LUCRETIA ST |  | Polytube | Yes |  | 2024-05-03 |  | PVC | 1987 | Yes |  | 2024-05-03 |  | Non-lead
047603 | 119 CALLE ENSUENO |  | Unknown, Non-Lead | Yes |  | 2023-06-30 |  | PVC | 2000 | Yes |  | 2023-06-30 |  | Non-lead
047604 | 2327 PALM BEACH RD |  | Polytube | Yes |  | 2023-04-17 |  | PVC | 1986 | Yes |  | 2023-04-17 |  | Non-lead
047605 | 2645 PINE AVE |  | Polytube | Yes |  | 2023-01-10 |  | PVC | 1986 | Yes |  | 2023-01-10 |  | Non-lead
047606 | 30271 PALM DR |  | Polytube | Yes |  | 2022-11-15 |  | PVC | 1975 | Yes |  | 2022-11-15 |  | Non-lead
047607 | 2373 NAPLES RD |  | Polytube | Yes |  | 2023-03-27 |  | PVC | 1989 | Yes |  | 2023-03-27 |  | Non-lead
047608 | 29491 LUCRECIA ST |  | Polytube | Yes |  | 2022-05-23 |  | PVC |  | Yes |  | 2022-05-23 |  | Non-lead
047609 | 2361 PENSACOLA RD |  | Polytube | Yes |  | 2022-05-20 |  | PVC | 1984 | Yes |  | 2022-05-20 |  | Non-lead
047610 | 261 PALOMINO HORSE TRL |  | Polytube | Yes |  | 2022-12-08 |  | PVC | 1975 | Yes |  | 2022-12-08 |  | Non-lead
047611 | LS 30220 PARADISE LN |  | Polytube | Yes |  | 2023-06-29 |  | PVC | 1989 | Yes |  | 2023-06-29 |  | Non-lead
047612 | 2356 PALM BEACH RD |  | Polytube | Yes |  | 2023-01-10 |  | PVC | 1985 | Yes |  | 2023-01-10 |  | Non-lead
047613 | LEFT 250 9TH ST |  | Polytube | Yes |  | 2022-10-22 |  | PVC | 1970 | Yes |  | 2022-10-22 |  | Non-lead
047614 | 491 8TH St |  | Unknown, Non-Lead | Yes |  | 2020-05-27 |  | Unknown, Non-Lead | 2001 | Yes |  | 2020-05-27 |  | Non-lead
047615 | 5068 SUNSET VILLAGE DR |  | Unknown, Non-Lead | Yes |  | 2020-11-09 |  | Unknown, Non-Lead | 1999 | Yes |  | 2020-11-09 |  | Non-lead
047616 | 5069 SUNSET VILLAGE DR |  | Unknown, Non-Lead | Yes |  | 2023-10-11 |  | Unknown, Non-Lead | 1999 | Yes |  | 2023-10-11 |  | Non-lead
047617 | UNIT C-103 5070 SUNSET VILLAGE DR |  | Unknown, Non-Lead | No |  |  |  | Unknown, Non-Lead | 1999 | No |  |  |  | Non-lead
047618 | 29433 LUCRECIA ST |  | Polytube | Yes |  | 2023-01-10 |  | PVC | 1970 | Yes |  | 2023-01-10 |  | Non-lead
047619 | 2365 ORLANDO RD |  | Polytube | Yes |  | 2022-05-23 |  | PVC | 1989 | Yes |  | 2022-05-23 |  | Non-lead
047620 | 29534 GERALDINE ST |  | Polytube | Yes |  | 2023-11-09 |  | PVC | 1975 | Yes |  | 2023-11-09 |  | Non-lead
047621 | 29529 BIG PINE ST |  | Polytube | Yes |  | 2023-01-10 |  | PVC | 1975 | Yes |  | 2023-01-10 |  | Non-lead
047622 | 28784 MIAMI AVE |  | Polytube | Yes |  | 2023-03-20 |  | PVC | 1983 | Yes |  | 2023-03-20 |  | Non-lead
047623 | 2072 PALM BEACH RD |  | Polytube | Yes |  | 2023-08-25 |  | PVC | 1978 | Yes |  | 2023-08-25 |  | Non-lead
047624 | 2146 PALM BEACH RD |  | Polytube | Yes |  | 2023-04-24 |  | PVC | 1980 | Yes |  | 2023-04-24 |  | Non-lead
047625 | 2423 NAPLES Rd |  | Polytube | Yes |  | 2022-07-20 |  | PVC | 1987 | Yes |  | 2022-07-20 |  | Non-lead
047626 | 29438 MULBERRY ST |  | Polytube | Yes |  | 2024-01-18 |  | PVC | 1963 | Yes |  | 2024-01-18 |  | Non-lead
047627 | 30580 15TH ST |  | Polytube | Yes |  | 2022-11-15 |  | PVC | 1979 | Yes |  | 2022-11-15 |  | Non-lead
047629 | 1187 20TH ST |  | Ductile Iron | Yes |  | 2022-07-08 |  | Ductile Iron | 1970 | Yes |  | 2022-07-08 |  | Non-lead
047630 | 721 WADDELL AVE |  | Polytube | Yes |  | 2023-04-25 |  | PVC | 1933 | Yes |  | 2023-04-25 |  | Non-lead
047631 | S AIRPORT RD |  | Unknown, Non-Lead | Yes |  | 2022-05-12 |  | No Piping | Vacant | Yes |  | 2022-05-12 |  | Non-lead
047632 | 15 HARBOR ISLAND DR |  | Polytube | Yes |  | 2022-10-11 |  | PVC | 2000 | Yes |  | 2022-10-11 |  | Non-lead
047633 | DOLLAR TREE 101000 OVERSEAS HWY |  | Steel | Yes |  | 2023-02-03 |  | Steel | 1974 | Yes |  | 2023-02-03 |  | Non-lead
047634 | 694 DOLPHIN AVE |  | Unknown, Non-Lead | No |  |  |  | Unknown, Non-Lead | 2000 | No |  |  |  | Non-lead
047635 | 209 JASMINE ST |  | Unknown, Non-Lead | Yes |  | 2017-08-14 |  | PVC | 2000 | Yes |  | 2017-08-14 |  | Non-lead
047636 | 3412-3438 DUCK AVE |  | Copper | Yes |  | 2023-05-04 |  | Copper | 1945 | Yes |  | 2023-05-04 |  | Non-lead
047637 | 2564 CENTRAL AVE |  | Polytube | Yes |  | 2022-06-21 |  | PVC | 1975 | Yes |  | 2022-06-21 |  | Non-lead
047638 | 48 N LAKE DR |  | Unknown, Non-Lead | No |  |  |  | Unknown, Non-Lead | 2000 | No |  |  |  | Non-lead
047639 | 29578 LUCRECIA |  | Polytube | Yes |  | 2023-01-10 |  | PVC |  | Yes |  | 2023-01-10 |  | Non-lead
047640 | 5071 SUNSET VILLAGE DR |  | Unknown, Non-Lead | No |  |  |  | Unknown, Non-Lead | 1999 | No |  |  |  | Non-lead
047641 | 5072 SUNSET VILLAGE DR |  | Unknown, Non-Lead | Yes |  | 2023-08-16 |  | PVC | 1999 | Yes |  | 2023-08-16 |  | Non-lead
047642 | 5073 SUNSET VILLAGE DR |  | Unknown, Non-Lead | Yes |  | 2023-12-06 |  | Unknown, Non-Lead | 1999 | Yes |  | 2023-12-06 |  | Non-lead
047643 | 265 15TH CIRCLE |  | Unknown, Non-Lead | Yes |  | 2024-05-15 |  | Unknown, Non-Lead | 2007 | Yes |  | 2024-05-15 |  | Non-lead
047644 | 41 S CONCH AVE |  | Unknown, Non-Lead | Yes |  | 2023-08-10 |  | Unknown, Non-Lead | 2017 | Yes |  | 2023-08-10 |  | Non-lead
047645 | POOL 301 E OCEAN Dr |  | Unknown, Non-Lead | Yes |  | 2021-04-29 |  | PVC | 1999 | Yes |  | 2021-04-29 |  | Non-lead
047646 | 1502 COPA D'ORO |  | Unknown, Non-Lead | Yes |  | 2023-01-10 |  | Unknown, Non-Lead | 2002 | Yes |  | 2023-01-10 |  | Non-lead
047647 | 2773 KOEHNS AVE |  | Polytube | Yes |  | 2023-06-21 |  | PVC | 1984 | Yes |  | 2023-06-21 |  | Non-lead
047648 | 2646 KOEHNS AVE |  | Unknown, Non-Lead | No |  |  |  | Unknown, Non-Lead | 1991 | No |  |  |  | Non-lead
047649 | 30411 SEAGRAPE TR |  | Polytube | Yes |  | 2023-03-27 |  | PVC | 1984 | Yes |  | 2023-03-27 |  | Non-lead
047650 | 116 S AIRPORT RD |  | Polytube | Yes |  | 2022-06-14 |  | PVC | 2020 | Yes |  | 2022-06-14 |  | Non-lead
047651 | 545 OCEAN CAY |  | Polytube | Yes |  | 2023-04-21 |  | PVC | 2001 | Yes |  | 2023-04-21 |  | Non-lead
047652 | 46 INLET DR |  | Unknown, Non-Lead | No |  |  |  | Unknown, Non-Lead | 2000 | No |  |  |  | Non-lead
047653 | 800 S MARINA AVE |  | Polytube | Yes |  | 2023-02-02 |  | PVC | 1979 | Yes |  | 2023-02-02 |  | Non-lead
047654 | 138 REDWING RD |  | Unknown, Non-Lead | Yes |  | 2023-07-27 |  | Unknown, Non-Lead | 2001 | Yes |  | 2023-07-27 |  | Non-lead
047655 | 2657 PINE AVE & GERAL ST |  | Polytube | Yes |  | 2023-01-17 |  | PVC | 1986 | Yes |  | 2023-01-17 |  | Non-lead
047656 | 22 DRIFTWOOD DR |  | Unknown, Non-Lead | Yes |  | 2020-08-28 |  | PVC | 2001 | Yes |  | 2020-08-28 |  | Non-lead
047659 | 2343 PENSACOLA ROAD |  | Polytube | Yes |  | 2023-01-10 |  | PVC | 1980 | Yes |  | 2023-01-10 |  | Non-lead
047660 | IRRIGATION 117 DUVAL ST |  | Unknown, Non-Lead | No |  |  |  | Unknown, Non-Lead | 2000 | No |  |  |  | Non-lead
047661 | IRRIGATION 217 DUVAL ST |  | Unknown, Non-Lead | Yes |  | 2023-05-04 |  | No Piping | 1929 | Yes |  | 2023-05-04 |  | Non-lead
047662 | LOCATION IRRIGATION 118 DUVAL ST |  | Unknown, Non-Lead | Yes |  | 2023-05-04 |  | No Piping | 1913 | Yes |  | 2023-05-04 |  | Non-lead
047663 | IRRIGATION 216 DUVAL ST |  | Unknown, Non-Lead | Yes |  | 2023-05-04 |  | No Piping | 1918 | Yes |  | 2023-05-04 |  | Non-lead
047664 | IRRIGATION 519 DUVAL ST |  | Unknown, Non-Lead | No |  |  |  | Unknown, Non-Lead | 2008 | No |  |  |  | Non-lead
047665 | LOCATION IRRIGATION 319 DUVAL ST |  | Unknown, Non-Lead | Yes |  | 2023-05-04 |  | No Piping | 1948 | Yes |  | 2023-05-04 |  | Non-lead
047666 | IRRIGATION 516 DUVAL ST |  | Unknown, Non-Lead | Yes |  | 2023-05-04 |  | No Piping | 1900 | Yes |  | 2023-05-04 |  | Non-lead
047667 | IRRIGATION 614 DUVAL ST |  | Unknown, Non-Lead | Yes |  | 2022-10-22 |  | No Piping | 1953 | Yes |  | 2022-10-22 |  | Non-lead
047668 | 417 DUVAL ST |  | Unknown, Non-Lead | No |  |  |  | Unknown, Non-Lead | 1988 | No |  |  |  | Non-lead
047669 | LOCATION IRRIGATION 402 DUVAL ST |  | Polytube | No |  |  |  | None | 1928 | No |  |  |  | Non-lead
047671 | IRRIGATION 915 DUVAL ST |  | Unknown, Non-Lead | Yes |  | 2022-10-22 |  | No Piping | 1945 | Yes |  | 2022-10-22 |  | Non-lead
047672 | IRRIGATION 910 DUVAL ST |  | Unknown, Non-Lead | No |  |  |  | Unknown, Non-Lead | 1996 | No |  |  |  | Non-lead
047673 | LOCATION IRRIGATION 817 DUVAL ST |  | Unknown, Non-Lead | No |  |  |  | Unknown, Non-Lead | 1998 | No |  |  |  | Non-lead
047674 | IRRIGATION 715 DUVAL ST |  | Unknown, Non-Lead | No |  |  |  | Unknown, Non-Lead | 1991 | No |  |  |  | Non-lead
047675 | IRRIGATION 716 DUVAL ST |  | Unknown, Non-Lead | Yes |  | 2022-10-22 |  | No Piping | 1923 | Yes |  | 2022-10-22 |  | Non-lead
047676 | IRRIGATION 621 DUVAL ST |  | Unknown, Non-Lead | No |  |  |  | Unknown, Non-Lead | 1999 | No |  |  |  | Non-lead
047677 | LOCATION IRRIGATION 812 DUVAL ST |  | Unknown, Non-Lead | Yes |  | 2022-10-22 |  | No Piping | 1928 | Yes |  | 2022-10-22 |  | Non-lead
047678 | L32B19 20971 6TH AVE WEST |  | Unknown, Non-Lead | Yes |  | 2018-03-23 |  | PVC | 2000 | Yes |  | 2018-03-23 |  | Non-lead
047679 | 747 W SHORE DR |  | Unknown, Non-Lead | Yes |  | 2023-11-27 |  | PVC | 1999 | Yes |  | 2023-11-27 |  | Non-lead
047680 | 2448 PALM BEACH RD |  | Polytube | Yes |  | 2023-01-10 |  | PVC | 1984 | Yes |  | 2023-01-10 |  | Non-lead
047681 | 30020 POND LN |  | Polytube | Yes |  | 2022-12-06 |  | PVC | 1976 | Yes |  | 2022-12-06 |  | Non-lead
047682 | 29770 MAHOGANY LN |  | Polytube | Yes |  | 2023-11-28 |  | PVC | 1984 | Yes |  | 2023-11-28 |  | Non-lead
047683 | 29660 MAHOGANY LN |  | Polytube | Yes |  | 2022-06-09 |  | PVC | 1984 | Yes |  | 2022-06-09 |  | Non-lead
047684 | 27382 ANTIGUA LN |  | Polytube | Yes |  | 2023-10-17 |  | PVC | 2000 | Yes |  | 2023-10-17 |  | Non-lead
047685 | 1035 FLAGSHIP DR |  | Unknown, Non-Lead | Yes |  | 2020-08-03 |  | Unknown, Non-Lead | 2000 | Yes |  | 2020-08-03 |  | Non-lead
047686 | 56 WEST SHORE DR |  | Unknown, Non-Lead | No |  |  |  | Unknown, Non-Lead | 2000 | No |  |  |  | Non-lead
047687 | 46 WEST SHORE DR |  | Unknown, Non-Lead | No |  |  |  | Unknown, Non-Lead | 2000 | No |  |  |  | Non-lead
047688 | 2682 KOEHNS AVE |  | Polytube | Yes |  | 2022-09-07 |  | PVC | 1963 | Yes |  | 2022-09-07 |  | Non-lead
047689 | 233 PALMETTO AVE |  | Polytube | Yes |  | 2023-10-20 |  | PVC | 1984 | Yes |  | 2023-10-20 |  | Non-lead
047690 | 17286 JAMAICA LANE |  | Unknown, Non-Lead | Yes |  | 2020-01-13 |  | Unknown, Non-Lead | 2000 | Yes |  | 2020-01-13 |  | Non-lead
047691 | 39 EVERGREEN AVE |  | Unknown, Non-Lead | Yes |  | 2020-10-30 |  | Unknown, Non-Lead | 2001 | Yes |  | 2020-10-30 |  | Non-lead
047692 | 241 S COCONUT PALM BLVD |  | Unknown, Non-Lead | Yes |  | 2022-01-12 |  | Unknown, Non-Lead | 2000 | Yes |  | 2022-01-12 |  | Non-lead
047693 | 9 BASS AVE |  | Unknown, Non-Lead | Yes |  | 2021-05-07 |  | Unknown, Non-Lead | 2000 | Yes |  | 2021-05-07 |  | Non-lead
047695 | 89225 OLD HWY PT GOVT |  | Unknown, Non-Lead | Yes |  | 2021-03-30 |  | Unknown, Non-Lead | 2003 | Yes |  | 2021-03-30 |  | Non-lead
047696 | 219 TREASURE HARBOR RD |  | Unknown, Non-Lead | No |  |  |  | Unknown, Non-Lead | 2000 | No |  |  |  | Non-lead
047697 | 350 COUNTY RD |  | Polytube | Yes |  | 2022-12-05 |  | PVC | 1983 | Yes |  | 2022-12-05 |  | Non-lead
047698 | 200 PALOMINO HORSE T |  | Polytube | Yes |  | 2022-09-23 |  | PVC |  | Yes |  | 2022-09-23 |  | Non-lead
047699 | 160 9TH ST |  | Polytube | Yes |  | 2022-05-26 |  | PVC | 2000 | Yes |  | 2022-05-26 |  | Non-lead
047700 | 170 9TH ST |  | Polytube | Yes |  | 2022-05-26 |  | PVC | 2000 | Yes |  | 2022-05-26 |  | Non-lead
047702 | 215 13TH ST |  | Unknown, Non-Lead | Yes |  | 2024-07-08 |  | PVC | 2000 | Yes |  | 2024-07-08 |  | Non-lead
047703 | 2600 N ROOSEVELT BLVD |  | Unknown, Non-Lead | Yes |  | 2018-08-21 |  | Unknown, Non-Lead | 2000 | Yes |  | 2018-08-21 |  | Non-lead
047704 | 5087 SUNSET VLGE DR |  | Unknown, Non-Lead | Yes |  | 2017-02-28 |  | Unknown, Non-Lead | 1999 | Yes |  | 2017-02-28 |  | Non-lead
047705 | 2623 KOEHNS AVE |  | Polytube | Yes |  | 2023-01-10 |  | PVC | 1958 | Yes |  | 2023-01-10 |  | Non-lead
047706 | UNIT 1 67 SPOONBILL WAY |  | Unknown, Non-Lead | Yes |  | 2024-06-28 |  | PVC | 1996 | Yes |  | 2024-06-28 |  | Non-lead
047707 | UNIT 2 67 SPOONBILL WAY |  | Unknown, Non-Lead | Yes |  | 2020-09-28 |  | PVC | 1998 | Yes |  | 2020-09-28 |  | Non-lead
047708 | 271 GOLF CLUB DR |  | Unknown, Non-Lead | No |  |  |  | Unknown, Non-Lead | 2000 | No |  |  |  | Non-lead
047709 | 273 GOLF CLUB DR |  | Unknown, Non-Lead | Yes |  | 2017-04-26 |  | Unknown, Non-Lead | 2000 | Yes |  | 2017-04-26 |  | Non-lead
047710 | 275 GOLF CLUB DR |  | Unknown, Non-Lead | No |  |  |  | Unknown, Non-Lead | 2000 | No |  |  |  | Non-lead
047711 | 277 GOLF CLUB DRIVE |  | Unknown, Non-Lead | Yes |  | 2017-04-26 |  | Unknown, Non-Lead | 1999 | Yes |  | 2017-04-26 |  | Non-lead
047712 | 63 SPOONBILL WAY |  | Unknown, Non-Lead | Yes |  | 2024-09-27 |  | Unknown, Non-Lead | 1999 | Yes |  | 2024-09-27 |  | Non-lead
047713 | 65 SPOONBILL WAY |  | Unknown, Non-Lead | Yes |  | 2021-10-06 |  | Unknown, Non-Lead | 1999 | Yes |  | 2021-10-06 |  | Non-lead
047714 | 29550 OSPREY LN |  | Unknown, Non-Lead | Yes |  | 2022-02-24 |  | Unknown, Non-Lead | 1993 | Yes |  | 2022-02-24 |  | Non-lead
047715 | 356 SOUND DR |  | Polytube | Yes |  | 2022-10-05 |  | PVC | 2001 | Yes |  | 2022-10-05 |  | Non-lead
047716 | 30450 RACOON RUN |  | Polytube | Yes |  | 2022-11-15 |  | PVC | 1980 | Yes |  | 2022-11-15 |  | Non-lead
047717 | IRRIGATION 8 OCEAN EAST |  | Polytube | Yes |  | 2022-06-01 |  | Copper |  | Yes |  | 2022-06-01 |  | Non-lead
047718 | 720 SANDDOLLAR DR |  | Polytube | Yes |  | 2022-06-21 |  | PVC | 1991 | Yes |  | 2022-06-21 |  | Non-lead
047719 | 2342 NAPLES RD |  | Polytube | Yes |  | 2023-07-31 |  | PVC | 1981 | Yes |  | 2023-07-31 |  | Non-lead
047720 | CRAWL KEY 56633 OVERSEAS HWY |  | Unknown, Non-Lead | Yes |  | 2024-09-24 |  | Unknown, Non-Lead | 2008 | Yes |  | 2024-09-24 |  | Non-lead
047721 | 6 FIRE ASSEMBLY |  | Unknown, Non-Lead | No |  |  |  | Unknown, Non-Lead | 2008 | No |  |  |  | Non-lead
047722 | 901 CAROLINE ST |  | Unknown, Non-Lead | Yes |  | 2022-07-07 |  | Copper | 1999 | Yes |  | 2022-07-07 |  | Non-lead
047723 | IRRIGATION 901 CAROLINE ST |  | Unknown, Non-Lead | Yes |  | 2023-12-06 |  | Unknown, Non-Lead | 1999 | Yes |  | 2023-12-06 |  | Non-lead
047724 | 2931 CENTRAL AVE |  | Polytube | Yes |  | 2023-01-10 |  | PVC | 1987 | Yes |  | 2023-01-10 |  | Non-lead
047725 | 281 FRONT ST |  | Polytube | Yes |  | 2022-12-02 |  | PVC | 1891 | Yes |  | 2022-12-02 |  | Non-lead
047726 | 729 TRUMAN AVE |  | Unknown | Yes |  | 2023-03-23 |  | Unknown | 1933 | Yes |  | 2023-03-23 |  | Lead Status Unknown
047727 | 620 12TH ST |  | Polytube | Yes |  | 2023-05-02 |  | PVC | 2000 | Yes |  | 2023-05-02 |  | Non-lead
047728 | 2110 PALM BEACH RD |  | Unknown, Non-Lead | Yes |  | 2024-04-05 |  | Unknown, Non-Lead | 2005 | Yes |  | 2024-04-05 |  | Non-lead
047729 | 2525 RIDGE AVE |  | Polytube | Yes |  | 2024-02-07 |  | PVC |  | Yes |  | 2024-02-07 |  | Non-lead
047730 | 62910 OVERSEAS HWY |  | Polytube | Yes |  | 2022-10-22 |  | PVC |  | Yes |  | 2022-10-22 |  | Non-lead
047731 | 29519 LUCRECIA ST |  | Polytube | Yes |  | 2023-01-10 |  | PVC |  | Yes |  | 2023-01-10 |  | Non-lead
047732 | 3731 EAGLE AVE |  | Polytube | Yes |  | 2022-05-11 |  | PVC | 2001 | Yes |  | 2022-05-11 |  | Non-lead
047733 | 155 KEY HAVEN RD |  | Unknown, Non-Lead | Yes |  | 2020-05-29 |  | PVC | 2002 | Yes |  | 2020-05-29 |  | Non-lead
047734 | 29419 BIG PINE ST |  | Polytube | Yes |  | 2023-01-10 |  | PVC | 1963 | Yes |  | 2023-01-10 |  | Non-lead
047735 | 49 SUNSET KEY DR |  | Unknown, Non-Lead | Yes |  | 2018-12-12 |  | Unknown, Non-Lead | 2000 | Yes |  | 2018-12-12 |  | Non-lead
047736 | 204 EATON ST |  | Unknown, Non-Lead | Yes |  | 2023-01-05 |  | Unknown, Non-Lead | 2000 | Yes |  | 2023-01-05 |  | Non-lead
047737 | 20872 1ST AVE W |  | Unknown, Non-Lead | Yes |  | 2023-10-02 |  | Unknown, Non-Lead | 1994 | Yes |  | 2023-10-02 |  | Non-lead
047738 | 229 GOLF CLUB DR |  | Unknown, Non-Lead | Yes |  | 2018-08-02 |  | Unknown, Non-Lead | 1999 | Yes |  | 2018-08-02 |  | Non-lead
047739 | 257 GOLF CLUB DRIVE |  | Unknown, Non-Lead | Yes |  | 2020-03-30 |  | Unknown, Non-Lead | 2000 | Yes |  | 2020-03-30 |  | Non-lead
047740 | 269 GOLF CLUB DRIVE |  | Unknown, Non-Lead | Yes |  | 2017-04-26 |  | Unknown, Non-Lead | 2000 | Yes |  | 2017-04-26 |  | Non-lead
047741 | APT 2 UP 619 DEY ST |  | Polytube | Yes |  | 2024-06-05 |  | PVC | 1939 | Yes |  | 2024-06-05 |  | Non-lead
047742 | 30050 WILDWOOD LN |  | Polytube | Yes |  | 2024-09-23 |  | PVC | 1980 | Yes |  | 2024-09-23 |  | Non-lead
047743 | UNIT 3 420 CORAL LN |  | Unknown, Non-Lead | Yes |  | 2019-09-30 |  | Unknown, Non-Lead | 2001 | Yes |  | 2019-09-30 |  | Non-lead
047744 | 430 CORAL LN |  | Unknown, Non-Lead | Yes |  | 2019-05-07 |  | Unknown, Non-Lead | 2001 | Yes |  | 2019-05-07 |  | Non-lead
047745 | UNIT 5 440 CORAL LN |  | Unknown, Non-Lead | Yes |  | 2019-10-08 |  | Unknown, Non-Lead | 2001 | Yes |  | 2019-10-08 |  | Non-lead
047746 | UNIT 6 450 CORAL LN |  | Unknown, Non-Lead | Yes |  | 2022-04-04 |  | Unknown, Non-Lead | 2001 | Yes |  | 2022-04-04 |  | Non-lead
047747 | UNIT 7 460 CORAL LN |  | Unknown, Non-Lead | Yes |  | 2020-12-08 |  | Unknown, Non-Lead | 2001 | Yes |  | 2020-12-08 |  | Non-lead
047748 | UNIT 8 470 CORAL LN |  | Unknown, Non-Lead | Yes |  | 2017-01-04 |  | Unknown, Non-Lead | 2001 | Yes |  | 2017-01-04 |  | Non-lead
047749 | UNIT 9 480 CORAL LN |  | Unknown, Non-Lead | Yes |  | 2019-10-08 |  | Unknown, Non-Lead | 2001 | Yes |  | 2019-10-08 |  | Non-lead
047750 | UNIT 10 490 CORAL LN |  | Unknown, Non-Lead | Yes |  | 2020-09-29 |  | Unknown, Non-Lead | 2001 | Yes |  | 2020-09-29 |  | Non-lead
047751 | 145 NAVAJO ST |  | Polytube | Yes |  | 2022-06-03 |  | PVC | 1968 | Yes |  | 2022-06-03 |  | Non-lead
047752 | 493 CARIBBEAN DR |  | Unknown, Non-Lead | Yes |  | 2020-07-28 |  | PVC | 1988 | Yes |  | 2020-07-28 |  | Non-lead
047753 | 29651 BALSA LN |  | Polytube | Yes |  | 2022-10-14 |  | PVC | 1987 | Yes |  | 2022-10-14 |  | Non-lead
047754 | 29168 PALM AVE |  | Polytube | Yes |  | 2022-12-15 |  | PVC | 1983 | Yes |  | 2022-12-15 |  | Non-lead
047755 | 159 TAMPA DR |  | Unknown, Non-Lead | Yes |  | 2020-02-18 |  | PVC | 1999 | Yes |  | 2020-02-18 |  | Non-lead
047756 | 33 SOUTH DR |  | Polytube | Yes |  | 2022-06-06 |  | Copper | 1980 | Yes |  | 2022-06-06 |  | Non-lead
047757 | 36 WEST SNAPPER PT DR |  | Unknown, Non-Lead | Yes |  | 2017-07-06 |  | Unknown, Non-Lead | 2001 | Yes |  | 2017-07-06 |  | Non-lead
047758 | #1 104555 OVERSEAS HYW |  | Polytube | Yes |  | 2022-10-13 |  | PVC |  | Yes |  | 2022-10-13 |  | Non-lead
047759 | 20 S BRIDGE LN |  | Unknown, Non-Lead | Yes |  | 2022-01-13 |  | Unknown, Non-Lead | 2001 | Yes |  | 2022-01-13 |  | Non-lead
047760 | 27961 WINSOM AVE |  | Unknown, Non-Lead | Yes |  | 2021-06-16 |  | Unknown, Non-Lead | 2000 | Yes |  | 2021-06-16 |  | Non-lead
047761 | 133 E RIDGE RD |  | Unknown, Non-Lead | Yes |  | 2017-03-24 |  | Unknown, Non-Lead | 1999 | Yes |  | 2017-03-24 |  | Non-lead
047762 | 130 GUMBO LIMBO LN |  | Polytube | Yes |  | 2022-06-15 |  | PVC | 1976 | Yes |  | 2022-06-15 |  | Non-lead
047763 | #5 88005 OVERSEAS HWY |  | Polytube | Yes |  | 2021-11-19 |  | PVC | 1985 | Yes |  | 2021-11-19 |  | Non-lead
047764 | 2 NORTH END RD |  | Polytube | Yes |  | 2022-10-03 |  | PVC | 1964 | Yes |  | 2022-10-03 |  | Non-lead
047765 | 23 FLAMINGO HAMMOCK Rd |  | Unknown, Non-Lead | Yes |  | 2021-01-27 |  | Unknown, Non-Lead | 2002 | Yes |  | 2021-01-27 |  | Non-lead
047766 | 2600 N ROOSEVELT BLVD |  | Unknown, Non-Lead | Yes |  | 2024-07-01 |  | Unknown, Non-Lead | 2000 | Yes |  | 2024-07-01 |  | Non-lead
047767 | 29555 LUCRECIA ST |  | Unknown, Non-Lead | No |  |  |  | Unknown, Non-Lead | 2019 | No |  |  |  | Non-lead
047768 | KEYS SUBSTATION 755 BLIMP RD |  | Polytube | Yes |  | 2024-07-25 |  | PVC |  | Yes |  | 2024-07-25 |  | Non-lead
047769 | 1570 SUGARLOAF BLVD |  | Unknown, Non-Lead | Yes |  | 2024-06-11 |  | Unknown, Non-Lead | 2001 | Yes |  | 2024-06-11 |  | Non-lead
047771 | REAR 2509 HARRIS AVE |  | Polytube | Yes |  | 2023-05-01 |  | Polytube | 1976 | Yes |  | 2023-05-01 |  | Non-lead
047772 | UNIT 01 3029 N ROOSEVELT BLVD |  | Polytube | Yes |  | 2024-02-16 |  | PVC | 1999 | Yes |  | 2024-02-16 |  | Non-lead
047773 | UNIT 02 3029 N ROOSEVELT BLVD |  | Unknown, Non-Lead | No |  |  |  | Unknown, Non-Lead | 1999 | No |  |  |  | Non-lead
047774 | UNIT 03 3029 N ROOSEVELT BLVD |  | Unknown, Non-Lead | No |  |  |  | Unknown, Non-Lead | 1999 | No |  |  |  | Non-lead
047775 | UNIT 04 3029 N ROOSEVELT BLVD |  | Unknown, Non-Lead | Yes |  | 2019-09-13 |  | Unknown, Non-Lead | 1999 | Yes |  | 2019-09-13 |  | Non-lead
047776 | UNIT 05 3029 N ROOSEVELT BLVD |  | Unknown, Non-Lead | Yes |  | 2023-11-17 |  | Unknown, Non-Lead | 1999 | Yes |  | 2023-11-17 |  | Non-lead
047777 | UNIT 06 3029 N ROOSEVELT BLVD |  | Unknown, Non-Lead | No |  |  |  | Unknown, Non-Lead | 1999 | No |  |  |  | Non-lead
047778 | UNIT 07 3029 N ROOSEVELT BLVD |  | Unknown, Non-Lead | No |  |  |  | Unknown, Non-Lead | 1999 | No |  |  |  | Non-lead
047779 | UNIT 08 3029 N ROOSEVELT BLVD |  | Polytube | Yes |  | 2022-06-27 |  | PVC | 2002 | Yes |  | 2022-06-27 |  | Non-lead
047780 | UNIT 53 3029 N ROOSEVELT BLVD |  | Polytube | Yes |  | 2024-08-15 |  | Polytube | 1999 | Yes |  | 2024-08-15 |  | Non-lead
047781 | COMMON 3029 N ROOSEVELT BLVD |  | Polytube | Yes |  | 2023-09-19 |  | PVC | 2002 | Yes |  | 2023-09-19 |  | Non-lead
047782 | 2631 GULF VIEW DR |  | Unknown, Non-Lead | No |  |  |  | Unknown, Non-Lead | 1999 | No |  |  |  | Non-lead
047783 | 2633 GULF VIEW DR |  | Unknown, Non-Lead | Yes |  | 2018-03-26 |  | Unknown, Non-Lead | 1999 | Yes |  | 2018-03-26 |  | Non-lead
047784 | UNIT 103 201 WILLIAM ST |  | Polytube | Yes |  | 2022-09-06 |  | PVC | 1998 | Yes |  | 2022-09-06 |  | Non-lead
047785 | 30380 15TH ST |  | Polytube | Yes |  | 2023-03-24 |  | PVC | 1989 | Yes |  | 2023-03-24 |  | Non-lead
047786 | 10 CALLE DOS |  | Unknown, Non-Lead | Yes |  | 2022-01-03 |  | Unknown, Non-Lead | 2001 | Yes |  | 2022-01-03 |  | Non-lead
047787 | 22500 OVERSEAS HWY |  | Polytube | Yes |  | 2023-07-31 |  | PVC | 1973 | Yes |  | 2023-07-31 |  | Non-lead
047788 | 21492 OVERSEAS HWY |  | Unknown, Non-Lead | Yes |  | 2019-12-05 |  | PVC | 2000 | Yes |  | 2019-12-05 |  | Non-lead
047789 | 354 SOUND DR |  | Unknown, Non-Lead | Yes |  | 2021-04-30 |  | PVC | 2001 | Yes |  | 2021-04-30 |  | Non-lead
047790 | 7025 HARBOR VILLAGE DR |  | Unknown, Non-Lead | Yes |  | 2021-01-29 |  | Unknown, Non-Lead | 1999 | Yes |  | 2021-01-29 |  | Non-lead
047791 | 7026 HARBOR VILLAGE DR |  | Unknown, Non-Lead | No |  |  |  | Unknown, Non-Lead | 1999 | No |  |  |  | Non-lead
047792 | 7027 HARBOR VILLAGE DR |  | Unknown, Non-Lead | Yes |  | 2020-05-13 |  | Unknown, Non-Lead | 1999 | Yes |  | 2020-05-13 |  | Non-lead
047793 | 7028 HARBOR VILLAGE DR |  | Unknown, Non-Lead | No |  |  |  | Unknown, Non-Lead | 1999 | No |  |  |  | Non-lead
047794 | 7029 HARBOR VILLAGE DR |  | Unknown, Non-Lead | No |  |  |  | Unknown, Non-Lead | 1999 | No |  |  |  | Non-lead
047795 | 1005 FLAGSHIP DR |  | Unknown, Non-Lead | Yes |  | 2024-02-21 |  | Unknown, Non-Lead | 2002 | Yes |  | 2024-02-21 |  | Non-lead
047796 | 763 INDIES RD |  | Unknown, Non-Lead | Yes |  | 2019-02-05 |  | Unknown, Non-Lead | 2000 | Yes |  | 2019-02-05 |  | Non-lead
047797 | 938 GULF DR |  | Unknown, Non-Lead | Yes |  | 2024-05-30 |  | Unknown, Non-Lead | 2000 | Yes |  | 2024-05-30 |  | Non-lead
047798 | 948 GULF DR |  | Unknown, Non-Lead | Yes |  | 2023-03-02 |  | Unknown, Non-Lead | 2003 | Yes |  | 2023-03-02 |  | Non-lead
047799 | 7030 HARBOR VILLAGE DR |  | Unknown, Non-Lead | No |  |  |  | Unknown, Non-Lead | 1999 | No |  |  |  | Non-lead
047800 | 260 5TH ST |  | Unknown, Non-Lead | Yes |  | 2023-05-25 |  | Unknown, Non-Lead | 2000 | Yes |  | 2023-05-25 |  | Non-lead
047801 | 2785 KOEHNS AVE |  | Polytube | Yes |  | 2023-01-10 |  | PVC | 1984 | Yes |  | 2023-01-10 |  | Non-lead
047802 | 195 13TH ST |  | Unknown, Non-Lead | Yes |  | 2019-07-16 |  | Unknown, Non-Lead | 2000 | Yes |  | 2019-07-16 |  | Non-lead
047803 | 845 COPA D'ORO |  | Unknown, Non-Lead | Yes |  | 2023-11-20 |  | Unknown, Non-Lead | 2000 | Yes |  | 2023-11-20 |  | Non-lead
047804 | 2460 COCO PLUM DR |  | Unknown, Non-Lead | Yes |  | 2023-05-05 |  | PVC | 1992 | Yes |  | 2023-05-05 |  | Non-lead
047805 | 1015 ADAMS DR |  | Polytube | Yes |  | 2023-02-08 |  | PVC | 1975 | Yes |  | 2023-02-08 |  | Non-lead
047806 | 1009 ADAMS DR |  | Unknown, Non-Lead | Yes |  | 2019-10-29 |  | PVC | 1991 | Yes |  | 2019-10-29 |  | Non-lead
047807 | 116 FOURTH LN |  | Polytube | Yes |  | 2023-05-10 |  | PVC | 2001 | Yes |  | 2023-05-10 |  | Non-lead
047808 | 1024 SNAPPER LN |  | Polytube | Yes |  | 2022-09-20 |  | PVC | 1985 | Yes |  | 2022-09-20 |  | Non-lead
047809 | 14 S BRIDGE LANE |  | Polytube | Yes |  | 2022-11-17 |  | PVC | 2001 | Yes |  | 2022-11-17 |  | Non-lead
047810 | 22812 BUCCANEER LN |  | Polytube | Yes |  | 2023-02-27 |  | PVC | 2000 | Yes |  | 2023-02-27 |  | Non-lead
047811 | 7 CALLE DOS |  | Unknown, Non-Lead | No |  |  |  | Unknown, Non-Lead | 2000 | No |  |  |  | Non-lead
047812 | 20975 8TH WEST AVE |  | Polytube | Yes |  | 2022-10-18 |  | PVC | 2000 | Yes |  | 2022-10-18 |  | Non-lead
047813 | #2 31313 A AVE |  | Polytube | Yes |  | 2022-09-23 |  | PVC | 2000 | Yes |  | 2022-09-23 |  | Non-lead
047814 | 1306 ANGELA ST |  | Unknown, Non-Lead | No |  |  |  | Unknown, Non-Lead | 2000 | No |  |  |  | Non-lead
047815 | APT A 120 N INDIES DR |  | Polytube | Yes |  | 2022-10-22 |  | PVC | 1970 | Yes |  | 2022-10-22 |  | Non-lead
047816 | 412 BROWN DR |  | Unknown, Non-Lead | Yes |  | 2017-06-23 |  | Unknown, Non-Lead | 2003 | Yes |  | 2017-06-23 |  | Non-lead
047817 | 301 E FIRE METE Ocean Drive DR |  | Unknown, Non-Lead | No |  |  |  | Unknown, Non-Lead | 1999 | No |  |  |  | Non-lead
047818 | 230 66TH OCEAN ST |  | Unknown, Non-Lead | Yes |  | 2023-08-24 |  | Unknown, Non-Lead | 1998 | Yes |  | 2023-08-24 |  | Non-lead
047819 | 5080 SUNSET VILLAGE DR |  | Unknown, Non-Lead | No |  |  |  | Unknown, Non-Lead | 1999 | No |  |  |  | Non-lead
047820 | 3302 DONALD AVE |  | Unknown, Non-Lead | Yes |  | 2023-01-19 |  | Unknown, Non-Lead | 2000 | Yes |  | 2023-01-19 |  | Non-lead
047821 | 3303 DONALD AVE |  | Unknown, Non-Lead | No |  |  |  | Unknown, Non-Lead | 2000 | No |  |  |  | Non-lead
047822 | 3306 DONALD AVE |  | Unknown, Non-Lead | Yes |  | 2020-11-20 |  | Unknown, Non-Lead | 2000 | Yes |  | 2020-11-20 |  | Non-lead
047823 | 3307 DONALD AVE |  | Unknown, Non-Lead | No |  |  |  | Unknown, Non-Lead | 2000 | No |  |  |  | Non-lead
047824 | 3311 DONALD AVE |  | Unknown, Non-Lead | Yes |  | 2021-03-23 |  | Unknown, Non-Lead | 2000 | Yes |  | 2021-03-23 |  | Non-lead
047825 | 3315 DONALD AVE |  | Unknown, Non-Lead | No |  |  |  | Unknown, Non-Lead | 2000 | No |  |  |  | Non-lead
047826 | 20728 6TH WEST AVE |  | Unknown, Non-Lead | Yes |  | 2017-08-29 |  | PVC | 2000 | Yes |  | 2017-08-29 |  | Non-lead
047827 | 3319 DONALD AVE |  | Unknown, Non-Lead | Yes |  | 2023-08-16 |  | Unknown, Non-Lead | 2000 | Yes |  | 2023-08-16 |  | Non-lead
047828 | 2635 GULF VIEW DR |  | Unknown, Non-Lead | Yes |  | 2020-07-31 |  | PVC | 2000 | Yes |  | 2020-07-31 |  | Non-lead
047829 | 2637 GULF VIEW DR |  | Unknown, Non-Lead | Yes |  | 2021-02-17 |  | PVC | 2000 | Yes |  | 2021-02-17 |  | Non-lead
047830 | 2639 GULF VIEW DR |  | Unknown, Non-Lead | Yes |  | 2019-06-17 |  | Unknown, Non-Lead | 1999 | Yes |  | 2019-06-17 |  | Non-lead
047831 | 29535 GERALDINE ST |  | Polytube | Yes |  | 2023-01-10 |  | PVC |  | Yes |  | 2023-01-10 |  | Non-lead
047832 | 141 CORTEZ DR |  | Unknown, Non-Lead | Yes |  | 2022-08-16 |  | Polytube | 2021 | Yes |  | 2022-08-16 |  | Non-lead
047833 | 107 GARDEN ST |  | Unknown, Non-Lead | Yes |  | 2021-12-13 |  | Unknown, Non-Lead | 1995 | Yes |  | 2021-12-13 |  | Non-lead
047834 | 152 IROQUOIS ST |  | Unknown, Non-Lead | Yes |  | 2020-01-27 |  | PVC | 1999 | Yes |  | 2020-01-27 |  | Non-lead
047835 | 69 BAHAMA AVE |  | Unknown, Non-Lead | Yes |  | 2020-09-02 |  | PVC | 2000 | Yes |  | 2020-09-02 |  | Non-lead
047836 | 120 PORTO SALVO DR |  | Unknown, Non-Lead | Yes |  | 2018-12-18 |  | PVC | 2001 | Yes |  | 2018-12-18 |  | Non-lead
047837 | 2601 S ROOSEVELT BLVD |  | Copper | Yes |  | 2022-06-28 |  | Copper | 1967 | Yes |  | 2022-06-28 |  | Non-lead
047838 | 2601 S ROOSEVELT BLVD |  | Copper | Yes |  | 2022-06-28 |  | Copper | 1967 | Yes |  | 2022-06-28 |  | Non-lead
047839 | LOCATION OFFICE 2601 S ROOSEVELT BLVD |  | Copper | Yes |  | 2022-06-28 |  | Copper | 1967 | Yes |  | 2022-06-28 |  | Non-lead
047840 | 5345 5TH AVE |  | Polytube | Yes |  | 2017-05-18 |  | PVC | 1996 | Yes |  | 2017-05-18 |  | Non-lead
047841 | DAYCARE 22673 PEICES OF EIGHT |  | Unknown, Non-Lead | Yes |  | 2024-06-20 |  | Unknown, Non-Lead | 2000 | Yes |  | 2024-06-20 |  | Non-lead
047842 | UPSTAIRS 22673 PIECES OF EIGHT |  | Unknown, Non-Lead | No |  |  |  | Unknown, Non-Lead | 2000 | No |  |  |  | Non-lead
047843 | 42 JEWFISH AVE |  | Polytube | Yes |  | 2022-10-31 |  | PVC | 1979 | Yes |  | 2022-10-31 |  | Non-lead
047844 | APT 3 1629 FLAGG CT |  | Polytube | Yes |  | 2022-07-13 |  | Copper | 1966 | Yes |  | 2022-07-13 |  | Non-lead
047845 | APT 2 1661 DUNLAP DR |  | Polytube | Yes |  | 2022-07-14 |  | Copper | 1966 | Yes |  | 2022-07-14 |  | Non-lead
047846 | APT 2 1631 FLAGG CT |  | PVC | Yes |  | 2022-07-13 |  | Copper | 1966 | Yes |  | 2022-07-13 |  | Non-lead
047847 | APT 3 1627 FLAGG CT |  | Polytube | Yes |  | 2022-07-13 |  | Copper | 1966 | Yes |  | 2022-07-13 |  | Non-lead
047848 | APT 4 1654 REORDAN CT |  | Polytube | Yes |  | 2022-07-13 |  | PVC | 1966 | Yes |  | 2022-07-13 |  | Non-lead
047849 | APT 2 1630 FLAGG CT |  | Polytube | Yes |  | 2022-07-13 |  | Copper | 1966 | Yes |  | 2022-07-13 |  | Non-lead
047850 | APT 3 1636 SCHOLTZ CT |  | Polytube | Yes |  | 2022-07-13 |  | Copper | 1966 | Yes |  | 2022-07-13 |  | Non-lead
047851 | APT 1 1655 REORDAN CT |  | Polytube | Yes |  | 2022-07-13 |  | Copper | 1966 | Yes |  | 2022-07-13 |  | Non-lead
047852 | APT 2 1655 REORDAN CT |  | Polytube | Yes |  | 2022-07-13 |  | Copper | 1966 | Yes |  | 2022-07-13 |  | Non-lead
047853 | APT 1 1629 FLAGG CT |  | Copper | Yes |  | 2022-01-07 |  | Copper | 1966 | Yes |  | 2022-01-07 |  | Non-lead
047854 | APT 1 1656 REORDAN CT |  | PVC | Yes |  | 2022-07-13 |  | Copper | 1966 | Yes |  | 2022-07-13 |  | Non-lead
047856 | APT 4 1655 REORDAN CT |  | Polytube | Yes |  | 2024-06-07 |  | Copper | 1966 | Yes |  | 2024-06-07 |  | Non-lead
047857 | APT 3 1660 REORDAN CT |  | Polytube | Yes |  | 2022-07-13 |  | Copper | 1966 | Yes |  | 2022-07-13 |  | Non-lead
047858 | APT 4 1660 REORDAN CT |  | Polytube | Yes |  | 2022-07-13 |  | Copper | 1966 | Yes |  | 2022-07-13 |  | Non-lead
047859 | APT 1 1633 SCHOLTZ CT |  | Polytube | Yes |  | 2022-07-13 |  | Copper | 1966 | Yes |  | 2022-07-13 |  | Non-lead
047860 | APT 1 1635 SCHOLTZ CT |  | Polytube | Yes |  | 2022-07-13 |  | Copper | 1966 | Yes |  | 2022-07-13 |  | Non-lead
047861 | APT 3 1633 SCHOLTZ CT |  | Polytube | Yes |  | 2022-07-13 |  | Copper | 1966 | Yes |  | 2022-07-13 |  | Non-lead
047862 | APT 3 1634 SCHOLTZ CT |  | Polytube | Yes |  | 2022-07-13 |  | Copper | 1966 | Yes |  | 2022-07-13 |  | Non-lead
047863 | APT 4 1635 SCHOLTZ CT |  | Polytube | Yes |  | 2022-07-13 |  | Copper | 1966 | Yes |  | 2022-07-13 |  | Non-lead
047864 | APT 1 1648 ELLSBERG CT |  | Polytube | Yes |  | 2022-07-14 |  | Copper | 1966 | Yes |  | 2022-07-14 |  | Non-lead
047865 | APT 2 1651 ELLSBERG CT |  | Polytube | Yes |  | 2022-07-14 |  | Copper | 1966 | Yes |  | 2022-07-14 |  | Non-lead
047866 | APT 1 1632 SCHOLTZ CT |  | Polytube | Yes |  | 2022-07-13 |  | Copper | 1966 | Yes |  | 2022-07-13 |  | Non-lead
047868 | APT 2 1653 ELLSBERG CT |  | Polytube | Yes |  | 2019-05-13 |  | PVC | 1966 | Yes |  | 2019-05-13 |  | Non-lead
047869 | APT 6 1649 ELLSBERG CT |  | Polytube | Yes |  | 2022-07-14 |  | Copper | 1966 | Yes |  | 2022-07-14 |  | Non-lead
047870 | APT 1 1649 ELLSBERG CT |  | Polytube | Yes |  | 2022-07-14 |  | Copper | 1966 | Yes |  | 2022-07-14 |  | Non-lead
047871 | APT 4 1628 FLAGG CT |  | Polytube | Yes |  | 2022-07-24 |  | Copper | 1966 | Yes |  | 2022-07-24 |  | Non-lead
047872 | APT 3 1631 FLAGG CT |  | PVC | Yes |  | 2022-07-13 |  | Copper | 1966 | Yes |  | 2022-07-13 |  | Non-lead
047874 | APT 3 1654 REORDAN CT |  | Polytube | Yes |  | 2022-07-13 |  | PVC | 1966 | Yes |  | 2022-07-13 |  | Non-lead
047875 | APT 1 1637 MORGAN CT |  | Polytube | Yes |  | 2022-07-14 |  | Copper | 1966 | Yes |  | 2022-07-14 |  | Non-lead
047876 | APT 2 1637 MORGAN CT |  | Polytube | Yes |  | 2022-07-14 |  | Copper | 1966 | Yes |  | 2022-07-14 |  | Non-lead
047877 | APT 3 1637 MORGAN CT |  | Polytube | Yes |  | 2022-07-14 |  | Copper | 1966 | Yes |  | 2022-07-14 |  | Non-lead
047878 | APT 4 1637 MORGAN CT |  | Polytube | Yes |  | 2022-07-14 |  | Copper | 1966 | Yes |  | 2022-07-14 |  | Non-lead
047879 | APT 1 1638 MORGAN CT |  | Polytube | Yes |  | 2022-07-14 |  | Copper | 1966 | Yes |  | 2022-07-14 |  | Non-lead
047880 | APT 2 1638 MORGAN CT |  | Polytube | Yes |  | 2022-07-14 |  | Copper | 1966 | Yes |  | 2022-07-14 |  | Non-lead
047881 | APT 3 1638 MORGAN CT |  | Polytube | Yes |  | 2022-07-14 |  | Copper | 1966 | Yes |  | 2022-07-14 |  | Non-lead
047882 | APT 4 1638 MORGAN CT |  | Polytube | Yes |  | 2022-07-14 |  | Copper | 1966 | Yes |  | 2022-07-14 |  | Non-lead
047883 | APT 1 1639 MORGAN CT |  | Polytube | Yes |  | 2022-07-14 |  | Copper | 1966 | Yes |  | 2022-07-14 |  | Non-lead
047884 | APT 2 1633 SCHOLTZ CT |  | Polytube | Yes |  | 2022-07-13 |  | Copper | 1966 | Yes |  | 2022-07-13 |  | Non-lead
047885 | APT 1 1628 FLAGG CT |  | Polytube | Yes |  | 2022-07-13 |  | Copper | 1966 | Yes |  | 2022-07-13 |  | Non-lead
047886 | APT 2 1629 FLAGG CT |  | Polytube | Yes |  | 2022-01-07 |  | Copper | 1966 | Yes |  | 2022-01-07 |  | Non-lead
047887 | APT 2 1650 ELLSBERG CT |  | Polytube | Yes |  | 2022-07-14 |  | Copper | 1966 | Yes |  | 2022-07-14 |  | Non-lead
047888 | APT 1 1631 FLAGG CT |  | PVC | Yes |  | 2022-07-13 |  | Copper | 1966 | Yes |  | 2022-07-13 |  | Non-lead
047889 | APT 4 1634 SCHOLTZ CT |  | Polytube | Yes |  | 2022-07-13 |  | Copper | 1966 | Yes |  | 2022-07-13 |  | Non-lead
047890 | APT 3 1655 REORDAN CT |  | Polytube | Yes |  | 2022-07-13 |  | Copper | 1966 | Yes |  | 2022-07-13 |  | Non-lead
047891 | APT 1 1660 REORDAN CT |  | Polytube | Yes |  | 2022-07-13 |  | Copper | 1966 | Yes |  | 2022-07-13 |  | Non-lead
047892 | APT 1 1657 REORDAN CT |  | Polytube | Yes |  | 2022-07-13 |  | Copper | 1966 | Yes |  | 2022-07-13 |  | Non-lead
047893 | APT 3 1657 REORDAN CT |  | Polytube | Yes |  | 2024-06-14 |  | Copper | 1966 | Yes |  | 2024-06-14 |  | Non-lead
047894 | APT 2 1657 REORDAN CT |  | Polytube | Yes |  | 2022-07-13 |  | Copper | 1966 | Yes |  | 2022-07-13 |  | Non-lead
047896 | #1 1630 FLAGG CT |  | Polytube | Yes |  | 2022-07-13 |  | Copper | 1966 | Yes |  | 2022-07-13 |  | Non-lead
047897 | APT 3 1651 ELLSBERG CT |  | Polytube | Yes |  | 2022-07-14 |  | Copper | 1966 | Yes |  | 2022-07-14 |  | Non-lead
047898 | APT 3 1650 ELLSBERG CT |  | Polytube | Yes |  | 2024-07-22 |  | Copper | 1966 | Yes |  | 2024-07-22 |  | Non-lead
047899 | APT 4 1636 SCHOLTZ CT |  | Polytube | Yes |  | 2023-12-15 |  | Copper | 1966 | Yes |  | 2023-12-15 |  | Non-lead
047900 | APT 3 1632 SCHOLTZ CT |  | Polytube | Yes |  | 2022-07-13 |  | PVC | 1966 | Yes |  | 2022-07-13 |  | Non-lead
047901 | APT 2 1648 ELLSBERG CT |  | Polytube | Yes |  | 2022-07-14 |  | Copper | 1966 | Yes |  | 2022-07-14 |  | Non-lead
047902 | APT 1 1627 FLAGG CT |  | Polytube | Yes |  | 2022-07-13 |  | Copper | 1966 | Yes |  | 2022-07-13 |  | Non-lead
047903 | APT 4 1651 ELLSBERG CT |  | Polytube | Yes |  | 2022-07-14 |  | Copper | 1966 | Yes |  | 2022-07-14 |  | Non-lead
047904 | APT 4 1653 ELLSBERG CT |  | Polytube | Yes |  | 2022-07-14 |  | Copper | 1966 | Yes |  | 2022-07-14 |  | Non-lead
047905 | APT 4 1648 ELLSBERG CT |  | Polytube | Yes |  | 2022-07-14 |  | Copper | 1966 | Yes |  | 2022-07-14 |  | Non-lead
047906 | APT 2 1634 SCHOLTZ CT |  | Polytube | Yes |  | 2022-07-13 |  | Copper | 1966 | Yes |  | 2022-07-13 |  | Non-lead
047907 | APT 6 1651 ELLSBERG CT |  | Polytube | Yes |  | 2022-07-14 |  | Copper | 1966 | Yes |  | 2022-07-14 |  | Non-lead
047908 | APT 2 1628 FLAGG CT |  | Polytube | Yes |  | 2022-07-13 |  | Copper | 1966 | Yes |  | 2022-07-13 |  | Non-lead
047909 | APT 1 1651 ELLSBERG CT |  | Polytube | Yes |  | 2022-07-14 |  | Copper | 1966 | Yes |  | 2022-07-14 |  | Non-lead
047910 | APT 5 1651 ELLSBERG CT |  | Polytube | Yes |  | 2022-07-14 |  | Copper | 1966 | Yes |  | 2022-07-14 |  | Non-lead
047911 | APT 4 1652 ELLSBERG CT |  | Polytube | Yes |  | 2022-07-14 |  | PVC | 1966 | Yes |  | 2022-07-14 |  | Non-lead
047912 | APT 2 1660 REORDAN CT |  | Polytube | Yes |  | 2023-04-14 |  | Copper | 1966 | Yes |  | 2023-04-14 |  | Non-lead
047913 | APT 2 1656 REORDAN CT |  | Polytube | Yes |  | 2022-07-13 |  | PVC | 1966 | Yes |  | 2022-07-13 |  | Non-lead
047914 | APT 1 1652 ELLSBERG CT |  | Polytube | Yes |  | 2022-07-14 |  | Copper | 1966 | Yes |  | 2022-07-14 |  | Non-lead
047915 | APT 4 1650 ELLSBERG CT |  | Polytube | Yes |  | 2022-07-14 |  | Copper | 1966 | Yes |  | 2022-07-14 |  | Non-lead
047916 | APT 1 1654 REORDAN CT |  | Polytube | Yes |  | 2022-07-13 |  | PVC | 1966 | Yes |  | 2022-07-13 |  | Non-lead
047917 | APT 3 1653 ELLSBERG CT |  | Polytube | Yes |  | 2022-07-14 |  | Copper | 1966 | Yes |  | 2022-07-14 |  | Non-lead
047918 | APT 1 1636 SCHOLTZ CT |  | Polytube | Yes |  | 2022-07-13 |  | PVC | 1966 | Yes |  | 2022-07-13 |  | Non-lead
047919 | APT 4 1629 FLAGG CT |  | Polytube | Yes |  | 2022-07-13 |  | Copper | 1966 | Yes |  | 2022-07-13 |  | Non-lead
047920 | APT 3 1652 ELLSBERG CT |  | Polytube | Yes |  | 2022-07-14 |  | Copper | 1966 | Yes |  | 2022-07-14 |  | Non-lead
047921 | APT 3 1661 DUNLAP DR |  | Polytube | Yes |  | 2022-07-14 |  | Copper | 1966 | Yes |  | 2022-07-14 |  | Non-lead
047922 | APT 2 1635 SCHOLTZ CT |  | Polytube | Yes |  | 2024-01-18 |  | Copper | 1966 | Yes |  | 2024-01-18 |  | Non-lead
047923 | APT 2 1659 REORDAN CT |  | Polytube | Yes |  | 2022-07-13 |  | PVC | 1966 | Yes |  | 2022-07-13 |  | Non-lead
047924 | APT 3 1628 FLAGG CT |  | Polytube | Yes |  | 2022-07-13 |  | Copper | 1966 | Yes |  | 2022-07-13 |  | Non-lead
047925 | 4 1661 DUNLAP DR |  | Polytube | Yes |  | 2022-07-14 |  | Copper | 1966 | Yes |  | 2022-07-14 |  | Non-lead
047926 | APT 4 1627 FLAGG CT |  | Polytube | Yes |  | 2022-07-13 |  | Copper | 1966 | Yes |  | 2022-07-13 |  | Non-lead
047927 | APT 2 1627 FLAGG CT |  | Polytube | Yes |  | 2022-07-13 |  | Copper | 1966 | Yes |  | 2022-07-13 |  | Non-lead
047928 | APT 4 1649 ELLSBERG CT |  | Polytube | Yes |  | 2022-07-14 |  | Copper | 1966 | Yes |  | 2022-07-14 |  | Non-lead
047929 | APT 3 1630 FLAGG CT |  | Polytube | Yes |  | 2022-07-13 |  | Copper | 1966 | Yes |  | 2022-07-13 |  | Non-lead
047930 | APT 1 1653 ELLSBERG CT |  | Unknown | Yes |  | 2022-07-14 |  | Copper | 1966 | Yes |  | 2022-07-14 |  | Lead Status Unknown
047931 | APT 2 1654 REORDAN CT |  | Polytube | Yes |  | 2022-07-13 |  | PVC | 1966 | Yes |  | 2022-07-13 |  | Non-lead
047932 | #3 1656 REORDAN CT |  | PVC | Yes |  | 2022-07-13 |  | Copper | 1966 | Yes |  | 2022-07-13 |  | Non-lead
047933 | #4 1657 REORDAN CT |  | Polytube | Yes |  | 2022-07-13 |  | Copper | 1966 | Yes |  | 2022-07-13 |  | Non-lead
047934 | APT 1 1659 REORDAN CT |  | Polytube | Yes |  | 2022-07-13 |  | PVC | 1966 | Yes |  | 2022-07-13 |  | Non-lead
047935 | APT 3 1659 REORDAN CT |  | Polytube | Yes |  | 2022-07-13 |  | Copper | 1966 | Yes |  | 2022-07-13 |  | Non-lead
047936 | APT 4 1659 REORDAN CT |  | Polytube | Yes |  | 2022-07-13 |  | Copper | 1966 | Yes |  | 2022-07-13 |  | Non-lead
047937 | APT 2 1636 SCHOLTZ CT |  | Polytube | Yes |  | 2022-07-13 |  | Copper | 1966 | Yes |  | 2022-07-13 |  | Non-lead
047938 | APT 4 1633 SCHOLTZ CT |  | Polytube | Yes |  | 2022-07-13 |  | Copper | 1966 | Yes |  | 2022-07-13 |  | Non-lead
047939 | APT 5 1649 ELLSBERG CT |  | Polytube | Yes |  | 2022-07-14 |  | Copper | 1966 | Yes |  | 2022-07-14 |  | Non-lead
047940 | APT 2 1632 SCHOLTZ CT |  | Polytube | Yes |  | 2022-07-13 |  | Copper | 1966 | Yes |  | 2022-07-13 |  | Non-lead
047941 | APT 1 1650 ELLSBERG CT |  | Polytube | Yes |  | 2024-08-13 |  | Copper | 1966 | Yes |  | 2024-08-13 |  | Non-lead
047942 | APT 3 1648 ELLSBERG CT |  | Polytube | Yes |  | 2022-07-14 |  | Copper | 1966 | Yes |  | 2022-07-14 |  | Non-lead
047943 | APT 1 1661 DUNLAP DR |  | Polytube | Yes |  | 2022-07-14 |  | Copper | 1966 | Yes |  | 2022-07-14 |  | Non-lead
047944 | APT 2 1652 ELLSBERG CT |  | Polytube | Yes |  | 2022-07-14 |  | Copper | 1966 | Yes |  | 2022-07-14 |  | Non-lead
047945 | APT 1 1634 SCHOLTZ CT |  | Polytube | Yes |  | 2022-07-13 |  | Copper | 1966 | Yes |  | 2022-07-13 |  | Non-lead
047946 | APT 4 1632 SCHOLTZ CT |  | Polytube | Yes |  | 2022-07-13 |  | Copper | 1966 | Yes |  | 2022-07-13 |  | Non-lead
047947 | APT 4 1631 FLAGG CT |  | Polytube | Yes |  | 2022-07-13 |  | Copper | 1966 | Yes |  | 2022-07-13 |  | Non-lead
047948 | APT 2 1639 MORGAN CT |  | Polytube | Yes |  | 2022-07-14 |  | Copper | 1966 | Yes |  | 2022-07-14 |  | Non-lead
047949 | APT 3 1639 MORGAN CT |  | Polytube | Yes |  | 2022-07-14 |  | Copper | 1966 | Yes |  | 2022-07-14 |  | Non-lead
047950 | APT 4 1639 MORGAN CT |  | Polytube | Yes |  | 2022-07-14 |  | Copper | 1966 | Yes |  | 2022-07-14 |  | Non-lead
047951 | APT 1 1640 MORGAN CT |  | Polytube | Yes |  | 2022-07-14 |  | Copper | 1966 | Yes |  | 2022-07-14 |  | Non-lead
047952 | APT 2 1640 MORGAN CT |  | Polytube | Yes |  | 2022-07-14 |  | Copper | 1966 | Yes |  | 2022-07-14 |  | Non-lead
047953 | APT 3 1640 MORGAN CT |  | Polytube | Yes |  | 2022-07-14 |  | Copper | 1966 | Yes |  | 2022-07-14 |  | Non-lead
047954 | APT 4 1640 MORGAN CT |  | Polytube | Yes |  | 2024-04-18 |  | Copper | 1966 | Yes |  | 2024-04-18 |  | Non-lead
047955 | APT 1 1641 MORGAN CT |  | Polytube | Yes |  | 2022-07-14 |  | Copper | 1966 | Yes |  | 2022-07-14 |  | Non-lead
047956 | APT 2 1641 MORGAN CT |  | Polytube | Yes |  | 2022-07-14 |  | Copper | 1966 | Yes |  | 2022-07-14 |  | Non-lead
047957 | APT 3 1641 MORGAN CT |  | Polytube | Yes |  | 2022-07-14 |  | Copper | 1966 | Yes |  | 2022-07-14 |  | Non-lead
047958 | DR 422 S HARBOR |  | Unknown, Non-Lead | Yes |  | 2017-06-23 |  | Unknown, Non-Lead | 1997 | Yes |  | 2017-06-23 |  | Non-lead
047959 | 20843 2ND WEST AVE |  | Unknown, Non-Lead | Yes |  | 2024-07-26 |  | Unknown, Non-Lead | 2005 | Yes |  | 2024-07-26 |  | Non-lead
047960 | APT 6 1641 MORGAN CT |  | Polytube | Yes |  | 2022-07-14 |  | Copper | 1966 | Yes |  | 2022-07-14 |  | Non-lead
047961 | APT 1 1642 MORGAN CT |  | Polytube | Yes |  | 2022-07-14 |  | Copper | 1966 | Yes |  | 2022-07-14 |  | Non-lead
047962 | APT 2 1642 MORGAN CT |  | Polytube | Yes |  | 2022-01-07 |  | PVC | 1966 | Yes |  | 2022-01-07 |  | Non-lead
047963 | APT 3 1642 MORGAN CT |  | Polytube | Yes |  | 2022-07-14 |  | Copper | 1966 | Yes |  | 2022-07-14 |  | Non-lead
047965 | 5085 SUNSET VILLAGE DR |  | Unknown, Non-Lead | No |  |  |  | Unknown, Non-Lead | 1999 | No |  |  |  | Non-lead
047966 | 5084 SUNSET VILLAGE DR |  | Unknown, Non-Lead | Yes |  | 2022-03-09 |  | PVC | 1999 | Yes |  | 2022-03-09 |  | Non-lead
047967 | 5083 SUNSET VILLAGE DR |  | Unknown, Non-Lead | No |  |  |  | Unknown, Non-Lead | 1999 | No |  |  |  | Non-lead
047968 | 5082 SUNSET VILLAGE DR |  | Unknown, Non-Lead | No |  |  |  | Unknown, Non-Lead | 1999 | No |  |  |  | Non-lead
047969 | #C115 5081 SUNSET VILLAGE DR |  | Unknown, Non-Lead | No |  |  |  | Unknown, Non-Lead | 1999 | No |  |  |  | Non-lead
047970 | 380 E SEAVIEW DR |  | Unknown, Non-Lead | Yes |  | 2023-08-02 |  | PVC | 2000 | Yes |  | 2023-08-02 |  | Non-lead
047971 | 30321 FENCE AKA 16TH LANE |  | Polytube | Yes |  | 2022-11-30 |  | PVC | 1987 | Yes |  | 2022-11-30 |  | Non-lead
047972 | 155 13TH ST |  | Unknown, Non-Lead | Yes |  | 2021-09-17 |  | Unknown, Non-Lead | 2015 | Yes |  | 2021-09-17 |  | Non-lead
047973 | 314 CALZADA DE BOUGA |  | Unknown | Yes |  | 2023-04-20 |  | Unknown | 1996 | Yes |  | 2023-04-20 |  | Lead Status Unknown
047974 | 5086 SUNSET VILLAGE DR |  | Unknown, Non-Lead | Yes |  | 2020-01-09 |  | Unknown, Non-Lead | 1999 | Yes |  | 2020-01-09 |  | Non-lead
047975 | 407 LAGUNA ST |  | Polytube | Yes |  | 2022-06-01 |  | PVC | 1980 | Yes |  | 2022-06-01 |  | Non-lead
047976 | 2641 GULFVIEW DR |  | Unknown, Non-Lead | Yes |  | 2022-04-21 |  | Unknown, Non-Lead | 1999 | Yes |  | 2022-04-21 |  | Non-lead
047977 | 2643 GULF VIEW DR |  | Unknown, Non-Lead | No |  |  |  | Unknown, Non-Lead | 1999 | No |  |  |  | Non-lead
047978 | 2645 GULFVIEW DR |  | Unknown, Non-Lead | Yes |  | 2021-09-20 |  | Unknown, Non-Lead | 1999 | Yes |  | 2021-09-20 |  | Non-lead
047979 | 201 W CANAL DR |  | Unknown, Non-Lead | No |  |  |  | Unknown, Non-Lead | 2000 | No |  |  |  | Non-lead
047980 | 19 S BRIDGE LN |  | Unknown, Non-Lead | Yes |  | 2018-06-01 |  | PVC | 2001 | Yes |  | 2018-06-01 |  | Non-lead
047981 | 100 CENTRAL AVE |  | Polytube | Yes |  | 2022-10-11 |  | PVC | 1984 | Yes |  | 2022-10-11 |  | Non-lead
047982 | 69 MUTINY PL |  | Polytube | Yes |  | 2023-11-20 |  | PVC | 2000 | Yes |  | 2023-11-20 |  | Non-lead
047983 | 306 WOODS AVE |  | Unknown, Non-Lead | Yes |  | 2023-01-25 |  | Polytube | 2002 | Yes |  | 2023-01-25 |  | Non-lead
047984 | 500 AVE A |  | Unknown, Non-Lead | No |  |  |  | Unknown, Non-Lead | 2004 | No |  |  |  | Non-lead
047985 | 1409 SOUTH ST |  | Unknown, Non-Lead | Yes |  | 2024-06-12 |  | Unknown, Non-Lead | 2000 | Yes |  | 2024-06-12 |  | Non-lead
047986 | 13 SUNSET KEY DR |  | Unknown, Non-Lead | Yes |  | 2019-07-26 |  | Unknown, Non-Lead | 1999 | Yes |  | 2019-07-26 |  | Non-lead
047987 | 1609 JAMAICA DR |  | Polytube | Yes |  | 2022-07-13 |  | PVC | 1999 | Yes |  | 2022-07-13 |  | Non-lead
047988 | 8 CALLE DOS |  | Unknown, Non-Lead | No |  |  |  | Unknown, Non-Lead | 2000 | No |  |  |  | Non-lead
047989 | 369 AIRPORT DR |  | Unknown, Non-Lead | Yes |  | 2018-11-30 |  | Unknown, Non-Lead | 2000 | Yes |  | 2018-11-30 |  | Non-lead
047990 | 1238 LONG BEACH DR |  | Unknown | Yes |  | 2019-01-10 |  | PVC |  | Yes |  | 2019-01-10 |  | Non-lead
047991 | 104 GERALDINE ST |  | Polytube | Yes |  | 2022-09-06 |  | PVC | 1933 | Yes |  | 2022-09-06 |  | Non-lead
047992 | 128 LE GRANDE LANE |  | Unknown, Non-Lead | Yes |  | 2023-12-22 |  | PVC | 1999 | Yes |  | 2023-12-22 |  | Non-lead
047993 | 20 SUNSET KEY DR |  | Unknown, Non-Lead | Yes |  | 2021-11-24 |  | Unknown, Non-Lead | 2000 | Yes |  | 2021-11-24 |  | Non-lead
047994 | 2 101 FRONT ST |  | Unknown, Non-Lead | Yes |  | 2024-07-08 |  | PVC | 1994 | Yes |  | 2024-07-08 |  | Non-lead
047995 | 56 MUTINY PL |  | Unknown, Non-Lead | Yes |  | 2018-08-29 |  | Unknown, Non-Lead | 2000 | Yes |  | 2018-08-29 |  | Non-lead
047996 | 31 OCEAN REEF DR |  | Unknown, Non-Lead | No |  |  |  | Unknown, Non-Lead | 2000 | No |  |  |  | Non-lead
047997 | 60 MUTINY PL |  | Polytube | Yes |  | 2022-05-31 |  | PVC | 2001 | Yes |  | 2022-05-31 |  | Non-lead
047998 | 56 W PLAZA GRANADA |  | Unknown, Non-Lead | Yes |  | 2021-08-23 |  | Unknown, Non-Lead | 2002 | Yes |  | 2021-08-23 |  | Non-lead
047999 | 129 CORT LN |  | Polytube | Yes |  | 2023-05-24 |  | PVC | 1996 | Yes |  | 2023-05-24 |  | Non-lead
048000 | 5092 SUNSET VILLAGE DR |  | Unknown, Non-Lead | Yes |  | 2021-02-26 |  | PVC | 1999 | Yes |  | 2021-02-26 |  | Non-lead
048001 | 5088 SUNSET VILLAGE DR |  | Unknown, Non-Lead | Yes |  | 2020-11-04 |  | Unknown, Non-Lead | 1999 | Yes |  | 2020-11-04 |  | Non-lead
048002 | 5089 SUNSET VILLAGE DR |  | Unknown, Non-Lead | Yes |  | 2023-04-17 |  | Unknown, Non-Lead | 1999 | Yes |  | 2023-04-17 |  | Non-lead
048003 | 5090 SUNSET VILLAGE DR |  | Unknown, Non-Lead | No |  |  |  | Unknown, Non-Lead | 2000 | No |  |  |  | Non-lead
048004 | 5091 SUNSET VILLAGE DR |  | Unknown, Non-Lead | Yes |  | 2021-04-12 |  | PVC | 1999 | Yes |  | 2021-04-12 |  | Non-lead
048006 | 31045 B AVE |  | Polytube | Yes |  | 2022-07-15 |  | PVC | 1985 | Yes |  | 2022-07-15 |  | Non-lead
048007 | 90 CALLE ENSUENO |  | Polytube | Yes |  | 2022-06-22 |  | PVC | 1987 | Yes |  | 2022-06-22 |  | Non-lead
048008 | 150 13TH ST |  | Polytube | Yes |  | 2022-08-10 |  | PVC | 2001 | Yes |  | 2022-08-10 |  | Non-lead
048009 | 807 CENTER ST |  | Polytube | Yes |  | 2024-01-04 |  | Galvanized | 1924 | Yes |  | 2024-01-04 |  | Galvanized Requiring Replacement
048010 | 30750 CADWELL LN |  | Polytube | Yes |  | 2023-07-19 |  | PVC | 1983 | Yes |  | 2023-07-19 |  | Non-lead
048011 | 29610 MAHOGANY LN |  | Polytube | Yes |  | 2023-01-10 |  | PVC | 1977 | Yes |  | 2023-01-10 |  | Non-lead
048012 | 22944 JOHN SILVER LN |  | Unknown, Non-Lead | Yes |  | 2017-03-31 |  | Unknown, Non-Lead | 2014 | Yes |  | 2017-03-31 |  | Non-lead
048013 | 198 GOLF CLUB DR |  | Unknown, Non-Lead | Yes |  | 2022-04-29 |  | PVC | 2000 | Yes |  | 2022-04-29 |  | Non-lead
048014 | 200 GOLF CLUB DR |  | Unknown, Non-Lead | No |  |  |  | Unknown, Non-Lead | 1999 | No |  |  |  | Non-lead
048015 | 208 GOLF CLUB DR |  | Unknown, Non-Lead | Yes |  | 2019-12-31 |  | Unknown, Non-Lead | 1996 | Yes |  | 2019-12-31 |  | Non-lead
048016 | 234 GOLF CLUB DRIVE |  | Polytube | Yes |  | 2024-03-27 |  | PVC | 2000 | Yes |  | 2024-03-27 |  | Non-lead
048017 | 1038 A AVE |  | Unknown, Non-Lead | Yes |  | 2024-05-13 |  | Unknown, Non-Lead | 1999 | Yes |  | 2024-05-13 |  | Non-lead
048018 | 359 LAFITTE RD |  | Unknown, Non-Lead | Yes |  | 2020-02-21 |  | Unknown, Non-Lead | 2001 | Yes |  | 2020-02-21 |  | Non-lead
048019 | 641 CAROLYN AVE |  | Polytube | Yes |  | 2022-09-09 |  | PVC | 2000 | Yes |  | 2022-09-09 |  | Non-lead
048020 | 21956 RAFFY RD |  | Unknown, Non-Lead | Yes |  | 2023-09-11 |  | Unknown, Non-Lead | 2019 | Yes |  | 2023-09-11 |  | Non-lead
048021 | 28540 DOUBLOON |  | Unknown, Non-Lead | Yes |  | 2024-01-30 |  | Unknown, Non-Lead | 2000 | Yes |  | 2024-01-30 |  | Non-lead
048022 | 65 SUNSET KEY DR |  | Unknown, Non-Lead | No |  |  |  | Unknown, Non-Lead | 1997 | No |  |  |  | Non-lead
048023 | 1172 COATES LANE |  | Unknown, Non-Lead | Yes |  | 2024-06-28 |  | Unknown, Non-Lead | 2002 | Yes |  | 2024-06-28 |  | Non-lead
048024 | 301 AVENUE F |  | Unknown, Non-Lead | Yes |  | 2023-06-28 |  | Unknown, Non-Lead | 2000 | Yes |  | 2023-06-28 |  | Non-lead
048025 | 311 AVE F |  | Unknown, Non-Lead | Yes |  | 2021-06-01 |  | Unknown, Non-Lead | 2000 | Yes |  | 2021-06-01 |  | Non-lead
048026 | 2264 PENSACOLA ROAD |  | Polytube | Yes |  | 2022-10-13 |  | PVC | 1987 | Yes |  | 2022-10-13 |  | Non-lead
048027 | 1305 COURY DR |  | Unknown, Non-Lead | Yes |  | 2018-05-22 |  | Unknown, Non-Lead | 2000 | Yes |  | 2018-05-22 |  | Non-lead
048028 | 2421 PENSACOLA RD |  | Unknown, Non-Lead | Yes |  | 2018-08-07 |  | Unknown, Non-Lead | 1988 | Yes |  | 2018-08-07 |  | Non-lead
048029 | 5093 SUNSET VILLAGE DR |  | Unknown, Non-Lead | No |  |  |  | Unknown, Non-Lead | 1999 | No |  |  |  | Non-lead
048030 | 5098 SUNSET VILLAGE DR |  | Unknown, Non-Lead | No |  |  |  | Unknown, Non-Lead | 2000 | No |  |  |  | Non-lead
048031 | 5097 SUNSET VILLAGE DR |  | Unknown, Non-Lead | No |  |  |  | Unknown, Non-Lead | 2000 | No |  |  |  | Non-lead
048032 | 29566 LUCRECIA ST |  | Polytube | Yes |  | 2021-12-27 |  | PVC | 1979 | Yes |  | 2021-12-27 |  | Non-lead
048033 | 3635 SEASIDE DR |  | Unknown, Non-Lead | Yes |  | 2021-03-04 |  | Unknown, Non-Lead | 2001 | Yes |  | 2021-03-04 |  | Non-lead
048034 | 3635 S ROOSEVELT BLVD |  | Unknown, Non-Lead | No |  |  |  | Unknown, Non-Lead | 2000 | No |  |  |  | Non-lead
048035 | 3635 S ROOSEVELT BLVD |  | Unknown, Non-Lead | Yes |  | 2018-05-07 |  | Unknown, Non-Lead | 2000 | Yes |  | 2018-05-07 |  | Non-lead
048036 | #L16 16 SUNSET KEY DR |  | Unknown, Non-Lead | Yes |  | 2024-06-05 |  | Unknown, Non-Lead | 1999 | Yes |  | 2024-06-05 |  | Non-lead
048037 | 5096 SUNSET VILLAGE DR |  | Unknown, Non-Lead | No |  |  |  | Unknown, Non-Lead | 2000 | No |  |  |  | Non-lead
048038 | 5095 SUNSET VILLAGE DR |  | Unknown, Non-Lead | No |  |  |  | Unknown, Non-Lead | 2000 | No |  |  |  | Non-lead
048039 | 5094 SUNSET VILLAGE DR |  | Unknown, Non-Lead | No |  |  |  | Unknown, Non-Lead | 2000 | No |  |  |  | Non-lead
048040 | 1325 COURY DR |  | Unknown, Non-Lead | Yes |  | 2019-10-10 |  | PVC | 2000 | Yes |  | 2019-10-10 |  | Non-lead
048041 | 7007 HARBOR VILLAGE DR |  | Unknown, Non-Lead | Yes |  | 2021-11-23 |  | Unknown, Non-Lead | 2000 | Yes |  | 2021-11-23 |  | Non-lead
048042 | 17147 FLYING FISH LN |  | Unknown, Non-Lead | Yes |  | 2018-08-31 |  | Unknown, Non-Lead | 2000 | Yes |  | 2018-08-31 |  | Non-lead
048043 | 126 SIOUX ST |  | Polytube | Yes |  | 2022-06-30 |  | PVC | 2000 | Yes |  | 2022-06-30 |  | Non-lead
048044 | 11 NORWOOD AVE |  | Unknown, Non-Lead | Yes |  | 2018-01-03 |  | Unknown, Non-Lead | 1996 | Yes |  | 2018-01-03 |  | Non-lead
048045 | 497 CARRIBEAN DR |  | Polytube | Yes |  | 2023-02-02 |  | PVC | 1981 | Yes |  | 2023-02-02 |  | Non-lead
048046 | 232 S OCEAN SHORES DR |  | Unknown, Non-Lead | Yes |  | 2022-05-05 |  | Unknown, Non-Lead | 2000 | Yes |  | 2022-05-05 |  | Non-lead
048047 | 209 HARBOR DR |  | Unknown, Non-Lead | Yes |  | 2021-12-20 |  | Unknown, Non-Lead | 1998 | Yes |  | 2021-12-20 |  | Non-lead
048048 | #A 1317 CATHERINE ST |  | Polytube | Yes |  | 2022-08-29 |  | PVC | 1933 | Yes |  | 2022-08-29 |  | Non-lead
048049 | 243 GOLF CLUB DR |  | Unknown, Non-Lead | Yes |  | 2018-11-30 |  | Unknown, Non-Lead | 2000 | Yes |  | 2018-11-30 |  | Non-lead
048050 | 202 GOLF CLUB DR |  | Unknown, Non-Lead | Yes |  | 2018-10-26 |  | Unknown, Non-Lead | 1999 | Yes |  | 2018-10-26 |  | Non-lead
048051 | 204 GOLF CLUB DRIVE |  | Polytube | Yes |  | 2023-12-07 |  | PVC | 2000 | Yes |  | 2023-12-07 |  | Non-lead
048052 | 206 GOLF CLUB DR |  | Polytube | Yes |  | 2023-03-01 |  | PVC | 2000 | Yes |  | 2023-03-01 |  | Non-lead
048053 | 21875 SPAIN BLVD |  | Polytube | Yes |  | 2022-12-28 |  | PVC |  | Yes |  | 2022-12-28 |  | Non-lead
048054 | 9 CALLE DOS |  | Unknown, Non-Lead | Yes |  | 2020-12-28 |  | Unknown, Non-Lead | 2000 | Yes |  | 2020-12-28 |  | Non-lead
048055 | 360 AVENUE F |  | Polytube | Yes |  | 2023-12-27 |  | Copper |  | Yes |  | 2023-12-27 |  | Non-lead
048056 | 418 AMELIA ST |  | Polytube | Yes |  | 2022-06-21 |  | PVC | 1928 | Yes |  | 2022-06-21 |  | Non-lead
048057 | 31029 AVENUE I |  | Polytube | Yes |  | 2019-04-17 |  | Polytube | 1962 | Yes |  | 2019-04-17 |  | Non-lead
048058 | 3420 N ROOSEVELT BLVD |  | Polytube | Yes |  | 2024-08-23 |  | Ductile Iron | 1976 | Yes |  | 2024-08-23 |  | Non-lead
048059 | 2 EVERGREEN DR |  | Polytube | Yes |  | 2021-08-06 |  | PVC | 2001 | Yes |  | 2021-08-06 |  | Non-lead
048060 | 134 VENETIAN WAY |  | Unknown, Non-Lead | No |  |  |  | Unknown, Non-Lead | 2000 | No |  |  |  | Non-lead
048061 | 156 IROQUOIS ST |  | Unknown, Non-Lead | No |  |  |  | Unknown, Non-Lead | 1999 | No |  |  |  | Non-lead
048062 | 160 IROQUOIS ST |  | Unknown, Non-Lead | Yes |  | 2021-04-26 |  | Unknown, Non-Lead | 1999 | Yes |  | 2021-04-26 |  | Non-lead
048063 | 6 MANGROVE LANE |  | Unknown, Non-Lead | No |  |  |  | Unknown, Non-Lead | 2001 | No |  |  |  | Non-lead
048064 | 140 PORTO SALVO DR |  | Polytube | Yes |  | 2019-04-16 |  | PVC | 2000 | Yes |  | 2019-04-16 |  | Non-lead
048065 | 17123 GREEN TURTLE LN |  | Unknown, Non-Lead | No |  |  |  | Unknown, Non-Lead | 2000 | No |  |  |  | Non-lead
048066 | 225 OJIBWAY AVE |  | Polytube | Yes |  | 2023-05-08 |  | PVC | 2000 | Yes |  | 2023-05-08 |  | Non-lead
048067 | END CADWELL LN |  | Polytube | Yes |  | 2023-05-04 |  | PVC | 1983 | Yes |  | 2023-05-04 |  | Non-lead
048068 | 22862 LOOKDOWN LT 33&3 LN |  | Polytube | Yes |  | 2022-10-03 |  | PVC | 2001 | Yes |  | 2022-10-03 |  | Non-lead
048069 | 28284 HELEN AVE |  | Polytube | Yes |  | 2024-06-04 |  | PVC | 2000 | Yes |  | 2024-06-04 |  | Non-lead
048070 | 48 JUDY PLACE |  | Polytube | Yes |  | 2023-02-08 |  | PVC | 1983 | Yes |  | 2023-02-08 |  | Non-lead
048071 | 213 CORAL RD |  | Unknown, Non-Lead | No |  |  |  | Unknown, Non-Lead | 2001 | No |  |  |  | Non-lead
048072 | 200 ANCHOR Dr |  | Unknown, Non-Lead | Yes |  | 2021-08-20 |  | Unknown, Non-Lead | 2000 | Yes |  | 2021-08-20 |  | Non-lead
048073 | 19 N BLACKWATER LN |  | Polytube | Yes |  | 2022-07-25 |  | PVC | 1985 | Yes |  | 2022-07-25 |  | Non-lead
048074 | 26 CARDINAL LANE |  | Unknown, Non-Lead | Yes |  | 2022-03-25 |  | Unknown, Non-Lead | 2001 | Yes |  | 2022-03-25 |  | Non-lead
048075 | 100 GERALDINE ST |  | Polytube | Yes |  | 2022-07-13 |  | PVC | 1933 | Yes |  | 2022-07-13 |  | Non-lead
048076 | 193 GOLF CLUB DR |  | Unknown, Non-Lead | Yes |  | 2024-05-29 |  | Unknown, Non-Lead | 2000 | Yes |  | 2024-05-29 |  | Non-lead
048077 | 195 GOLF CLUB DR |  | Unknown, Non-Lead | No |  |  |  | Unknown, Non-Lead | 2000 | No |  |  |  | Non-lead
048078 | 197 GOLF CLUB DR |  | Unknown, Non-Lead | Yes |  | 2022-07-18 |  | PVC | 2000 | Yes |  | 2022-07-18 |  | Non-lead
048079 | 199 GOLF CLUB DRIVE |  | Polytube | Yes |  | 2023-04-03 |  | PVC | 2000 | Yes |  | 2023-04-03 |  | Non-lead
048080 | 201 GOLF CLUB DRIVE |  | Unknown, Non-Lead | No |  |  |  | Unknown, Non-Lead | 2000 | No |  |  |  | Non-lead
048081 | 203 GOLF CLUB DR |  | Unknown, Non-Lead | Yes |  | 2021-09-28 |  | Unknown, Non-Lead | 2000 | Yes |  | 2021-09-28 |  | Non-lead
048082 | 205 GOLF CLUB DR |  | Unknown, Non-Lead | Yes |  | 2020-06-22 |  | PVC | 2000 | Yes |  | 2020-06-22 |  | Non-lead
048083 | 220 GOLF CLUB DRIVE |  | Unknown, Non-Lead | No |  |  |  | Unknown, Non-Lead | 2000 | No |  |  |  | Non-lead
048084 | UNIT 47 3029 N ROOSEVELT BLVD |  | Unknown, Non-Lead | Yes |  | 2019-02-19 |  | Unknown, Non-Lead | 2000 | Yes |  | 2019-02-19 |  | Non-lead
048085 | UNIT 48 3029 N ROOSEVELT BLVD |  | Polytube | Yes |  | 2023-02-15 |  | PVC | 2000 | Yes |  | 2023-02-15 |  | Non-lead
048086 | UNIT 49 3029 N ROOSEVELT BLVD |  | Unknown, Non-Lead | No |  |  |  | Unknown, Non-Lead | 2000 | No |  |  |  | Non-lead
048087 | UNIT 50 3029 N ROOSEVELT BLVD |  | Unknown, Non-Lead | Yes |  | 2019-06-17 |  | Unknown, Non-Lead | 2000 | Yes |  | 2019-06-17 |  | Non-lead
048088 | UNIT 51 3029 N ROOSEVELT BLVD |  | Unknown, Non-Lead | Yes |  | 2020-03-16 |  | Unknown, Non-Lead | 2000 | Yes |  | 2020-03-16 |  | Non-lead
048089 | UNIT 52 3029 N ROOSEVELT BLVD |  | Polytube | Yes |  | 2022-10-17 |  | PVC | 2000 | Yes |  | 2022-10-17 |  | Non-lead
048090 | APT 4 1642 MORGAN CT |  | Polytube | Yes |  | 2022-07-14 |  | Copper | 1966 | Yes |  | 2022-07-14 |  | Non-lead
048091 | APT 1 1643 BRUNSON CT |  | Polytube | Yes |  | 2022-07-14 |  | Copper | 1966 | Yes |  | 2022-07-14 |  | Non-lead
048092 | APT 2 1643 BRUNSON CT |  | Polytube | Yes |  | 2022-07-14 |  | Copper | 1966 | Yes |  | 2022-07-14 |  | Non-lead
048093 | APT 3 1643 BRUNSON CT |  | Polytube | Yes |  | 2022-07-14 |  | Copper | 1966 | Yes |  | 2022-07-14 |  | Non-lead
048094 | APT 4 1643 BRUNSON CT |  | Polytube | Yes |  | 2022-07-14 |  | Copper | 1966 | Yes |  | 2022-07-14 |  | Non-lead
048095 | APT 1 1646 BRUNSON CT |  | Polytube | Yes |  | 2022-07-14 |  | Copper | 1966 | Yes |  | 2022-07-14 |  | Non-lead
048096 | APT 2 1646 BRUNSON CT |  | Polytube | Yes |  | 2022-07-14 |  | Copper | 1966 | Yes |  | 2022-07-14 |  | Non-lead
048097 | APT 3 1646 BRUNSON CT |  | Polytube | Yes |  | 2022-07-14 |  | Copper | 1966 | Yes |  | 2022-07-14 |  | Non-lead
048098 | APT 4 1646 BRUNSON CT |  | Polytube | Yes |  | 2022-07-14 |  | Copper | 1966 | Yes |  | 2022-07-14 |  | Non-lead
048099 | APT 1 1647 BRUNSON CT |  | Polytube | Yes |  | 2022-07-14 |  | Copper | 1966 | Yes |  | 2022-07-14 |  | Non-lead
048100 | APT 2 1647 BRUNSON CT |  | Polytube | Yes |  | 2022-07-14 |  | Copper | 1966 | Yes |  | 2022-07-14 |  | Non-lead
048101 | APT 3 1647 BRUNSON CT |  | Polytube | Yes |  | 2022-07-14 |  | Copper | 1966 | Yes |  | 2022-07-14 |  | Non-lead
048102 | APT 4 1647 BRUNSON CT |  | Polytube | Yes |  | 2022-07-14 |  | Copper | 1966 | Yes |  | 2022-07-14 |  | Non-lead
048103 | APT 5 1647 BRUNSON CT |  | Polytube | Yes |  | 2022-07-14 |  | Copper | 1966 | Yes |  | 2022-07-14 |  | Non-lead
048104 | APT 6 1647 BRUNSON CT |  | Polytube | Yes |  | 2022-07-14 |  | Copper | 1966 | Yes |  | 2022-07-14 |  | Non-lead
048105 | 3675 SEASIDE DR |  | Unknown, Non-Lead | Yes |  | 2021-03-02 |  | Ductile Iron | 2000 | Yes |  | 2021-03-02 |  | Non-lead
048106 | 3675 SEASIDE DR |  | Unknown, Non-Lead | Yes |  | 2022-09-23 |  | PVC | 2000 | Yes |  | 2022-09-23 |  | Non-lead
048107 | 110 S AIRPORT RD |  | Polytube | Yes |  | 2024-01-18 |  | PVC | 2011 | Yes |  | 2024-01-18 |  | Non-lead
048108 | 44 N BOUNTY LANE |  | Polytube | Yes |  | 2023-01-30 |  | PVC | 1986 | Yes |  | 2023-01-30 |  | Non-lead
048109 | 403 JUDY PL |  | Unknown, Non-Lead | Yes |  | 2019-09-24 |  | PVC | 2000 | Yes |  | 2019-09-24 |  | Non-lead
048110 | 401 JUDY PL |  | Unknown, Non-Lead | No |  |  |  | Unknown, Non-Lead | 2000 | No |  |  |  | Non-lead
048111 | 45 SEAGATE BLVD |  | Polytube | Yes |  | 2023-02-01 |  | PVC | 1969 | Yes |  | 2023-02-01 |  | Non-lead
048112 | 7008 HARBOR VILLAGE DR |  | Unknown, Non-Lead | Yes |  | 2023-12-08 |  | Unknown, Non-Lead | 2000 | Yes |  | 2023-12-08 |  | Non-lead
048113 | #166 7009 HARBOR VILLAGE DR |  | Unknown, Non-Lead | No |  |  |  | Unknown, Non-Lead | 2000 | No |  |  |  | Non-lead
048114 | 7010 HARBOR VILLAGE DR |  | Unknown, Non-Lead | Yes |  | 2023-08-09 |  | Unknown, Non-Lead | 2000 | Yes |  | 2023-08-09 |  | Non-lead
048115 | 7011 HARBOR VILLAGE DR |  | Unknown, Non-Lead | Yes |  | 2024-10-04 |  | Unknown, Non-Lead | 2000 | Yes |  | 2024-10-04 |  | Non-lead
048116 | 7012 HARBOR VILLAGE DR |  | Polytube | Yes |  | 2022-08-08 |  | PVC | 1961 | Yes |  | 2022-08-08 |  | Non-lead
048117 | 7013 HARBOR VILLAGE DR |  | Unknown, Non-Lead | Yes |  | 2018-09-07 |  | Unknown, Non-Lead | 2000 | Yes |  | 2018-09-07 |  | Non-lead
048118 | 7014 HARBOR VILLAGE DR |  | Unknown, Non-Lead | No |  |  |  | Unknown, Non-Lead | 2000 | No |  |  |  | Non-lead
048119 | 7015 HARBOR VILLAGE DR |  | Unknown, Non-Lead | Yes |  | 2023-08-08 |  | Unknown, Non-Lead | 2001 | Yes |  | 2023-08-08 |  | Non-lead
048120 | 7016 HARBOR VILLAGE DR |  | Unknown, Non-Lead | Yes |  | 2023-10-26 |  | PVC | 2000 | Yes |  | 2023-10-26 |  | Non-lead
048121 | 7017 HARBOR VILLAGE DR |  | Unknown, Non-Lead | Yes |  | 2023-05-24 |  | Unknown, Non-Lead | 2000 | Yes |  | 2023-05-24 |  | Non-lead
048122 | 7018 HARBOR VILLAGE DR |  | Copper | Yes |  | 2022-10-22 |  | PVC | 1961 | Yes |  | 2022-10-22 |  | Non-lead
048123 | 7019 HARBOR VILLAGE DR |  | Unknown, Non-Lead | No |  |  |  | Unknown, Non-Lead | 2000 | No |  |  |  | Non-lead
048124 | 7020 HARBOR VILLAGE DR |  | Unknown, Non-Lead | No |  |  |  | Unknown, Non-Lead | 2000 | No |  |  |  | Non-lead
048125 | 7021 HARBOR VILLAGE DR |  | Unknown, Non-Lead | Yes |  | 2018-10-02 |  | Unknown, Non-Lead | 2000 | Yes |  | 2018-10-02 |  | Non-lead
048126 | 7022 HARBOR VILLAGE DR |  | Unknown, Non-Lead | Yes |  | 2021-12-13 |  | Unknown, Non-Lead | 2000 | Yes |  | 2021-12-13 |  | Non-lead
048127 | 7023 HARBOR VILLAGE DR |  | Unknown, Non-Lead | Yes |  | 2023-08-16 |  | Unknown, Non-Lead | 2000 | Yes |  | 2023-08-16 |  | Non-lead
048128 | 7024 HARBOR VILLAGE DR |  | Unknown, Non-Lead | Yes |  | 2024-07-08 |  | Unknown, Non-Lead | 2000 | Yes |  | 2024-07-08 |  | Non-lead
048129 | 2160 TAMPA ROAD |  | Polytube | Yes |  | 2023-01-10 |  | PVC | 1977 | Yes |  | 2023-01-10 |  | Non-lead
048130 | 2450 DOLPHIN DR |  | Unknown, Non-Lead | Yes |  | 2018-03-21 |  | Unknown, Non-Lead | 2001 | Yes |  | 2018-03-21 |  | Non-lead
048131 | 7036 HARBOR VILLAGE DR |  | Polytube | Yes |  | 2022-06-08 |  | PVC | 2000 | Yes |  | 2022-06-08 |  | Non-lead
048132 | 7035 HARBOR VILLAGE DR |  | Polytube | Yes |  | 2022-10-11 |  | PVC | 2000 | Yes |  | 2022-10-11 |  | Non-lead
048133 | 7033 HARBOR VILLAGE DR |  | Polytube | Yes |  | 2022-06-15 |  | PVC | 2000 | Yes |  | 2022-06-15 |  | Non-lead
048134 | 7034 HARBOR VILLAGE DR |  | Unknown, Non-Lead | No |  |  |  | Unknown, Non-Lead | 2000 | No |  |  |  | Non-lead
048135 | APT 2 1649 ELLSBERG CT |  | Polytube | Yes |  | 2022-07-14 |  | Copper | 1966 | Yes |  | 2022-07-14 |  | Non-lead
048136 | APT 3 1649 ELLSBERG CT |  | Polytube | Yes |  | 2022-07-14 |  | Copper | 1966 | Yes |  | 2022-07-14 |  | Non-lead
048137 | APT 4 1641 MORGAN CT |  | Polytube | Yes |  | 2022-07-14 |  | Copper | 1966 | Yes |  | 2022-07-14 |  | Non-lead
048138 | 3231 POMPANO ST |  | Polytube | Yes |  | 2023-01-20 |  | PVC | 1985 | Yes |  | 2023-01-20 |  | Non-lead
048139 | 8 & 9 SUNSET KEY DR |  | Unknown, Non-Lead | Yes |  | 2018-08-16 |  | Unknown, Non-Lead | 2002 | Yes |  | 2018-08-16 |  | Non-lead
048140 | 7031 HARBOR VILLAGE DR |  | Unknown, Non-Lead | Yes |  | 2019-01-22 |  | PVC | 2000 | Yes |  | 2019-01-22 |  | Non-lead
048141 | 7032 HARBOR VILLAGE DR |  | Unknown, Non-Lead | Yes |  | 2022-01-12 |  | Unknown, Non-Lead | 2000 | Yes |  | 2022-01-12 |  | Non-lead
048142 | 103 BUTTONWOOD LN |  | Unknown, Non-Lead | Yes |  | 2023-07-10 |  | Unknown, Non-Lead | 2000 | Yes |  | 2023-07-10 |  | Non-lead
048143 | 783 INDIES RD |  | Unknown, Non-Lead | Yes |  | 2020-03-04 |  | PVC | 2000 | Yes |  | 2020-03-04 |  | Non-lead
048144 | 236 W SEAVIEW CIR |  | Unknown | Yes |  | 2022-10-22 |  | Unknown | 1976 | Yes |  | 2022-10-22 |  | Lead Status Unknown
048145 | 13 CYPRESS AVE |  | Unknown, Non-Lead | Yes |  | 2018-07-18 |  | Unknown, Non-Lead | 2001 | Yes |  | 2018-07-18 |  | Non-lead
048146 | 47 CYPRESS AVE |  | Polytube | Yes |  | 2022-05-09 |  | PVC | 2001 | Yes |  | 2022-05-09 |  | Non-lead
048147 | 4 EVERGREEN CT |  | Unknown, Non-Lead | Yes |  | 2020-04-02 |  | PVC | 2001 | Yes |  | 2020-04-02 |  | Non-lead
048148 | 411 5TH St |  | Unknown, Non-Lead | No |  |  |  | Unknown, Non-Lead | 2001 | No |  |  |  | Non-lead
048149 | 401 5TH St |  | Unknown, Non-Lead | Yes |  | 2020-10-30 |  | PVC | 1989 | Yes |  | 2020-10-30 |  | Non-lead
048150 | LOT 116 1571 OVERSEAS HWY |  | PVC | Yes |  | 2022-11-18 |  | PVC | 1952 | Yes |  | 2022-11-18 |  | Non-lead
048151 | 700 CALLE DE LUNA |  | Polytube | Yes |  | 2023-05-03 |  | PVC | 2000 | Yes |  | 2023-05-03 |  | Non-lead
048152 | 1258 DIVISION ST |  | Polytube | Yes |  | 2022-11-15 |  | PVC | 1986 | Yes |  | 2022-11-15 |  | Non-lead
048153 | 22828 PRIVATEER DR |  | Unknown, Non-Lead | Yes |  | 2016-12-19 |  | Unknown, Non-Lead | 2000 | Yes |  | 2016-12-19 |  | Non-lead
048154 | 30419 SEAGRAPE TRL |  | Polytube | Yes |  | 2024-09-20 |  | PVC | 1984 | Yes |  | 2024-09-20 |  | Non-lead
048155 | 27430 W INDIES DR |  | Polytube | Yes |  | 2022-10-05 |  | PVC | 2000 | Yes |  | 2022-10-05 |  | Non-lead
048156 | 17219 OLEANDER LN |  | Unknown, Non-Lead | Yes |  | 2024-03-21 |  | Unknown, Non-Lead | 2000 | Yes |  | 2024-03-21 |  | Non-lead
048157 | 6500 FRONT ST |  | Polytube | Yes |  | 2023-03-08 |  | PVC |  | Yes |  | 2023-03-08 |  | Non-lead
048158 | 67 SUNSET KEY DR |  | Unknown, Non-Lead | No |  |  |  | Unknown, Non-Lead | 1997 | No |  |  |  | Non-lead
048159 | 316 SAWYER DRIVE |  | Polytube | Yes |  | 2020-10-21 |  | PVC | 2000 | Yes |  | 2020-10-21 |  | Non-lead
048160 | L6 B3 1311 ALMAY ST |  | Polytube | Yes |  | 2023-01-23 |  | PVC | 2001 | Yes |  | 2023-01-23 |  | Non-lead
048161 | 174 INDIAN MOUND TR |  | Unknown, Non-Lead | Yes |  | 2023-10-26 |  | Unknown, Non-Lead | 1990 | Yes |  | 2023-10-26 |  | Non-lead
048162 | 4 CORRINE PL |  | Polytube | Yes |  | 2019-03-22 |  | PVC | 1994 | Yes |  | 2019-03-22 |  | Non-lead
048163 | 8 BAYBERRY LN |  | Polytube | Yes |  | 2022-08-09 |  | PVC | 2002 | Yes |  | 2022-08-09 |  | Non-lead
048164 | 296 SOUTH DR |  | Unknown, Non-Lead | Yes |  | 2021-11-15 |  | PVC | 2001 | Yes |  | 2021-11-15 |  | Non-lead
048165 | 7121 OLD SHRIMP RD |  | Unknown, Non-Lead | No |  |  |  | No Piping | 1968 | No |  |  |  | Non-lead
048166 | APT 1 2523 SEIDENBERG AVE |  | Copper | Yes |  | 2022-08-18 |  | Copper | 1940 | Yes |  | 2022-08-18 |  | Non-lead
048167 | 19171 ROCKY RD |  | Polytube | Yes |  | 2023-01-18 |  | PVC | 1986 | Yes |  | 2023-01-18 |  | Non-lead
048168 | LEFT 305 E OCEAN DR |  | Unknown, Non-Lead | No |  |  |  | Unknown, Non-Lead | 2002 | No |  |  |  | Non-lead
048169 | LEFT 315 E OCEAN DR |  | Polytube | Yes |  | 2023-06-30 |  | PVC | 2001 | Yes |  | 2023-06-30 |  | Non-lead
048170 | RIGHT 300 E OCEAN DR |  | Polytube | Yes |  | 2023-06-21 |  | PVC | 2002 | Yes |  | 2023-06-21 |  | Non-lead
048171 | RIGHT 310 E OCEAN DR |  | Unknown, Non-Lead | No |  |  |  | Unknown, Non-Lead | 2002 | No |  |  |  | Non-lead
048172 | 29467 GERALDINE ST |  | Polytube | Yes |  | 2023-01-10 |  | PVC | 1975 | Yes |  | 2023-01-10 |  | Non-lead
048173 | 10 SUNSET KEY DR |  | PVC | Yes |  | 2018-07-16 |  | PVC | 2001 | Yes |  | 2018-07-16 |  | Non-lead
048174 | 12 SUNSET KEY DR |  | Unknown, Non-Lead | Yes |  | 2018-08-13 |  | Unknown, Non-Lead | 1999 | Yes |  | 2018-08-13 |  | Non-lead
048175 | 21 SUNSET KEY DR |  | Unknown, Non-Lead | Yes |  | 2020-09-11 |  | Unknown, Non-Lead | 2002 | Yes |  | 2020-09-11 |  | Non-lead
048176 | #L25 25 SUNSET KEY DR |  | Unknown, Non-Lead | No |  |  |  | Unknown, Non-Lead | 2000 | No |  |  |  | Non-lead
048177 | #L26 26 SUNSET KEY DR |  | Unknown, Non-Lead | Yes |  | 2022-03-21 |  | Unknown, Non-Lead | 2000 | Yes |  | 2022-03-21 |  | Non-lead
048178 | L33 33 SUNSET KEY DR |  | Unknown, Non-Lead | Yes |  | 2019-03-13 |  | Unknown, Non-Lead | 2002 | Yes |  | 2019-03-13 |  | Non-lead
048179 | LOT 45 45 SUNSET KEY DR |  | Unknown, Non-Lead | No |  |  |  | Unknown, Non-Lead | 2001 | No |  |  |  | Non-lead
048180 | 46 SUNSET KEY DR |  | Unknown, Non-Lead | Yes |  | 2024-09-19 |  | Unknown, Non-Lead | 2001 | Yes |  | 2024-09-19 |  | Non-lead
048181 | 47 SUNSET KEY DR |  | Unknown, Non-Lead | Yes |  | 2018-08-13 |  | Unknown, Non-Lead | 2001 | Yes |  | 2018-08-13 |  | Non-lead
048182 | UNIT 41 3029 N ROOSEVELT BLVD |  | Unknown, Non-Lead | Yes |  | 2021-09-09 |  | Unknown, Non-Lead | 2000 | Yes |  | 2021-09-09 |  | Non-lead
048183 | UNIT 42 3029 N ROOSEVELT BLVD |  | Unknown, Non-Lead | Yes |  | 2019-10-21 |  | Unknown, Non-Lead | 2000 | Yes |  | 2019-10-21 |  | Non-lead
048184 | UNIT 43 3029 N ROOSEVELT BLVD |  | Unknown, Non-Lead | Yes |  | 2021-09-20 |  | Unknown, Non-Lead | 2000 | Yes |  | 2021-09-20 |  | Non-lead
048185 | UNIT 44 3029 N ROOSEVELT BLVD |  | Unknown, Non-Lead | No |  |  |  | Unknown, Non-Lead | 2000 | No |  |  |  | Non-lead
048186 | UNIT 45 3029 N ROOSEVELT BLVD |  | Polytube | Yes |  | 2022-08-15 |  | PVC | 2000 | Yes |  | 2022-08-15 |  | Non-lead
048187 | UNIT 46 3029 N ROOSEVELT BLVD |  | Unknown, Non-Lead | Yes |  | 2017-06-14 |  | Unknown, Non-Lead | 2000 | Yes |  | 2017-06-14 |  | Non-lead
048188 | 200 ERIE DR |  | Unknown, Non-Lead | Yes |  | 2021-05-12 |  | PVC | 2002 | Yes |  | 2021-05-12 |  | Non-lead
048189 | 233 LAPALOMA RD |  | Polytube | Yes |  | 2023-02-07 |  | PVC | 1986 | Yes |  | 2023-02-07 |  | Non-lead
048190 | 87458 OLD HWY L10 B4 |  | Polytube | Yes |  | 2024-01-18 |  | PVC |  | Yes |  | 2024-01-18 |  | Non-lead
048191 | 183 LORELANE PL |  | Unknown, Non-Lead | No |  |  |  | Unknown, Non-Lead | 2000 | No |  |  |  | Non-lead
048192 | 15 SOUTH BRIDGE |  | Copper | Yes |  | 2022-08-03 |  | PVC | 2002 | Yes |  | 2022-08-03 |  | Non-lead
048193 | 167 LORELANE DR |  | Unknown, Non-Lead | No |  |  |  | Unknown, Non-Lead | 2003 | No |  |  |  | Non-lead
048194 | 352 BROWN DR |  | Unknown, Non-Lead | Yes |  | 2024-03-26 |  | Polytube | 2000 | Yes |  | 2024-03-26 |  | Non-lead
048195 | LEFT 130 9TH ST |  | Unknown, Non-Lead | Yes |  | 2024-04-16 |  | Unknown, Non-Lead | 2000 | Yes |  | 2024-04-16 |  | Non-lead
048196 | RIGHT 120 9TH ST |  | Polytube | Yes |  | 2022-10-20 |  | PVC | 2000 | Yes |  | 2022-10-20 |  | Non-lead
048197 | 2468 NAPLES RD |  | Polytube | Yes |  | 2023-01-10 |  | PVC | 1980 | Yes |  | 2023-01-10 |  | Non-lead
048198 | 194 S INDIES DR |  | Polytube | Yes |  | 2024-06-18 |  | PVC | 1970 | Yes |  | 2024-06-18 |  | Non-lead
048199 | 18 W CIRCLE DR |  | Unknown, Non-Lead | Yes |  | 2017-11-28 |  | Unknown, Non-Lead | 2000 | Yes |  | 2017-11-28 |  | Non-lead
048200 | 1218 SOUTH ST |  | Unknown, Non-Lead | Yes |  | 2023-10-30 |  | Unknown, Non-Lead | 2001 | Yes |  | 2023-10-30 |  | Non-lead
048201 | . OLD STATE 4-A (SETTLERS PARK) RD |  | Polytube | Yes |  | 2023-02-08 |  | PVC | 1958 | Yes |  | 2023-02-08 |  | Non-lead
048202 | 1069 COXON LANE |  | Polytube | Yes |  | 2024-06-28 |  | PVC | 1987 | Yes |  | 2024-06-28 |  | Non-lead
048203 | 20 OCEAN FRONT DR |  | Unknown, Non-Lead | Yes |  | 2020-05-26 |  | Unknown, Non-Lead | 2000 | Yes |  | 2020-05-26 |  | Non-lead
048204 | 209 CORSAIR RD |  | Polytube | Yes |  | 2022-10-22 |  | PVC | 1985 | Yes |  | 2022-10-22 |  | Non-lead
048205 | 88755 OVERSEAS HWY |  | Polytube | Yes |  | 2023-10-18 |  | PVC | 2010 | Yes |  | 2023-10-18 |  | Non-lead
048206 | 926 LOBSTER LN |  | Unknown, Non-Lead | Yes |  | 2024-04-25 |  | Unknown, Non-Lead | 2003 | Yes |  | 2024-04-25 |  | Non-lead
048207 | 118 LONG BEN DR |  | Polytube | Yes |  | 2023-01-31 |  | PVC | 1958 | Yes |  | 2023-01-31 |  | Non-lead
048208 | 222 GOLF CLUB DR |  | Polytube | Yes |  | 2023-09-08 |  | PVC | 2000 | Yes |  | 2023-09-08 |  | Non-lead
048209 | 227 GOLF CLUB DR |  | Unknown, Non-Lead | Yes |  | 2018-04-17 |  | PVC | 1999 | Yes |  | 2018-04-17 |  | Non-lead
048210 | 231 GOLF CLUB DRIVE |  | Unknown, Non-Lead | Yes |  | 2018-03-01 |  | Unknown, Non-Lead | 2000 | Yes |  | 2018-03-01 |  | Non-lead
048211 | 241 GOLF CLUB DRIVE |  | Unknown, Non-Lead | Yes |  | 2024-06-03 |  | PVC | 2000 | Yes |  | 2024-06-03 |  | Non-lead
048212 | 28212 GATO RD |  | Unknown, Non-Lead | Yes |  | 2024-06-04 |  | Unknown, Non-Lead | 2000 | Yes |  | 2024-06-04 |  | Non-lead
048213 | 28538 JOHN SILVERS RD |  | Unknown, Non-Lead | No |  |  |  | Unknown, Non-Lead | 2020 | No |  |  |  | Non-lead
048214 | 2351 PALM BEACH RD |  | Polytube | Yes |  | 2023-10-20 |  | PVC | 1982 | Yes |  | 2023-10-20 |  | Non-lead
048215 | RSIDE 828 W OCEAN DR |  | Unknown, Non-Lead | Yes |  | 2020-06-26 |  | Unknown, Non-Lead | 2000 | Yes |  | 2020-06-26 |  | Non-lead
048216 | 838 W OCEAN Dr |  | Unknown, Non-Lead | Yes |  | 2024-08-05 |  | Unknown, Non-Lead | 2000 | Yes |  | 2024-08-05 |  | Non-lead
048217 | 3625 SEASIDE DR |  | Unknown, Non-Lead | Yes |  | 2020-05-06 |  | Unknown, Non-Lead | 2001 | Yes |  | 2020-05-06 |  | Non-lead
048218 | 3625 SEASIDE DR |  | Unknown, Non-Lead | Yes |  | 2024-09-16 |  | Unknown, Non-Lead | 2001 | Yes |  | 2024-09-16 |  | Non-lead
048219 | LOCATION LAUNDRY 3685 SEASIDE DR |  | Unknown, Non-Lead | Yes |  | 2021-10-08 |  | PVC | 2001 | Yes |  | 2021-10-08 |  | Non-lead
048220 | LOCATION OFFICE 3685 SEASIDE DR |  | Unknown, Non-Lead | Yes |  | 2024-08-22 |  | Unknown, Non-Lead | 2000 | Yes |  | 2024-08-22 |  | Non-lead
048221 | 3655 SEASIDE DR |  | Unknown, Non-Lead | Yes |  | 2021-02-26 |  | Cast Iron | 2000 | Yes |  | 2021-02-26 |  | Unknown
048222 | 3655 SEASIDE DR |  | Unknown, Non-Lead | No |  |  |  | Unknown, Non-Lead | 2000 | No |  |  |  | Non-lead
048223 | 28080 CURLEW AVE |  | Polytube | Yes |  | 2023-01-11 |  | PVC | 1987 | Yes |  | 2023-01-11 |  | Non-lead
048224 | APT 1 1621 SPAULDING CT |  | Polytube | Yes |  | 2022-07-14 |  | Copper | 1966 | Yes |  | 2022-07-14 |  | Non-lead
048225 | 29461 CANAL LT4 SEC10 ST |  | Polytube | Yes |  | 2023-01-10 |  | PVC | 1975 | Yes |  | 2023-01-10 |  | Non-lead
048226 | 441 CORAL AVENUE |  | Unknown, Non-Lead | Yes |  | 2019-02-04 |  | Unknown, Non-Lead | 2013 | Yes |  | 2019-02-04 |  | Non-lead
048227 | 68 SUNSET KEY DR |  | Unknown, Non-Lead | No |  |  |  | Unknown, Non-Lead | 1997 | No |  |  |  | Non-lead
048228 | 29521 CANAL ST |  | Polytube | Yes |  | 2023-01-10 |  | PVC | 1968 | Yes |  | 2023-01-10 |  | Non-lead
048229 | 24 JEWFISH AVE |  | Unknown, Non-Lead | Yes |  | 2021-05-06 |  | Unknown, Non-Lead | 1999 | Yes |  | 2021-05-06 |  | Non-lead
048230 | WWTP 286 GARDENIA ST |  | Unknown, Non-Lead | Yes |  | 2022-01-27 |  | PVC | 2006 | Yes |  | 2022-01-27 |  | Non-lead
048231 | 84773 OLD HWY |  | Polytube | Yes |  | 2022-01-27 |  | PVC | 2000 | Yes |  | 2022-01-27 |  | Non-lead
048232 | 882 ELLEN DR |  | Unknown, Non-Lead | Yes |  | 2021-04-07 |  | Unknown, Non-Lead | 2002 | Yes |  | 2021-04-07 |  | Non-lead
048233 | 137 MARINA AVE |  | Unknown, Non-Lead | Yes |  | 2019-09-09 |  | Unknown, Non-Lead | 2000 | Yes |  | 2019-09-09 |  | Non-lead
048234 | UNIT 213 3635 SEASIDE DR |  | Unknown, Non-Lead | Yes |  | 2019-03-08 |  | Unknown, Non-Lead | 2000 | Yes |  | 2019-03-08 |  | Non-lead
048235 | UNIT 111 3635 SEASIDE DR |  | Unknown, Non-Lead | Yes |  | 2023-12-06 |  | PVC | 2000 | Yes |  | 2023-12-06 |  | Non-lead
048236 | UNIT 113 3635 SEASIDE DR |  | Unknown, Non-Lead | Yes |  | 2023-12-06 |  | PVC | 2000 | Yes |  | 2023-12-06 |  | Non-lead
048237 | UNIT 407 3635 SEASIDE DR |  | Unknown, Non-Lead | Yes |  | 2019-11-07 |  | PVC | 2000 | Yes |  | 2019-11-07 |  | Non-lead
048238 | UNIT 303 3635 SEASIDE DR |  | Unknown, Non-Lead | Yes |  | 2020-06-15 |  | Unknown, Non-Lead | 2000 | Yes |  | 2020-06-15 |  | Non-lead
048239 | 31017 I AVE |  | Polytube | Yes |  | 2022-11-09 |  | PVC | 1977 | Yes |  | 2022-11-09 |  | Non-lead
048240 | UNIT 208 3635 SEASIDE DR |  | Unknown, Non-Lead | No |  |  |  | Unknown, Non-Lead | 2000 | No |  |  |  | Non-lead
048241 | UNIT 215 3635 SEASIDE DR |  | Unknown, Non-Lead | Yes |  | 2017-08-16 |  | Polytube | 2000 | Yes |  | 2017-08-16 |  | Non-lead
048242 | UNIT 204 3635 SEASIDE DR |  | Unknown, Non-Lead | Yes |  | 2022-03-28 |  | PVC | 2000 | Yes |  | 2022-03-28 |  | Non-lead
048243 | 110 AVENUE D |  | Polytube | Yes |  | 2024-08-07 |  | PVC | 2004 | Yes |  | 2024-08-07 |  | Non-lead
048244 | 2661 CENTRAL AVE |  | Polytube | Yes |  | 2018-04-24 |  | PVC | 1982 | Yes |  | 2018-04-24 |  | Non-lead
048245 | 11840 OVERSEAS HWY |  | Unknown, Non-Lead | Yes |  | 2023-03-28 |  | Unknown, Non-Lead | 2014 | Yes |  | 2023-03-28 |  | Non-lead
048246 | 29456 CANAL ST |  | Polytube | Yes |  | 2023-01-10 |  | PVC |  | Yes |  | 2023-01-10 |  | Non-lead
048247 | 2635 CENTRAL AVE |  | Polytube | Yes |  | 2023-01-10 |  | PVC | 1987 | Yes |  | 2023-01-10 |  | Non-lead
048248 | 380 WILDER RD |  | Polytube | Yes |  | 2022-11-15 |  | PVC | 1978 | Yes |  | 2022-11-15 |  | Non-lead
048249 | UNIT 313 3635 SEASIDE DR |  | PVC | Yes |  | 2022-12-19 |  | PVC | 2000 | Yes |  | 2022-12-19 |  | Non-lead
048250 | UNIT 309 3635 SEASIDE DR |  | Unknown, Non-Lead | Yes |  | 2023-03-14 |  | Unknown, Non-Lead | 2000 | Yes |  | 2023-03-14 |  | Non-lead
048251 | UNIT 306 3635 SEASIDE DR |  | PVC | Yes |  | 2022-12-19 |  | PVC | 2000 | Yes |  | 2022-12-19 |  | Non-lead
048252 | 1176 HAKLUYT LANE |  | Polytube | Yes |  | 2024-05-30 |  | PVC | 1986 | Yes |  | 2024-05-30 |  | Non-lead
048253 | UNIT 312 3635 SEASIDE DR |  | Unknown, Non-Lead | Yes |  | 2022-03-25 |  | PVC | 2000 | Yes |  | 2022-03-25 |  | Non-lead
048254 | 23029 BONITO LN |  | Unknown, Non-Lead | Yes |  | 2017-07-27 |  | PVC | 2000 | Yes |  | 2017-07-27 |  | Non-lead
048255 | 28594 CAPT KIDD RD |  | Polytube | Yes |  | 2019-08-26 |  | PVC | 2000 | Yes |  | 2019-08-26 |  | Non-lead
048256 | UNIT 415 3635 SEASIDE DR |  | Unknown, Non-Lead | Yes |  | 2022-08-17 |  | Unknown, Non-Lead | 2000 | Yes |  | 2022-08-17 |  | Non-lead
048257 | UNIT 305 3635 SEASIDE DR |  | Polytube | Yes |  | 2022-07-05 |  | PVC | 2000 | Yes |  | 2022-07-05 |  | Non-lead
048258 | 622 BLACK BEARD RD |  | Polytube | Yes |  | 2023-02-23 |  | PVC | 2001 | Yes |  | 2023-02-23 |  | Non-lead
048259 | UNIT 411 3635 SEASIDE DR |  | Unknown, Non-Lead | Yes |  | 2024-01-23 |  | PVC | 2000 | Yes |  | 2024-01-23 |  | Non-lead
048260 | 971 WEST INDIES DR |  | Unknown, Non-Lead | Yes |  | 2019-09-03 |  | Unknown, Non-Lead | 2000 | Yes |  | 2019-09-03 |  | Non-lead
048261 | UNIT 112 3635 SEASIDE DR |  | Unknown, Non-Lead | Yes |  | 2023-12-06 |  | Unknown, Non-Lead | 2000 | Yes |  | 2023-12-06 |  | Non-lead
048262 | 260 SUGARLOAF DR |  | Unknown, Non-Lead | Yes |  | 2018-04-06 |  | Unknown, Non-Lead | 2000 | Yes |  | 2018-04-06 |  | Non-lead
048263 | UNIT D 201 INDUSTRIAL RD |  | Polytube | Yes |  | 2022-08-17 |  | PVC | 1984 | Yes |  | 2022-08-17 |  | Non-lead
048264 | 230 AZALEA ST |  | Polytube | Yes |  | 2022-05-27 |  | PVC | 2000 | Yes |  | 2022-05-27 |  | Non-lead
048265 | 110 SAN JUAN DR |  | Polytube | Yes |  | 2024-05-28 |  | PVC | 2000 | Yes |  | 2024-05-28 |  | Non-lead
048266 | 142 REDWING RD |  | Unknown, Non-Lead | Yes |  | 2020-03-09 |  | Unknown, Non-Lead | 2001 | Yes |  | 2020-03-09 |  | Non-lead
048267 | 129 SEASIDE AVE |  | Polytube | Yes |  | 2022-07-20 |  | PVC | 1962 | Yes |  | 2022-07-20 |  | Non-lead
048268 | 778 DOLPHIN AVE |  | Unknown, Non-Lead | Yes |  | 2024-06-04 |  | PVC | 2000 | Yes |  | 2024-06-04 |  | Non-lead
048269 | 3310 DONALD AVE |  | Unknown, Non-Lead | Yes |  | 2020-11-25 |  | Unknown, Non-Lead | 2000 | Yes |  | 2020-11-25 |  | Non-lead
048270 | 3314 DONALD AVE |  | Unknown, Non-Lead | Yes |  | 2021-01-22 |  | Unknown, Non-Lead | 2000 | Yes |  | 2021-01-22 |  | Non-lead
048271 | 3318 DONALD AVE |  | Unknown, Non-Lead | No |  |  |  | Unknown, Non-Lead | 2000 | No |  |  |  | Non-lead
048272 | 3322 DONALD AVE |  | Unknown, Non-Lead | No |  |  |  | Unknown, Non-Lead | 2000 | No |  |  |  | Non-lead
048273 | 3351 DONALD AVE |  | Unknown, Non-Lead | Yes |  | 2019-08-12 |  | Unknown, Non-Lead | 2000 | Yes |  | 2019-08-12 |  | Non-lead
048274 | 3355 DONALD AVE |  | Unknown, Non-Lead | Yes |  | 2021-09-23 |  | Unknown, Non-Lead | 2000 | Yes |  | 2021-09-23 |  | Non-lead
048275 | UNIT 401 3635 SEASIDE DR |  | Unknown, Non-Lead | Yes |  | 2022-05-31 |  | PVC | 2000 | Yes |  | 2022-05-31 |  | Non-lead
048276 | UNIT 310 3635 SEASIDE DR |  | Unknown, Non-Lead | Yes |  | 2018-08-31 |  | PVC | 2000 | Yes |  | 2018-08-31 |  | Non-lead
048277 | 29321 BIG PINE AVE |  | Polytube | Yes |  | 2023-01-10 |  | PVC | 1974 | Yes |  | 2023-01-10 |  | Non-lead
048278 | LOCATION SPA 325 DUVAL ST |  | Unknown | Yes |  | 2023-05-04 |  | None | 1958 | Yes |  | 2023-05-04 |  | No Service Line
048281 | APT 2 REAR 325 DUVAL ST |  | PVC | Yes |  | 2022-12-02 |  | PVC | 1958 | Yes |  | 2022-12-02 |  | Non-lead
048282 | 1214 NEWTON ST |  | Polytube | Yes |  | 2023-05-04 |  | PVC | 1938 | Yes |  | 2023-05-04 |  | Non-lead
048283 | 697 HECK AVE |  | Polytube | Yes |  | 2023-01-25 |  | PVC | 1977 | Yes |  | 2023-01-25 |  | Non-lead
048284 | 81 COUNTY RD |  | Polytube | Yes |  | 2024-02-26 |  | PVC | 1981 | Yes |  | 2024-02-26 |  | Non-lead
048285 | 1292 KEY DEER BLVD |  | Polytube | Yes |  | 2024-04-23 |  | PVC | 1988 | Yes |  | 2024-04-23 |  | Non-lead
048286 | KEY PLAZA SHOPPI |  | PVC | Yes |  | 2023-06-21 |  | PVC | 1974 | Yes |  | 2023-06-21 |  | Non-lead
048287 | UNIT 307 3635 SEASIDE DR |  | Unknown, Non-Lead | Yes |  | 2024-08-22 |  | PVC | 2000 | Yes |  | 2024-08-22 |  | Non-lead
048288 | UNIT 404 3635 SEASIDE DR |  | Unknown, Non-Lead | No |  |  |  | Unknown, Non-Lead | 2000 | No |  |  |  | Non-lead
048289 | WRENN ST |  | Unknown, Non-Lead | Yes |  | 2021-07-14 |  | Unknown, Non-Lead | 2004 | Yes |  | 2021-07-14 |  | Non-lead
048290 | 63 SUNSET KEY DR |  | Unknown, Non-Lead | Yes |  | 2022-04-07 |  | Unknown, Non-Lead | 1997 | Yes |  | 2022-04-07 |  | Non-lead
048291 | 2419 ORLANDO RD |  | Polytube | Yes |  | 2023-01-10 |  | PVC | 1983 | Yes |  | 2023-01-10 |  | Non-lead
048292 | UNIT 304 3635 SEASIDE DR |  | Unknown, Non-Lead | Yes |  | 2022-08-26 |  | Unknown, Non-Lead | 2000 | Yes |  | 2022-08-26 |  | Non-lead
048293 | 1105 LEON ST |  | Polytube | Yes |  | 2023-07-10 |  | PVC | 1970 | Yes |  | 2023-07-10 |  | Non-lead
048294 | 1219 ELIZA ST |  | Polytube | Yes |  | 2022-10-18 |  | PVC | 1938 | Yes |  | 2022-10-18 |  | Non-lead
048295 | 2320 PALM BEACH RD |  | Polytube | Yes |  | 2024-07-18 |  | PVC | 1986 | Yes |  | 2024-07-18 |  | Non-lead
048296 | 29462 GERALDINE ST |  | Polytube | Yes |  | 2024-04-29 |  | PVC | 1991 | Yes |  | 2024-04-29 |  | Non-lead
048297 | 29146 HIBISCUS LANE |  | Polytube | Yes |  | 2023-03-20 |  | PVC | 1979 | Yes |  | 2023-03-20 |  | Non-lead
048298 | 91 A AVE |  | Unknown, Non-Lead | Yes |  | 2023-09-11 |  | PVC | 2001 | Yes |  | 2023-09-11 |  | Non-lead
048299 | 431 10TH ST |  | Polytube | Yes |  | 2022-10-22 |  | PVC | 1970 | Yes |  | 2022-10-22 |  | Non-lead
048300 | CORNER US1 & LOBSTER TA |  | Polytube | Yes |  | 2024-03-27 |  | PVC |  | Yes |  | 2024-03-27 |  | Non-lead
048301 | APT REAR 1925 FOGARTY AVE |  | Polytube | Yes |  | 2024-02-20 |  | PVC | 1958 | Yes |  | 2024-02-20 |  | Non-lead
048302 | APT 1 1662 DUNLAP DR |  | Polytube | Yes |  | 2022-07-14 |  | Copper | 1966 | Yes |  | 2022-07-14 |  | Non-lead
048303 | UNIT 403 3635 SEASIDE DR |  | Polytube | Yes |  | 2022-05-20 |  | PVC | 2000 | Yes |  | 2022-05-20 |  | Non-lead
048304 | UNIT 211 3635 SEASIDE DR |  | Unknown, Non-Lead | Yes |  | 2022-12-19 |  | Unknown, Non-Lead | 2000 | Yes |  | 2022-12-19 |  | Non-lead
048305 | UNIT 138 3675 SEASIDE DR |  | Unknown, Non-Lead | No |  |  |  | Unknown, Non-Lead | 2000 | No |  |  |  | Non-lead
048306 | APT 2 1662 DUNLAP DR |  | Polytube | Yes |  | 2022-07-14 |  | Copper | 1966 | Yes |  | 2022-07-14 |  | Non-lead
048307 | APT 3 1662 DUNLAP DR |  | Polytube | Yes |  | 2023-08-22 |  | Copper | 1966 | Yes |  | 2023-08-22 |  | Non-lead
048308 | APT 4 1662 DUNLAP DR |  | Polytube | Yes |  | 2022-07-14 |  | Copper | 1966 | Yes |  | 2022-07-14 |  | Non-lead
048309 | 2546 CENTRAL AVE |  | Polytube | Yes |  | 2023-01-31 |  | PVC | 1979 | Yes |  | 2023-01-31 |  | Non-lead
048310 | UNIT 308 3635 SEASIDE DR |  | Unknown, Non-Lead | Yes |  | 2021-02-17 |  | PVC | 2000 | Yes |  | 2021-02-17 |  | Non-lead
048311 | 3990 S ROOSEVELT BLVD |  | Unknown, Non-Lead | Yes |  | 2022-05-05 |  | Unknown, Non-Lead | 2000 | Yes |  | 2022-05-05 |  | Non-lead
048312 | UNIT 413 3635 SEASIDE DR |  | PVC | Yes |  | 2022-12-19 |  | PVC | 2000 | Yes |  | 2022-12-19 |  | Non-lead
048313 | 29577 BIG PINE ST |  | Polytube | Yes |  | 2023-12-08 |  | PVC | 1977 | Yes |  | 2023-12-08 |  | Non-lead
048314 | UNIT 314 3635 SEASIDE DR |  | Unknown, Non-Lead | Yes |  | 2021-07-26 |  | Unknown, Non-Lead | 2000 | Yes |  | 2021-07-26 |  | Non-lead
048315 | 1 EVERGREEN AVE |  | Unknown, Non-Lead | Yes |  | 2020-02-03 |  | Unknown, Non-Lead | 2001 | Yes |  | 2020-02-03 |  | Non-lead
048316 | UNIT 214 3635 SEASIDE DR |  | Unknown, Non-Lead | Yes |  | 2021-09-27 |  | Unknown, Non-Lead | 2000 | Yes |  | 2021-09-27 |  | Non-lead
048317 | APT 3 1635 SCHOLTZ CT |  | Unknown | Yes |  | 2022-07-13 |  | Unknown | 1966 | Yes |  | 2022-07-13 |  | Lead Status Unknown
048318 | APT 5 1641 MORGAN CT |  | Polytube | Yes |  | 2022-07-14 |  | Copper | 1966 | Yes |  | 2022-07-14 |  | Non-lead
048319 | APT 4 1656 REORDAN CT |  | PVC | Yes |  | 2022-07-13 |  | Copper | 1966 | Yes |  | 2022-07-13 |  | Non-lead
048320 | APT 1 1663 DUNLAP DR |  | Polytube | Yes |  | 2022-07-14 |  | Copper | 1966 | Yes |  | 2022-07-14 |  | Non-lead
048321 | #2 1663 DUNLAP DR |  | Polytube | Yes |  | 2024-10-01 |  | Copper | 1966 | Yes |  | 2024-10-01 |  | Non-lead
048322 | #3 1663 DUNLAP DR |  | Polytube | Yes |  | 2023-05-17 |  | Copper | 1966 | Yes |  | 2023-05-17 |  | Non-lead
048323 | APT 4 1663 DUNLAP DR |  | Polytube | Yes |  | 2022-07-14 |  | Copper | 1966 | Yes |  | 2022-07-14 |  | Non-lead
048324 | APT 4 1630 FLAGG CT |  | Polytube | Yes |  | 2022-07-13 |  | Copper | 1966 | Yes |  | 2022-07-13 |  | Non-lead
048325 | APT 015A 3314 NORTHSIDE DR |  | Polytube | Yes |  | 2023-03-06 |  | PVC | 1985 | Yes |  | 2023-03-06 |  | Non-lead
048326 | APT 338 3675 SEASIDE DR |  | Unknown, Non-Lead | Yes |  | 2019-04-26 |  | PVC | 2000 | Yes |  | 2019-04-26 |  | Non-lead
048327 | APT 136 3675 SEASIDE DR |  | PVC | Yes |  | 2022-10-24 |  | PVC | 2000 | Yes |  | 2022-10-24 |  | Non-lead
048328 | 565 CORAL LN |  | Unknown, Non-Lead | Yes |  | 2020-12-16 |  | Unknown, Non-Lead | 2001 | Yes |  | 2020-12-16 |  | Non-lead
048329 | 27 TAMARIND LN |  | Unknown, Non-Lead | No |  |  |  | Unknown, Non-Lead | 2001 | No |  |  |  | Non-lead
048330 | 35 SUNSET CT |  | Unknown, Non-Lead | Yes |  | 2024-04-10 |  | PVC | 2002 | Yes |  | 2024-04-10 |  | Non-lead
048331 | 176 MARINA AVE |  | Unknown, Non-Lead | Yes |  | 2020-10-07 |  | Unknown, Non-Lead | 2004 | Yes |  | 2020-10-07 |  | Non-lead
048332 | 170 MARINA AVE |  | Unknown, Non-Lead | No |  |  |  | Unknown, Non-Lead | 2007 | No |  |  |  | Non-lead
048333 | UNIT 405 3635 SEASIDE DR |  | PVC | Yes |  | 2022-11-18 |  | PVC | 2000 | Yes |  | 2022-11-18 |  | Non-lead
048334 | 28571 BUCCANEER RD |  | Unknown, Non-Lead | Yes |  | 2023-10-10 |  | Unknown, Non-Lead | 2015 | Yes |  | 2023-10-10 |  | Non-lead
048335 | UNIT 439 3675 SEASIDE DR |  | Unknown, Non-Lead | Yes |  | 2022-07-22 |  | PVC | 2000 | Yes |  | 2022-07-22 |  | Non-lead
048336 | UNIT 236 3675 SEASIDE DR |  | Unknown, Non-Lead | Yes |  | 2021-07-21 |  | Unknown, Non-Lead | 2000 | Yes |  | 2021-07-21 |  | Non-lead
048337 | UNIT 311 3635 SEASIDE DR |  | Unknown, Non-Lead | Yes |  | 2021-01-05 |  | Unknown, Non-Lead | 2000 | Yes |  | 2021-01-05 |  | Non-lead
048338 | 727 FORT ST |  | Polytube | Yes |  | 2022-07-13 |  | PVC | 1948 | Yes |  | 2022-07-13 |  | Non-lead
048339 | UNIT 141 3675 SEASIDE DR |  | Unknown, Non-Lead | Yes |  | 2024-10-01 |  | PVC | 2000 | Yes |  | 2024-10-01 |  | Non-lead
048340 | 212 GOLF CLUB DR |  | Polytube | Yes |  | 2023-08-02 |  | PVC | 2000 | Yes |  | 2023-08-02 |  | Non-lead
048341 | 214 GOLF CLUB DR |  | Polytube | Yes |  | 2023-02-21 |  | PVC | 2001 | Yes |  | 2023-02-21 |  | Non-lead
048342 | 228 GOLF CLUB DRIVE |  | Unknown, Non-Lead | Yes |  | 2021-02-01 |  | Unknown, Non-Lead | 2000 | Yes |  | 2021-02-01 |  | Non-lead
048343 | 230 GOLF CLUB DR |  | Unknown, Non-Lead | No |  |  |  | Unknown, Non-Lead | 2000 | No |  |  |  | Non-lead
048344 | 216 GOLF CLUB DR |  | Unknown, Non-Lead | No |  |  |  | Unknown, Non-Lead | 2001 | No |  |  |  | Non-lead
048345 | 218 GOLF CLUB DR |  | Polytube | Yes |  | 2022-04-29 |  | PVC | 1996 | Yes |  | 2022-04-29 |  | Non-lead
048346 | 224 GOLF CLUB DR |  | Unknown, Non-Lead | Yes |  | 2022-01-28 |  | Unknown, Non-Lead | 2000 | Yes |  | 2022-01-28 |  | Non-lead
048347 | 226 GOLF CLUB DR |  | Polytube | Yes |  | 2022-05-27 |  | PVC | 2000 | Yes |  | 2022-05-27 |  | Non-lead
048348 | 210 GOLF CLUB DR |  | Polytube | Yes |  | 2023-02-21 |  | PVC | 2000 | Yes |  | 2023-02-21 |  | Non-lead
048349 | 232 GOLF CLUB DR |  | Unknown, Non-Lead | No |  |  |  | Unknown, Non-Lead | 2000 | No |  |  |  | Non-lead
048350 | 245 GOLF CLUB DR |  | Unknown, Non-Lead | No |  |  |  | Unknown, Non-Lead | 2001 | No |  |  |  | Non-lead
048351 | 247 GOLF CLUB DR |  | Polytube | Yes |  | 2023-09-27 |  | PVC | 2001 | Yes |  | 2023-09-27 |  | Non-lead
048352 | APT 237 3675 SEASIDE DR |  | Unknown, Non-Lead | Yes |  | 2024-09-18 |  | PVC | 2000 | Yes |  | 2024-09-18 |  | Non-lead
048353 | WEST 20961 6TH AVE |  | Unknown, Non-Lead | Yes |  | 2017-04-27 |  | Unknown, Non-Lead | 2000 | Yes |  | 2017-04-27 |  | Non-lead
048354 | APT 132 3675 SEASIDE DR |  | PVC | Yes |  | 2023-06-23 |  | PVC | 2000 | Yes |  | 2023-06-23 |  | Non-lead
048355 | APT 231 3675 SEASIDE DR |  | Unknown, Non-Lead | Yes |  | 2017-01-18 |  | Unknown, Non-Lead | 2000 | Yes |  | 2017-01-18 |  | Non-lead
048356 | APT 131 3675 SEASIDE DR |  | PVC | Yes |  | 2023-06-23 |  | PVC | 2000 | Yes |  | 2023-06-23 |  | Non-lead
048357 | APT 232 3675 SEASIDE DR |  | PVC | Yes |  | 2022-05-20 |  | PVC | 2000 | Yes |  | 2022-05-20 |  | Non-lead
048358 | 1125 HAKLUYT LN |  | Polytube | Yes |  | 2022-12-28 |  | PVC | 1979 | Yes |  | 2022-12-28 |  | Non-lead
048359 | APT 333 3675 SEASIDE DR |  | Unknown, Non-Lead | Yes |  | 2018-12-27 |  | Unknown, Non-Lead | 2000 | Yes |  | 2018-12-27 |  | Non-lead
048360 | 110 PRIMROSE LN |  | Unknown, Non-Lead | Yes |  | 2022-09-09 |  | Unknown, Non-Lead | 2000 | Yes |  | 2022-09-09 |  | Non-lead
048361 | LSIDE 330 10TH ST |  | Polytube | Yes |  | 2023-05-03 |  | PVC | 1970 | Yes |  | 2023-05-03 |  | Non-lead
048362 | RSIDE 320 10TH ST |  | Polytube | Yes |  | 2023-05-03 |  | PVC | 2000 | Yes |  | 2023-05-03 |  | Non-lead
048363 | 7001 HARBOR VILLAGE DR |  | Unknown, Non-Lead | Yes |  | 2019-11-06 |  | PVC | 2000 | Yes |  | 2019-11-06 |  | Non-lead
048364 | 7002 HARBOR VILLAGE DR |  | Copper | Yes |  | 2022-10-22 |  | PVC | 1961 | Yes |  | 2022-10-22 |  | Non-lead
048365 | APT 434 3675 SEASIDE DR |  | Unknown, Non-Lead | Yes |  | 2019-04-26 |  | PVC | 2000 | Yes |  | 2019-04-26 |  | Non-lead
048366 | 17225 JAMAICA LN |  | Unknown, Non-Lead | No |  |  |  | Unknown, Non-Lead | 2000 | No |  |  |  | Non-lead
048367 | APT 441 3675 SEASIDE DR |  | Unknown, Non-Lead | Yes |  | 2023-05-31 |  | PVC | 2000 | Yes |  | 2023-05-31 |  | Non-lead
048368 | APT 240 3675 SEASIDE DR |  | Unknown, Non-Lead | Yes |  | 2020-01-27 |  | Unknown, Non-Lead | 2000 | Yes |  | 2020-01-27 |  | Non-lead
048369 | UNIT 342 3675 SEASIDE DR |  | Unknown, Non-Lead | Yes |  | 2020-10-09 |  | Unknown, Non-Lead | 2000 | Yes |  | 2020-10-09 |  | Non-lead
048370 | UNIT 320 3655 SEASIDE DR |  | Unknown, Non-Lead | No |  |  |  | Unknown, Non-Lead | 2000 | No |  |  |  | Non-lead
048371 | APT 435 3675 SEASIDE DR |  | Unknown, Non-Lead | Yes |  | 2021-12-27 |  | Unknown, Non-Lead | 2000 | Yes |  | 2021-12-27 |  | Non-lead
048372 | UNIT 220 3655 SEASIDE DR |  | Unknown, Non-Lead | Yes |  | 2022-08-05 |  | Unknown, Non-Lead | 2000 | Yes |  | 2022-08-05 |  | Non-lead
048373 | UNIT 432 3675 SEASIDE DR |  | Unknown, Non-Lead | Yes |  | 2022-06-21 |  | PVC | 2000 | Yes |  | 2022-06-21 |  | Non-lead
048374 | UNIT 225 3655 SEASIDE DR |  | PVC | Yes |  | 2024-10-01 |  | PVC | 2000 | Yes |  | 2024-10-01 |  | Non-lead
048375 | UNIT 319 3655 SEASIDE DR |  | Unknown, Non-Lead | Yes |  | 2019-04-30 |  | Unknown, Non-Lead | 2000 | Yes |  | 2019-04-30 |  | Non-lead
048376 | 25225 MARGARET ST |  | Unknown, Non-Lead | Yes |  | 2018-11-30 |  | Unknown, Non-Lead | 1997 | Yes |  | 2018-11-30 |  | Non-lead
048377 | UNIT 142 3675 SEASIDE DR |  | PVC | Yes |  | 2022-06-17 |  | PVC | 2000 | Yes |  | 2022-06-17 |  | Non-lead
048378 | APT 332 3675 SEASIDE DR |  | Unknown, Non-Lead | Yes |  | 2023-05-04 |  | PVC | 2000 | Yes |  | 2023-05-04 |  | Non-lead
048379 | UNIT 201 3635 SEASIDE DR |  | PVC | Yes |  | 2022-10-18 |  | PVC | 2000 | Yes |  | 2022-10-18 |  | Non-lead
048380 | APT 335 3675 SEASIDE DR |  | Unknown, Non-Lead | Yes |  | 2022-08-19 |  | Unknown, Non-Lead | 2000 | Yes |  | 2022-08-19 |  | Non-lead
048381 | UNIT 127 3655 SEASIDE DR |  | Unknown, Non-Lead | Yes |  | 2022-09-26 |  | PVC | 2000 | Yes |  | 2022-09-26 |  | Non-lead
048382 | UNIT 227 3655 SEASIDE DR |  | Unknown, Non-Lead | Yes |  | 2023-02-16 |  | PVC | 2000 | Yes |  | 2023-02-16 |  | Non-lead
048383 | UNIT 323 3655 SEASIDE DR |  | Unknown, Non-Lead | Yes |  | 2023-02-16 |  | PVC | 2000 | Yes |  | 2023-02-16 |  | Non-lead
048384 | UNIT 325 3655 SEASIDE DR |  | Unknown, Non-Lead | Yes |  | 2020-01-28 |  | PVC | 2000 | Yes |  | 2020-01-28 |  | Non-lead
048385 | UNIT 321 3655 SEASIDE DR |  | PVC | Yes |  | 2024-10-01 |  | PVC | 2000 | Yes |  | 2024-10-01 |  | Non-lead
048386 | 430 S HARBOR DR |  | Unknown, Non-Lead | Yes |  | 2020-02-12 |  | Unknown, Non-Lead | 2001 | Yes |  | 2020-02-12 |  | Non-lead
048387 | 234 GULFVIEW DR |  | Unknown, Non-Lead | Yes |  | 2018-07-02 |  | PVC | 2000 | Yes |  | 2018-07-02 |  | Non-lead
048388 | L8 B5 8 MAHOGANY Ln |  | Polytube | Yes |  | 2023-04-04 |  | PVC | 2001 | Yes |  | 2023-04-04 |  | Non-lead
048389 | 125 LISBON CT |  | Unknown, Non-Lead | Yes |  | 2019-12-23 |  | Unknown, Non-Lead | 2002 | Yes |  | 2019-12-23 |  | Non-lead
048390 | 123 W PLAZA DEL SOL |  | Polytube | Yes |  | 2022-10-24 |  | PVC | 2002 | Yes |  | 2022-10-24 |  | Non-lead
048391 | APT 341 3675 SEASIDE DR |  | Unknown, Non-Lead | No |  |  |  | Unknown, Non-Lead | 2000 | No |  |  |  | Non-lead
048392 | UNIT 322 3655 SEASIDE DR |  | Unknown, Non-Lead | Yes |  | 2017-12-22 |  | PVC | 2000 | Yes |  | 2017-12-22 |  | Non-lead
048393 | UNIT 330 3655 SEASIDE DR |  | Unknown, Non-Lead | Yes |  | 2018-07-19 |  | Unknown, Non-Lead | 2000 | Yes |  | 2018-07-19 |  | Non-lead
048394 | 3625&3685 SEASIDE DR |  | PVC | Yes |  | 2023-09-20 |  | PVC | 2001 | Yes |  | 2023-09-20 |  | Non-lead
048395 | UNIT 301 3635 SEASIDE DR |  | Unknown, Non-Lead | Yes |  | 2020-06-24 |  | PVC | 2000 | Yes |  | 2020-06-24 |  | Non-lead
048396 | UNIT 429 3655 SEASIDE DR |  | Unknown, Non-Lead | Yes |  | 2021-10-22 |  | Unknown, Non-Lead | 2000 | Yes |  | 2021-10-22 |  | Non-lead
048397 | APT 239 3675 SEASIDE DR |  | Unknown, Non-Lead | Yes |  | 2019-02-15 |  | Unknown, Non-Lead | 2000 | Yes |  | 2019-02-15 |  | Non-lead
048398 | UNIT 119 3655 SEASIDE DR |  | Unknown, Non-Lead | Yes |  | 2019-06-24 |  | Unknown, Non-Lead | 2000 | Yes |  | 2019-06-24 |  | Non-lead
048399 | UNIT 419 3655 SEASIDE DR |  | Unknown, Non-Lead | No |  |  |  | Unknown, Non-Lead | 2000 | No |  |  |  | Non-lead
048400 | UNIT 229 3655 SEASIDE DR |  | Unknown, Non-Lead | Yes |  | 2023-02-22 |  | PVC | 2000 | Yes |  | 2023-02-22 |  | Non-lead
048401 | UNIT 130 3655 SEASIDE DR |  | Unknown, Non-Lead | Yes |  | 2023-02-15 |  | PVC | 2000 | Yes |  | 2023-02-15 |  | Non-lead
048402 | APT 134 3675 SEASIDE DR |  | Unknown, Non-Lead | Yes |  | 2017-09-05 |  | PVC | 2000 | Yes |  | 2017-09-05 |  | Non-lead
048403 | UNIT 327 3655 SEASIDE DR |  | Unknown, Non-Lead | Yes |  | 2017-08-16 |  | Polytube | 2000 | Yes |  | 2017-08-16 |  | Non-lead
048404 | UNIT 437 3675 SEASIDE DR |  | Unknown, Non-Lead | Yes |  | 2020-02-26 |  | PVC | 2000 | Yes |  | 2020-02-26 |  | Non-lead
048405 | UNIT 421 3655 SEASIDE DR |  | Unknown, Non-Lead | Yes |  | 2024-10-01 |  | PVC | 2000 | Yes |  | 2024-10-01 |  | Non-lead
048406 | 1605 TRINIDAD DR |  | Unknown, Non-Lead | No |  |  |  | Unknown, Non-Lead | 2000 | No |  |  |  | Non-lead
048407 | UNIT 241 3675 SEASIDE DR |  | Unknown, Non-Lead | Yes |  | 2020-05-27 |  | PVC | 2000 | Yes |  | 2020-05-27 |  | Non-lead
048408 | UNIT 116 3635 SEASIDE DR |  | Unknown, Non-Lead | Yes |  | 2023-12-06 |  | Unknown, Non-Lead | 2000 | Yes |  | 2023-12-06 |  | Non-lead
048409 | APT 234 3675 SEASIDE DR |  | Unknown, Non-Lead | Yes |  | 2018-08-31 |  | Unknown, Non-Lead | 2000 | Yes |  | 2018-08-31 |  | Non-lead
048410 | UNIT 420 3655 SEASIDE DR |  | Unknown, Non-Lead | No |  |  |  | Unknown, Non-Lead | 2000 | No |  |  |  | Non-lead
048411 | UNIT 340 3675 SEASIDE DR |  | Unknown, Non-Lead | No |  |  |  | Unknown, Non-Lead | 2000 | No |  |  |  | Non-lead
048412 | APT 438 3675 SEASIDE DR |  | Unknown, Non-Lead | Yes |  | 2022-09-23 |  | PVC | 2000 | Yes |  | 2022-09-23 |  | Non-lead
048413 | UNIT 212 3635 SEASIDE DR |  | Unknown, Non-Lead | Yes |  | 2020-03-02 |  | PVC | 2000 | Yes |  | 2020-03-02 |  | Non-lead
048414 | 505 CARIBBEAN DR |  | Unknown, Non-Lead | Yes |  | 2019-08-31 |  | Unknown, Non-Lead | 2001 | Yes |  | 2019-08-31 |  | Non-lead
048415 | 148 PUEBLO ST |  | Polytube | Yes |  | 2022-06-02 |  | PVC | 1985 | Yes |  | 2022-06-02 |  | Non-lead
048416 | 160 STROMBOLI DR |  | Polytube | Yes |  | 2022-12-27 |  | PVC | 2003 | Yes |  | 2022-12-27 |  | Non-lead
048417 | 899 LOBSTER (TRACT D OF B) LN |  | Unknown, Non-Lead | Yes |  | 2019-08-05 |  | Unknown, Non-Lead | 2001 | Yes |  | 2019-08-05 |  | Non-lead
048418 | 229 CORAL RD |  | Polytube | Yes |  | 2022-08-17 |  | PVC |  | Yes |  | 2022-08-17 |  | Non-lead
048419 | 7003 HARBOR VILLAGE DR |  | Copper | Yes |  | 2023-09-11 |  | PVC | 1961 | Yes |  | 2023-09-11 |  | Non-lead
048420 | 7004 HARBOR VILLAGE DR |  | Copper | Yes |  | 2024-05-08 |  | PVC | 1961 | Yes |  | 2024-05-08 |  | Non-lead
048421 | #162 7005 HARBOR VILLAGE DR |  | Polytube | Yes |  | 2022-10-22 |  | PVC | 1961 | Yes |  | 2022-10-22 |  | Non-lead
048422 | 163 7006 HARBOR VILLAGE DR |  | Unknown, Non-Lead | Yes |  | 2017-07-10 |  | Unknown, Non-Lead | 2000 | Yes |  | 2017-07-10 |  | Non-lead
048423 | 105 S INDIES DR |  | Unknown, Non-Lead | Yes |  | 2024-03-08 |  | Polytube | 2000 | Yes |  | 2024-03-08 |  | Non-lead
048424 | 30671 15TH ST |  | Unknown, Non-Lead | No |  |  |  | Unknown, Non-Lead | 1989 | No |  |  |  | Non-lead
048425 | UNIT 431 3675 SEASIDE DR |  | PVC | Yes |  | 2022-11-18 |  | PVC | 2000 | Yes |  | 2022-11-18 |  | Non-lead
048426 | UNIT 423 3655 SEASIDE DR |  | Unknown, Non-Lead | Yes |  | 2022-09-26 |  | PVC | 2000 | Yes |  | 2022-09-26 |  | Non-lead
048427 | UNIT 412 3635 SEASIDE DR |  | Unknown, Non-Lead | Yes |  | 2019-08-30 |  | PVC | 2000 | Yes |  | 2019-08-30 |  | Non-lead
048428 | UNIT 121 3655 SEASIDE DR |  | Unknown, Non-Lead | Yes |  | 2023-02-15 |  | Polytube | 2000 | Yes |  | 2023-02-15 |  | Non-lead
048429 | UNIT 440 3675 SEASIDE DR |  | Unknown, Non-Lead | No |  |  |  | Unknown, Non-Lead | 2000 | No |  |  |  | Non-lead
048430 | APT 339 3675 SEASIDE DR |  | Unknown, Non-Lead | Yes |  | 2021-05-24 |  | Unknown, Non-Lead | 2000 | Yes |  | 2021-05-24 |  | Non-lead
048431 | 2515 RIDGE AVE |  | Polytube | Yes |  | 2023-01-10 |  | PVC | 1976 | Yes |  | 2023-01-10 |  | Non-lead
048432 | UNIT 110 3635 SEASIDE DR |  | Unknown, Non-Lead | Yes |  | 2024-10-01 |  | PVC | 2000 | Yes |  | 2024-10-01 |  | Non-lead
048433 | 22835 REDFISH LN |  | Polytube | Yes |  | 2022-12-14 |  | PVC | 2000 | Yes |  | 2022-12-14 |  | Non-lead
048434 | 28564 CAPT KIDD RD |  | Unknown, Non-Lead | Yes |  | 2018-08-24 |  | Unknown, Non-Lead | 2001 | Yes |  | 2018-08-24 |  | Non-lead
048435 | UNIT 410 3635 SEASIDE DR |  | Unknown, Non-Lead | No |  |  |  | Unknown, Non-Lead | 2000 | No |  |  |  | Non-lead
048436 | UNIT 230 3655 SEASIDE DR |  | Unknown, Non-Lead | Yes |  | 2019-12-23 |  | Unknown, Non-Lead | 2000 | Yes |  | 2019-12-23 |  | Non-lead
048437 | UNIT 334 3675 SEASIDE DR |  | Unknown, Non-Lead | Yes |  | 2022-03-28 |  | Unknown, Non-Lead | 2000 | Yes |  | 2022-03-28 |  | Non-lead
048438 | UNIT 223 3655 SEASIDE DR |  | Unknown, Non-Lead | No |  |  |  | Unknown, Non-Lead | 2000 | No |  |  |  | Non-lead
048439 | . CONVENTION CENTER |  | Polytube | Yes |  | 2022-10-22 |  | PVC | 1950 | Yes |  | 2022-10-22 |  | Non-lead
048440 | 2480 COCO PLUM DR |  | Unknown, Non-Lead | Yes |  | 2023-11-06 |  | PVC | 2004 | Yes |  | 2023-11-06 |  | Non-lead
048441 | 2002 SOMBRERO BCH RD |  | Unknown, Non-Lead | Yes |  | 2024-07-17 |  | Unknown, Non-Lead | 2002 | Yes |  | 2024-07-17 |  | Non-lead
048442 | 5110 SUNSET VILLAGE DR |  | Unknown, Non-Lead | Yes |  | 2021-09-08 |  | PVC | 2000 | Yes |  | 2021-09-08 |  | Non-lead
048443 | #147 5111 SUNSET VILLAGE DR |  | Unknown, Non-Lead | Yes |  | 2023-11-06 |  | Unknown, Non-Lead | 2000 | Yes |  | 2023-11-06 |  | Non-lead
048444 | APT 331 3675 SEASIDE DR |  | Unknown, Non-Lead | Yes |  | 2017-07-10 |  | Polytube | 2000 | Yes |  | 2017-07-10 |  | Non-lead
048445 | UNIT 430 3655 SEASIDE DR |  | Unknown, Non-Lead | Yes |  | 2023-02-15 |  | PVC | 2000 | Yes |  | 2023-02-15 |  | Non-lead
048446 | UNIT 414 3635 SEASIDE DR |  | Unknown, Non-Lead | Yes |  | 2020-02-18 |  | PVC | 2000 | Yes |  | 2020-02-18 |  | Non-lead
048447 | UNIT 129 3655 SEASIDE DR |  | Unknown, Non-Lead | Yes |  | 2018-10-19 |  | PVC | 2000 | Yes |  | 2018-10-19 |  | Non-lead
048448 | UNIT 402 3635 SEASIDE DR |  | Unknown, Non-Lead | Yes |  | 2024-10-01 |  | PVC | 2000 | Yes |  | 2024-10-01 |  | Non-lead
048449 | UNIT 428 3655 SEASIDE DR |  | Unknown, Non-Lead | Yes |  | 2023-01-25 |  | PVC | 2000 | Yes |  | 2023-01-25 |  | Non-lead
048450 | UNIT 210 3635 SEASIDE DR |  | Unknown, Non-Lead | Yes |  | 2022-04-25 |  | PVC | 2000 | Yes |  | 2022-04-25 |  | Non-lead
048451 | UNIT 140 3675 SEASIDE DR |  | PVC | Yes |  | 2024-10-01 |  | PVC | 2000 | Yes |  | 2024-10-01 |  | Non-lead
048452 | UNIT 233 3675 SEASIDE DR |  | Unknown, Non-Lead | Yes |  | 2022-06-17 |  | Polytube | 2000 | Yes |  | 2022-06-17 |  | Non-lead
048453 | UNIT 221 3655 SEASIDE DR |  | Unknown, Non-Lead | Yes |  | 2019-05-06 |  | Unknown, Non-Lead | 2000 | Yes |  | 2019-05-06 |  | Non-lead
048454 | UNIT 203 3635 SEASIDE DR |  | Unknown, Non-Lead | Yes |  | 2019-11-26 |  | Unknown, Non-Lead | 2000 | Yes |  | 2019-11-26 |  | Non-lead
048455 | UNIT 222 3655 SEASIDE DR |  | Unknown, Non-Lead | No |  |  |  | Unknown, Non-Lead | 2000 | No |  |  |  | Non-lead
048456 | UNIT 408 3635 SEASIDE DR |  | Unknown, Non-Lead | No |  |  |  | Unknown, Non-Lead | 2000 | No |  |  |  | Non-lead
048457 | UNIT 329 3655 SEASIDE DR |  | Unknown, Non-Lead | Yes |  | 2022-10-24 |  | Unknown, Non-Lead | 2000 | Yes |  | 2022-10-24 |  | Non-lead
048458 | UNIT 422 3655 SEASIDE DR |  | Unknown, Non-Lead | Yes |  | 2018-06-25 |  | PVC | 2000 | Yes |  | 2018-06-25 |  | Non-lead
048459 | UNIT 424 3655 SEASIDE DR |  | Unknown, Non-Lead | Yes |  | 2020-10-16 |  | Unknown, Non-Lead | 2000 | Yes |  | 2020-10-16 |  | Non-lead
048460 | 3041 N ROOSEVELT BLVD |  | Ductile Iron | Yes |  | 2022-09-16 |  | Ductile Iron | 1962 | Yes |  | 2022-09-16 |  | Non-lead
048461 | UNIT 426 3655 SEASIDE DR |  | Unknown, Non-Lead | Yes |  | 2022-07-25 |  | Unknown, Non-Lead | 2000 | Yes |  | 2022-07-25 |  | Non-lead
048462 | UNIT 315 3635 SEASIDE DR |  | Unknown, Non-Lead | Yes |  | 2019-12-02 |  | Unknown, Non-Lead | 2000 | Yes |  | 2019-12-02 |  | Non-lead
048463 | 459 BLACKBEARD RD |  | Polytube | Yes |  | 2023-10-10 |  | PVC | 2010 | Yes |  | 2023-10-10 |  | Non-lead
048464 | UNIT 324 3655 SEASIDE DR |  | Unknown, Non-Lead | Yes |  | 2024-08-21 |  | Unknown, Non-Lead | 2000 | Yes |  | 2024-08-21 |  | Non-lead
048465 | APT 238 3675 SEASIDE DR |  | Unknown, Non-Lead | No |  |  |  | Unknown, Non-Lead | 2000 | No |  |  |  | Non-lead
048466 | 17425 JAMAICA LN |  | Unknown, Non-Lead | Yes |  | 2020-10-30 |  | PVC | 2018 | Yes |  | 2020-10-30 |  | Non-lead
048467 | MAINT BLDG/FIRE |  | Unknown, Non-Lead | Yes |  | 2024-05-23 |  | Unknown, Non-Lead | 1997 | Yes |  | 2024-05-23 |  | Non-lead
048468 | #L110 110 SUNSET KEY DR |  | PVC | Yes |  | 2023-05-03 |  | PVC | 1997 | Yes |  | 2023-05-03 |  | Non-lead
048469 | #L105 105 SUNSET KEY DR |  | Unknown, Non-Lead | Yes |  | 2021-12-03 |  | Unknown, Non-Lead | 1997 | Yes |  | 2021-12-03 |  | Non-lead
048470 | . BATH HOUSE AT CO |  | Unknown, Non-Lead | No |  |  |  | Unknown, Non-Lead | 1997 | No |  |  |  | Non-lead
048471 | MAIN SHUTT DOCK 0 SUNSET KEY DR |  | Unknown, Non-Lead | Yes |  | 2022-04-08 |  | PVC | 2010 | Yes |  | 2022-04-08 |  | Non-lead
048472 | . HOMEOWNERS AREA |  | Polytube | Yes |  | 2022-06-15 |  | PVC |  | Yes |  | 2022-06-15 |  | Non-lead
048473 | . HOMEOWNERS AREA |  | Polytube | Yes |  | 2022-06-15 |  | PVC | 2013 | Yes |  | 2022-06-15 |  | Non-lead
048474 | . COTTAGE AREA - I |  | Unknown, Non-Lead | Yes |  | 2024-06-14 |  | Unknown, Non-Lead | 1997 | Yes |  | 2024-06-14 |  | Non-lead
048475 | COTTAGE AREA |  | Unknown, Non-Lead | Yes |  | 2019-10-09 |  | Unknown, Non-Lead | 1997 | Yes |  | 2019-10-09 |  | Non-lead
048476 | IRRIGATON . COTTAGE AREA |  | Polytube | Yes |  | 2022-06-15 |  | PVC |  | Yes |  | 2022-06-15 |  | Non-lead
048477 | . COTTAGE AREA - I |  | Unknown, Non-Lead | Yes |  | 2022-01-07 |  | Unknown, Non-Lead | 1997 | Yes |  | 2022-01-07 |  | Non-lead
048478 | 37 & 38 SUNSET KEY DR |  | Polytube | Yes |  | 2022-06-15 |  | PVC |  | Yes |  | 2022-06-15 |  | Non-lead
048479 | 159 PALERMO DR |  | Polytube | Yes |  | 2020-12-28 |  | PVC | 2009 | Yes |  | 2020-12-28 |  | Non-lead
048480 | 27 THATCH PALM WAY |  | Unknown, Non-Lead | Yes |  | 2019-12-05 |  | Unknown, Non-Lead | 2010 | Yes |  | 2019-12-05 |  | Non-lead
048481 | 223 MOHAWK ST |  | Polytube | Yes |  | 2022-06-01 |  | PVC | 1999 | Yes |  | 2022-06-01 |  | Non-lead
048482 | 129 CORTEZ DR |  | Unknown, Non-Lead | Yes |  | 2017-07-21 |  | PVC | 1990 | Yes |  | 2017-07-21 |  | Non-lead
048483 | 984 SHAW DR |  | Unknown, Non-Lead | No |  |  |  | Unknown, Non-Lead | 2001 | No |  |  |  | Non-lead
048484 | 1020 WATSON LN |  | Polytube | Yes |  | 2023-03-22 |  | PVC | 1938 | Yes |  | 2023-03-22 |  | Non-lead
048485 | 1129 FLEMING ST |  | Polytube | Yes |  | 2023-01-04 |  | PVC | 1938 | Yes |  | 2023-01-04 |  | Non-lead
048486 | APT 2 1608 DENNIS ST |  | Polytube | Yes |  | 2024-07-03 |  | PVC | 1998 | Yes |  | 2024-07-03 |  | Non-lead
048487 | #146 5112 SUNSET VILLAGE DR |  | Unknown, Non-Lead | No |  |  |  | Unknown, Non-Lead | 2001 | No |  |  |  | Non-lead
048488 | 5113 SUNSET VILLAGE DR |  | Unknown, Non-Lead | Yes |  | 2023-07-05 |  | Unknown, Non-Lead | 2001 | Yes |  | 2023-07-05 |  | Non-lead
048489 | 5114 SUNSET VILLAGE DR |  | Unknown, Non-Lead | Yes |  | 2020-02-04 |  | PVC | 2001 | Yes |  | 2020-02-04 |  | Non-lead
048490 | 5115 SUNSET VILLAGE DR |  | Unknown, Non-Lead | No |  |  |  | Unknown, Non-Lead | 2001 | No |  |  |  | Non-lead
048491 | 5116 SUNSET VILLAGE DR |  | Unknown, Non-Lead | Yes |  | 2023-10-04 |  | Unknown, Non-Lead | 2001 | Yes |  | 2023-10-04 |  | Non-lead
048492 | 5117 SUNSET VILLAGE DR |  | Unknown, Non-Lead | No |  |  |  | Unknown, Non-Lead | 2001 | No |  |  |  | Non-lead
048493 | 13 IBIS LN |  | Unknown, Non-Lead | Yes |  | 2024-07-30 |  | Unknown, Non-Lead | 1994 | Yes |  | 2024-07-30 |  | Non-lead
048494 | 523 EATON ST |  | Ductile Iron | Yes |  | 2022-12-16 |  | Ductile Iron | 1948 | Yes |  | 2022-12-16 |  | Non-lead
048495 | 60 SANDS RD |  | Polytube | Yes |  | 2022-11-09 |  | PVC | 1955 | Yes |  | 2022-11-09 |  | Non-lead
048496 | 22944 LOOKDOWN LANE |  | Polytube | Yes |  | 2022-11-23 |  | Copper | 2002 | Yes |  | 2022-11-23 |  | Non-lead
048497 | UNIT 123 3655 SEASIDE DR |  | Unknown, Non-Lead | No |  |  |  | Unknown, Non-Lead | 2000 | No |  |  |  | Non-lead
048498 | 21044 E 7TH AVE |  | Polytube | Yes |  | 2022-08-01 |  | Copper | 2001 | Yes |  | 2022-08-01 |  | Non-lead
048499 | APT 242 3675 SEASIDE DR |  | Unknown, Non-Lead | Yes |  | 2018-07-19 |  | Unknown, Non-Lead | 2000 | Yes |  | 2018-07-19 |  | Non-lead
048500 | FIRE 623 DUVAL ST |  | Unknown, Non-Lead | Yes |  | 2021-03-05 |  | Unknown, Non-Lead | 1996 | Yes |  | 2021-03-05 |  | Non-lead
048501 | APT A 110 GERALDINE ST |  | Polytube | Yes |  | 2024-03-07 |  | PVC | 1933 | Yes |  | 2024-03-07 |  | Non-lead
048502 | APT B 110 GERALDINE ST |  | Polytube | Yes |  | 2023-10-10 |  | PVC | 1933 | Yes |  | 2023-10-10 |  | Non-lead
048503 | 112 GERALDINE ST |  | Polytube | Yes |  | 2022-07-13 |  | PVC | 1933 | Yes |  | 2022-07-13 |  | Non-lead
048504 | APT A 114 GERALDINE ST |  | Polytube | Yes |  | 2022-07-13 |  | PVC | 1928 | Yes |  | 2022-07-13 |  | Non-lead
048505 | APT B 114 GERALDINE ST |  | Polytube | Yes |  | 2022-07-13 |  | PVC | 1928 | Yes |  | 2022-07-13 |  | Non-lead
048506 | APT C 114 GERALDINE ST |  | Polytube | Yes |  | 2022-07-13 |  | PVC | 1928 | Yes |  | 2022-07-13 |  | Non-lead
048507 | 107 VISTA LANE |  | Polytube | Yes |  | 2023-11-06 |  | PVC | 2001 | Yes |  | 2023-11-06 |  | Non-lead
048508 | 30042 PINE CHANNEL RD |  | Polytube | Yes |  | 2024-02-29 |  | PVC | 1985 | Yes |  | 2024-02-29 |  | Non-lead
048509 | 20843 4TH WEST AVE |  | Unknown, Non-Lead | Yes |  | 2024-09-04 |  | Unknown, Non-Lead | 2000 | Yes |  | 2024-09-04 |  | Non-lead
048510 | 100 SAN JUAN ST |  | Unknown, Non-Lead | Yes |  | 2024-10-03 |  | PVC | 2001 | Yes |  | 2024-10-03 |  | Non-lead
048511 | LSIDE 310 10TH ST |  | Unknown, Non-Lead | Yes |  | 2019-10-29 |  | PVC | 2000 | Yes |  | 2019-10-29 |  | Non-lead
048512 | UNIT 2 5450 MACDONALD AVE |  | Unknown, Non-Lead | Yes |  | 2018-10-29 |  | Unknown, Non-Lead | 2001 | Yes |  | 2018-10-29 |  | Non-lead
048513 | UNIT 1 5450 MACDONALD AVE |  | Unknown, Non-Lead | Yes |  | 2019-10-15 |  | Unknown, Non-Lead | 2001 | Yes |  | 2019-10-15 |  | Non-lead
048514 | UNIT 12 5450 MACDONALD AVE |  | Unknown, Non-Lead | Yes |  | 2021-08-23 |  | Unknown, Non-Lead | 2001 | Yes |  | 2021-08-23 |  | Non-lead
048515 | #13 5450 MACDONALD AVE |  | Polytube | Yes |  | 2022-08-26 |  | PVC | 2001 | Yes |  | 2022-08-26 |  | Non-lead
048516 | UNIT 11 5450 MACDONALD AVE |  | Unknown, Non-Lead | Yes |  | 2018-11-06 |  | Unknown, Non-Lead | 2001 | Yes |  | 2018-11-06 |  | Non-lead
048517 | 161 BAYVIEW DR |  | Unknown, Non-Lead | No |  |  |  | Unknown, Non-Lead | 2016 | No |  |  |  | Non-lead
048518 | 227 AZALEA ST |  | Polytube | Yes |  | 2022-06-16 |  | PVC | 1974 | Yes |  | 2022-06-16 |  | Non-lead
048519 | 262 MOHAWK ST |  | Polytube | Yes |  | 2023-08-23 |  | Copper | 2001 | Yes |  | 2023-08-23 |  | Non-lead
048520 | 21 BAY DR |  | Unknown, Non-Lead | Yes |  | 2022-04-05 |  | PVC | 2001 | Yes |  | 2022-04-05 |  | Non-lead
048521 | 281 ST THOMAS AVE |  | Polytube | Yes |  | 2022-11-10 |  | PVC | 1976 | Yes |  | 2022-11-10 |  | Non-lead
048522 | UNIT 10 5450 MACDONALD AVE |  | Polytube | Yes |  | 2022-07-28 |  | PVC | 2001 | Yes |  | 2022-07-28 |  | Non-lead
048523 | UNIT 9 5450 MACDONALD AVE |  | Unknown, Non-Lead | Yes |  | 2019-07-10 |  | Unknown, Non-Lead | 2001 | Yes |  | 2019-07-10 |  | Non-lead
048524 | #8 5450 MACDONALD AVE |  | Polytube | Yes |  | 2023-08-29 |  | PVC | 2001 | Yes |  | 2023-08-29 |  | Non-lead
048525 | UNIT 6 5450 MACDONALD AVE |  | Unknown, Non-Lead | Yes |  | 2018-10-29 |  | Unknown, Non-Lead | 2001 | Yes |  | 2018-10-29 |  | Non-lead
048526 | #5 5450 MACDONALD AVE |  | Unknown, Non-Lead | Yes |  | 2023-05-01 |  | Unknown, Non-Lead | 2001 | Yes |  | 2023-05-01 |  | Non-lead
048527 | UNIT 4 5450 MACDONALD AVE |  | Unknown, Non-Lead | Yes |  | 2018-10-29 |  | Unknown, Non-Lead | 2001 | Yes |  | 2018-10-29 |  | Non-lead
048528 | UNIT 3 5450 MACDONALD AVE |  | Unknown, Non-Lead | Yes |  | 2019-10-29 |  | Unknown, Non-Lead | 2001 | Yes |  | 2019-10-29 |  | Non-lead
048529 | UNIT 108 3635 SEASIDE DR |  | Unknown, Non-Lead | Yes |  | 2023-12-06 |  | Unknown, Non-Lead | 2000 | Yes |  | 2023-12-06 |  | Non-lead
048530 | UNIT 101 3635 SEASIDE DR |  | Unknown, Non-Lead | Yes |  | 2022-03-25 |  | Unknown, Non-Lead | 2000 | Yes |  | 2022-03-25 |  | Non-lead
048531 | UNIT 425 3655 SEASIDE DR |  | PVC | Yes |  | 2024-08-22 |  | PVC | 2000 | Yes |  | 2024-08-22 |  | Non-lead
048532 | 867 BAY DRIVE LT3 BL |  | Unknown, Non-Lead | No |  |  |  | Unknown, Non-Lead | 2001 | No |  |  |  | Non-lead
048533 | 19344 ACOSTA TRL |  | Polytube | Yes |  | 2023-03-03 |  | PVC | 1977 | Yes |  | 2023-03-03 |  | Non-lead
048534 | UNIT 206 3635 SEASIDE DR |  | Unknown, Non-Lead | Yes |  | 2018-09-17 |  | PVC | 2000 | Yes |  | 2018-09-17 |  | Non-lead
048535 | 66 S AIRPORT DR |  | Unknown, Non-Lead | Yes |  | 2023-12-01 |  | Unknown, Non-Lead | 2001 | Yes |  | 2023-12-01 |  | Non-lead
048536 | 3145 FLAGLER AVE |  | Polytube | Yes |  | 2023-05-04 |  | PVC | 1971 | Yes |  | 2023-05-04 |  | Non-lead
048538 | UNIT 106 3635 SEASIDE DR |  | Unknown, Non-Lead | Yes |  | 2023-12-06 |  | Unknown, Non-Lead | 2000 | Yes |  | 2023-12-06 |  | Non-lead
048539 | 1081 BAY DR |  | Polytube | Yes |  | 2022-10-31 |  | PVC | 1979 | Yes |  | 2022-10-31 |  | Non-lead
048540 | UNIT 107 3635 SEASIDE DR |  | Unknown, Non-Lead | Yes |  | 2023-12-06 |  | Unknown, Non-Lead | 2000 | Yes |  | 2023-12-06 |  | Non-lead
048541 | UNIT 104 3635 SEASIDE DR |  | Unknown, Non-Lead | Yes |  | 2023-12-06 |  | Unknown, Non-Lead | 2000 | Yes |  | 2023-12-06 |  | Non-lead
048542 | UNIT 125 3655 SEASIDE DR |  | Unknown, Non-Lead | Yes |  | 2024-02-23 |  | PVC | 2000 | Yes |  | 2024-02-23 |  | Non-lead
048543 | UNIT 433 3675 SEASIDE DR |  | Unknown, Non-Lead | Yes |  | 2019-01-14 |  | PVC | 2000 | Yes |  | 2019-01-14 |  | Non-lead
048544 | #2 133 DUVAL ST |  | Polytube | Yes |  | 2022-12-02 |  | PVC | 1928 | Yes |  | 2022-12-02 |  | Non-lead
048545 | 501 GREENE ST |  | Polytube | Yes |  | 2022-12-02 |  | Polytube | 1928 | Yes |  | 2022-12-02 |  | Non-lead
048546 | 1131 OCEAN DRIVE |  | Unknown, Non-Lead | Yes |  | 2020-06-18 |  | Unknown, Non-Lead | 2002 | Yes |  | 2020-06-18 |  | Non-lead
048547 | 207 GOLF CLUB DR |  | Unknown, Non-Lead | Yes |  | 2019-06-24 |  | Unknown, Non-Lead | 2000 | Yes |  | 2019-06-24 |  | Non-lead
048548 | 209 GOLF CLUB DR |  | Polytube | Yes |  | 2022-06-17 |  | PVC | 2000 | Yes |  | 2022-06-17 |  | Non-lead
048549 | 265 GOLF CLUB DR |  | Unknown, Non-Lead | Yes |  | 2020-09-30 |  | Unknown, Non-Lead | 2000 | Yes |  | 2020-09-30 |  | Non-lead
048550 | 267 GOLF CLUB DR |  | Unknown, Non-Lead | No |  |  |  | Unknown, Non-Lead | 2000 | No |  |  |  | Non-lead
048551 | 211 GOLF CLUB DR |  | Unknown, Non-Lead | Yes |  | 2023-01-20 |  | PVC | 2000 | Yes |  | 2023-01-20 |  | Non-lead
048552 | 259 GOLF CLUB DR |  | Unknown, Non-Lead | Yes |  | 2017-07-17 |  | PVC | 2000 | Yes |  | 2017-07-17 |  | Non-lead
048553 | 261 GOLF CLUB DR |  | Unknown, Non-Lead | Yes |  | 2019-05-31 |  | Unknown, Non-Lead | 2000 | Yes |  | 2019-05-31 |  | Non-lead
048554 | 263 GOLF CLUB DR |  | Unknown, Non-Lead | Yes |  | 2019-07-01 |  | Unknown, Non-Lead | 2000 | Yes |  | 2019-07-01 |  | Non-lead
048555 | UNIT 07 500 TRUMAN AVE |  | Polytube | Yes |  | 2022-09-26 |  | PVC | 1944 | Yes |  | 2022-09-26 |  | Non-lead
048556 | UNIT 06 500 TRUMAN AVE |  | Polytube | Yes |  | 2023-04-06 |  | PVC | 1944 | Yes |  | 2023-04-06 |  | Non-lead
048557 | UNIT 09 500 TRUMAN AVE |  | Polytube | Yes |  | 2022-09-26 |  | PVC | 1962 | Yes |  | 2022-09-26 |  | Non-lead
048558 | 223 TREASURE HARBOR Rd |  | Unknown, Non-Lead | Yes |  | 2019-04-29 |  | Unknown, Non-Lead | 2000 | Yes |  | 2019-04-29 |  | Non-lead
048559 | 586 BOYD DR |  | Unknown, Non-Lead | Yes |  | 2024-04-09 |  | Unknown, Non-Lead | 2000 | Yes |  | 2024-04-09 |  | Non-lead
048560 | 24 MUTINY PL |  | Unknown, Non-Lead | Yes |  | 2020-10-26 |  | Unknown, Non-Lead | 2001 | Yes |  | 2020-10-26 |  | Non-lead
048561 | 8 N BOUNTY LANE |  | Unknown | No |  |  |  | Unknown | 1976 | No |  |  |  | Lead Status Unknown
048562 | 111 GALLEON RD |  | Unknown, Non-Lead | Yes |  | 2021-03-17 |  | Unknown, Non-Lead | 2001 | Yes |  | 2021-03-17 |  | Non-lead
048563 | 326 DUVAL ST |  | Ductile Iron | Yes |  | 2022-12-06 |  | Ductile Iron | 1830 | Yes |  | 2022-12-06 |  | Non-lead
048564 | 2780-1 N ROOSEVELT BLVD |  | Unknown, Non-Lead | Yes |  | 2020-05-06 |  | Unknown, Non-Lead | 1992 | Yes |  | 2020-05-06 |  | Non-lead
048565 | 2780-2 N ROOSEVELT BLVD |  | Unknown, Non-Lead | Yes |  | 2022-04-29 |  | Unknown, Non-Lead | 1992 | Yes |  | 2022-04-29 |  | Non-lead
048566 | RSIDE 300 10TH ST |  | Unknown, Non-Lead | Yes |  | 2023-05-17 |  | Unknown, Non-Lead | 2000 | Yes |  | 2023-05-17 |  | Non-lead
048567 | GULF 11085 1ST AVE |  | Polytube | Yes |  | 2023-08-16 |  | PVC | 1963 | Yes |  | 2023-08-16 |  | Non-lead
048568 | RIGHT 180 9TH ST |  | Polytube | Yes |  | 2022-09-08 |  | PVC | 2000 | Yes |  | 2022-09-08 |  | Non-lead
048569 | LEFT 190 9TH ST |  | Polytube | Yes |  | 2022-10-22 |  | PVC | 1969 | Yes |  | 2022-10-22 |  | Non-lead
048570 | RSIDE 200 3RD ST |  | Polytube | Yes |  | 2024-03-14 |  | PVC | 1958 | Yes |  | 2024-03-14 |  | Non-lead
048571 | 29115 ROSE LT1/ DR |  | Unknown, Non-Lead | No |  |  |  | Unknown, Non-Lead | 2000 | No |  |  |  | Non-lead
048572 | 19608 SEMINOLE ST |  | Unknown, Non-Lead | Yes |  | 2022-05-05 |  | Unknown, Non-Lead | 2000 | Yes |  | 2022-05-05 |  | Non-lead
048573 | UNIT 409 3635 SEASIDE DR |  | Unknown, Non-Lead | Yes |  | 2022-05-20 |  | Unknown, Non-Lead | 2000 | Yes |  | 2022-05-20 |  | Non-lead
048574 | 16920 DRIFTWOOD LN |  | Unknown, Non-Lead | Yes |  | 2024-10-03 |  | PVC | 2001 | Yes |  | 2024-10-03 |  | Non-lead
048575 | 1118 SEMINARY ST |  | Unknown, Non-Lead | No |  |  |  | Unknown, Non-Lead | 2001 | No |  |  |  | Non-lead
048576 | 17275 JAMAICA LN |  | Unknown, Non-Lead | Yes |  | 2020-01-10 |  | PVC | 2000 | Yes |  | 2020-01-10 |  | Non-lead
048577 | 2635 KOEHNS AVE |  | Polytube | Yes |  | 2024-01-05 |  | PVC | 1958 | Yes |  | 2024-01-05 |  | Non-lead
048578 | #L7 7 SUNSET KEY DR |  | Unknown, Non-Lead | No |  |  |  | Unknown, Non-Lead | 2000 | No |  |  |  | Non-lead
048579 | 115 GALLEON RD |  | Unknown, Non-Lead | Yes |  | 2020-07-27 |  | Unknown, Non-Lead | 1990 | Yes |  | 2020-07-27 |  | Non-lead
048580 | 108 MADEIRA RD |  | Polytube | Yes |  | 2022-06-22 |  | PVC | 1959 | Yes |  | 2022-06-22 |  | Non-lead
048581 | 51 SHORELAND DR |  | Polytube | Yes |  | 2025-07-24 |  | PVC | 1968 | Yes |  | 2025-07-24 |  | Non-Lead
048582 | 118 BAYVIEW ISLE Dr |  | Polytube | Yes |  | 2024-09-18 |  | PVC | 1988 | Yes |  | 2024-09-18 |  | Non-lead
048583 | UNIT 11 500 CORAL LN |  | Unknown, Non-Lead | Yes |  | 2017-06-12 |  | Unknown, Non-Lead | 2001 | Yes |  | 2017-06-12 |  | Non-lead
048584 | UNIT 102 3635 SEASIDE DR |  | Unknown, Non-Lead | Yes |  | 2023-12-06 |  | Unknown, Non-Lead | 2000 | Yes |  | 2023-12-06 |  | Non-lead
048585 | UNIT 103 3635 SEASIDE DR |  | Unknown, Non-Lead | Yes |  | 2023-12-06 |  | Unknown, Non-Lead | 2000 | Yes |  | 2023-12-06 |  | Non-lead
048586 | UNIT 105 3635 SEASIDE DR |  | PVC | Yes |  | 2024-10-01 |  | PVC | 2000 | Yes |  | 2024-10-01 |  | Non-lead
048587 | UNIT 109 3635 SEASIDE DR |  | Unknown, Non-Lead | Yes |  | 2023-12-06 |  | Unknown, Non-Lead | 2000 | Yes |  | 2023-12-06 |  | Non-lead
048588 | UNIT 114 3635 SEASIDE DR |  | Unknown, Non-Lead | Yes |  | 2023-12-06 |  | Unknown, Non-Lead | 2000 | Yes |  | 2023-12-06 |  | Non-lead
048589 | UNIT 115 3635 SEASIDE DR |  | Unknown, Non-Lead | Yes |  | 2023-12-06 |  | Unknown, Non-Lead | 2000 | Yes |  | 2023-12-06 |  | Non-lead
048590 | UNIT 117 3635 SEASIDE DR |  | Unknown, Non-Lead | Yes |  | 2023-12-06 |  | Unknown, Non-Lead | 2000 | Yes |  | 2023-12-06 |  | Non-lead
048591 | UNIT 118 3635 SEASIDE DR |  | Unknown, Non-Lead | Yes |  | 2023-12-06 |  | Unknown, Non-Lead | 2000 | Yes |  | 2023-12-06 |  | Non-lead
048592 | UNIT 202 3635 SEASIDE DR |  | Unknown, Non-Lead | No |  |  |  | Unknown, Non-Lead | 2000 | No |  |  |  | Non-lead
048593 | UNIT 205 3635 SEASIDE DR |  | Unknown, Non-Lead | Yes |  | 2020-02-19 |  | Polytube | 2000 | Yes |  | 2020-02-19 |  | Non-lead
048594 | UNIT 207 3635 SEASIDE DR |  | Unknown, Non-Lead | Yes |  | 2018-11-15 |  | PVC | 2000 | Yes |  | 2018-11-15 |  | Non-lead
048595 | UNIT 209 3635 SEASIDE DR |  | Unknown, Non-Lead | Yes |  | 2022-08-19 |  | PVC | 2000 | Yes |  | 2022-08-19 |  | Non-lead
048596 | UNIT 216 3635 SEASIDE DR |  | Unknown, Non-Lead | Yes |  | 2022-06-17 |  | PVC | 2000 | Yes |  | 2022-06-17 |  | Non-lead
048597 | UNIT 217 3635 SEASIDE DR |  | Unknown, Non-Lead | No |  |  |  | Unknown, Non-Lead | 2000 | No |  |  |  | Non-lead
048598 | UNIT 218 3635 SEASIDE DR |  | Unknown, Non-Lead | Yes |  | 2021-03-01 |  | PVC | 2000 | Yes |  | 2021-03-01 |  | Non-lead
048599 | UNIT 302 3635 SEASIDE DR |  | Unknown, Non-Lead | Yes |  | 2023-08-08 |  | PVC | 2000 | Yes |  | 2023-08-08 |  | Non-lead
048600 | UNIT 316 3635 SEASIDE DR |  | Unknown, Non-Lead | Yes |  | 2019-12-02 |  | PVC | 2000 | Yes |  | 2019-12-02 |  | Non-lead
048601 | UNIT 317 3635 SEASIDE DR |  | Unknown, Non-Lead | No |  |  |  | Unknown, Non-Lead | 2000 | No |  |  |  | Non-lead
048602 | UNIT 318 3635 SEASIDE DR |  | Unknown, Non-Lead | Yes |  | 2022-06-17 |  | PVC | 2000 | Yes |  | 2022-06-17 |  | Non-lead
048603 | UNIT 406 3635 SEASIDE DR |  | Unknown, Non-Lead | No |  |  |  | PVC | 2000 | No |  |  |  | Non-lead
048604 | UNIT 416 3635 SEASIDE DR |  | Unknown, Non-Lead | Yes |  | 2020-11-23 |  | Unknown, Non-Lead | 2000 | Yes |  | 2020-11-23 |  | Non-lead
048605 | UNIT 417 3635 SEASIDE DR |  | Unknown, Non-Lead | Yes |  | 2021-12-20 |  | PVC | 2000 | Yes |  | 2021-12-20 |  | Non-lead
048606 | UNIT 418 3635 SEASIDE DR |  | Unknown, Non-Lead | Yes |  | 2018-10-19 |  | PVC | 2000 | Yes |  | 2018-10-19 |  | Non-lead
048607 | 210 3RD ST |  | Polytube | Yes |  | 2023-06-21 |  | PVC | 2001 | Yes |  | 2023-06-21 |  | Non-lead
048609 | 369 70TH GULF ST |  | Polytube | Yes |  | 2023-03-15 |  | PVC | 1972 | Yes |  | 2023-03-15 |  | Non-lead
048611 | 29470 CANAL ST |  | Polytube | Yes |  | 2023-01-10 |  | PVC | 1967 | Yes |  | 2023-01-10 |  | Non-lead
048612 | UNIT 128 3655 SEASIDE DR |  | Unknown, Non-Lead | Yes |  | 2023-08-24 |  | PVC | 2000 | Yes |  | 2023-08-24 |  | Non-lead
048613 | UNIT 126 3655 SEASIDE DR |  | Unknown, Non-Lead | Yes |  | 2023-02-13 |  | PVC | 2000 | Yes |  | 2023-02-13 |  | Non-lead
048614 | UNIT 124 3655 SEASIDE DR |  | Unknown, Non-Lead | Yes |  | 2022-04-25 |  | Unknown, Non-Lead | 2000 | Yes |  | 2022-04-25 |  | Non-lead
048615 | UNIT 122 3655 SEASIDE DR |  | Unknown, Non-Lead | No |  |  |  | Unknown, Non-Lead | 2000 | No |  |  |  | Non-lead
048616 | UNIT 120 3655 SEASIDE DR |  | Unknown, Non-Lead | Yes |  | 2021-07-21 |  | Unknown, Non-Lead | 2000 | Yes |  | 2021-07-21 |  | Non-lead
048617 | UNIT 228 3655 SEASIDE DR |  | Unknown, Non-Lead | Yes |  | 2024-04-30 |  | PVC | 2000 | Yes |  | 2024-04-30 |  | Non-lead
048618 | UNIT 226 3655 SEASIDE DR |  | Unknown, Non-Lead | Yes |  | 2018-12-27 |  | Unknown, Non-Lead | 2000 | Yes |  | 2018-12-27 |  | Non-lead
048619 | UNIT 224 3655 SEASIDE DR |  | Unknown, Non-Lead | Yes |  | 2018-06-20 |  | PVC | 2000 | Yes |  | 2018-06-20 |  | Non-lead
048620 | UNIT 219 3655 SEASIDE DR |  | Unknown, Non-Lead | Yes |  | 2019-06-24 |  | Unknown, Non-Lead | 2000 | Yes |  | 2019-06-24 |  | Non-lead
048621 | UNIT 328 3655 SEASIDE DR |  | Unknown, Non-Lead | Yes |  | 2018-08-24 |  | Unknown, Non-Lead | 2000 | Yes |  | 2018-08-24 |  | Non-lead
048622 | UNIT 326 3655 SEASIDE DR |  | Unknown, Non-Lead | Yes |  | 2019-01-28 |  | PVC | 2000 | Yes |  | 2019-01-28 |  | Non-lead
048623 | UNIT 427 3655 SEASIDE DR |  | Unknown, Non-Lead | Yes |  | 2023-02-10 |  | PVC | 2000 | Yes |  | 2023-02-10 |  | Non-lead
048624 | UNIT 139 3675 SEASIDE DR |  | Unknown, Non-Lead | Yes |  | 2022-07-25 |  | PVC | 2000 | Yes |  | 2022-07-25 |  | Non-lead
048625 | APT 137 3675 SEASIDE DR |  | Unknown, Non-Lead | Yes |  | 2024-10-01 |  | PVC | 2000 | Yes |  | 2024-10-01 |  | Non-lead
048626 | APT 135 3675 SEASIDE DR |  | Unknown, Non-Lead | No |  |  |  | Unknown, Non-Lead | 2000 | No |  |  |  | Non-lead
048627 | APT 133 3675 SEASIDE DR |  | Unknown, Non-Lead | Yes |  | 2018-06-25 |  | PVC | 2000 | Yes |  | 2018-06-25 |  | Non-lead
048628 | APT 235 3675 SEASIDE DR |  | Unknown, Non-Lead | Yes |  | 2023-05-11 |  | PVC | 2000 | Yes |  | 2023-05-11 |  | Non-lead
048629 | APT 337 3675 SEASIDE DR |  | Unknown, Non-Lead | Yes |  | 2022-08-19 |  | PVC | 2000 | Yes |  | 2022-08-19 |  | Non-lead
048630 | APT 336 3675 SEASIDE DR |  | Unknown, Non-Lead | Yes |  | 2019-06-06 |  | PVC | 2000 | Yes |  | 2019-06-06 |  | Non-lead
048631 | UNIT 442 3675 SEASIDE DR |  | Unknown, Non-Lead | Yes |  | 2022-05-20 |  | Unknown, Non-Lead | 2000 | Yes |  | 2022-05-20 |  | Non-lead
048632 | UNIT 436 3675 SEASIDE DR |  | Unknown, Non-Lead | Yes |  | 2022-08-19 |  | Unknown, Non-Lead | 2000 | Yes |  | 2022-08-19 |  | Non-lead
048633 | 66 SUNSET KEY DR |  | Unknown, Non-Lead | No |  |  |  | Unknown, Non-Lead | 1997 | No |  |  |  | Non-lead
048634 | 16 SHORE TERR |  | Unknown, Non-Lead | Yes |  | 2018-08-22 |  | Unknown, Non-Lead | 2000 | Yes |  | 2018-08-22 |  | Non-lead
048635 | 731 SUGARLOAF BLVD |  | Unknown, Non-Lead | Yes |  | 2023-12-22 |  | Unknown, Non-Lead | 2002 | Yes |  | 2023-12-22 |  | Non-lead
048636 | 17245 JAMAICA LN |  | Unknown, Non-Lead | Yes |  | 2021-05-19 |  | Unknown, Non-Lead | 2000 | Yes |  | 2021-05-19 |  | Non-lead
048637 | APT REAR 1124 SEMINARY ST |  | Polytube | Yes |  | 2024-07-12 |  | PVC | 1910 | Yes |  | 2024-07-12 |  | Non-lead
048638 | 311 E CARRBBEAN DR |  | Unknown, Non-Lead | No |  |  |  | Unknown, Non-Lead | 1988 | No |  |  |  | Non-lead
048639 | 29526 CANAL ST |  | Polytube | Yes |  | 2023-01-10 |  | PVC |  | Yes |  | 2023-01-10 |  | Non-lead
048640 | 129 S INDIES DR |  | Unknown, Non-Lead | Yes |  | 2023-01-03 |  | PVC | 2002 | Yes |  | 2023-01-03 |  | Non-lead
048641 | 200 CAMINO REAL |  | Unknown, Non-Lead | No |  |  |  | Unknown, Non-Lead | 2001 | No |  |  |  | Non-lead
048642 | COMMUNITY PARK 800 35TH OCEAN St |  | Polytube | Yes |  | 2024-07-19 |  | Unknown | 1963 | Yes |  | 2024-07-19 |  | Lead Status Unknown
048643 | VACANT 15TH Cir |  | Polytube | Yes |  | 2022-09-23 |  | PVC | 1999 | Yes |  | 2022-09-23 |  | Non-lead
048644 | 213 GOLF CLUB DR |  | Unknown, Non-Lead | Yes |  | 2017-03-27 |  | Unknown, Non-Lead | 2000 | Yes |  | 2017-03-27 |  | Non-lead
048645 | 215 GOLF CLUB DR |  | Unknown, Non-Lead | Yes |  | 2024-01-24 |  | Unknown, Non-Lead | 2000 | Yes |  | 2024-01-24 |  | Non-lead
048646 | 217 GOLF CLUB DR |  | Unknown, Non-Lead | Yes |  | 2024-07-02 |  | Unknown, Non-Lead | 2000 | Yes |  | 2024-07-02 |  | Non-lead
048647 | 219 GOLF CLUB DR |  | Unknown, Non-Lead | Yes |  | 2018-07-24 |  | Unknown, Non-Lead | 2000 | Yes |  | 2018-07-24 |  | Non-lead
048648 | 249 GOLF CLUB DR |  | Unknown, Non-Lead | Yes |  | 2018-08-31 |  | Unknown, Non-Lead | 1996 | Yes |  | 2018-08-31 |  | Non-lead
048649 | 251 GOLF CLUB DR |  | Polytube | Yes |  | 2022-11-28 |  | PVC | 1996 | Yes |  | 2022-11-28 |  | Non-lead
048650 | 253 GOLF CLUB DR |  | Unknown, Non-Lead | Yes |  | 2021-03-04 |  | Unknown, Non-Lead | 2001 | Yes |  | 2021-03-04 |  | Non-lead
048651 | 255 GOLF CLUB DR |  | Unknown, Non-Lead | Yes |  | 2018-08-06 |  | Unknown, Non-Lead | 2001 | Yes |  | 2018-08-06 |  | Non-lead
048652 | 221 GOLF CLUB DR |  | Unknown, Non-Lead | Yes |  | 2021-03-02 |  | PVC | 2001 | Yes |  | 2021-03-02 |  | Non-lead
048653 | 233 GOLF CLUB DR |  | Unknown, Non-Lead | No |  |  |  | Unknown, Non-Lead | 2001 | No |  |  |  | Non-lead
048654 | 237 GOLF CLUB DR |  | Unknown, Non-Lead | Yes |  | 2020-09-29 |  | Unknown, Non-Lead | 2001 | Yes |  | 2020-09-29 |  | Non-lead
048655 | 239 GOLF CLUB DR |  | Unknown, Non-Lead | Yes |  | 2021-05-06 |  | Unknown, Non-Lead | 2001 | Yes |  | 2021-05-06 |  | Non-lead
048656 | 223 GOLF CLUB DR |  | Unknown, Non-Lead | Yes |  | 2020-03-02 |  | Unknown, Non-Lead | 2001 | Yes |  | 2020-03-02 |  | Non-lead
048657 | 225 GOLF CLUB DR |  | Unknown, Non-Lead | Yes |  | 2024-08-30 |  | Unknown, Non-Lead | 2001 | Yes |  | 2024-08-30 |  | Non-lead
048658 | 16 CALLE DOS |  | Polytube | Yes |  | 2019-02-05 |  | PVC | 2001 | Yes |  | 2019-02-05 |  | Non-lead
048659 | 17157 BONITA LN W |  | Unknown, Non-Lead | Yes |  | 2019-07-29 |  | Unknown, Non-Lead | 2000 | Yes |  | 2019-07-29 |  | Non-lead
048660 | FKAA RO PLANT 615 33RD St |  | Unknown, Non-Lead | Yes |  | 2020-10-05 |  | Unknown, Non-Lead | 1990 | Yes |  | 2020-10-05 |  | Non-lead
048661 | 7200 FRONT ST (REVERSE OSMOSIS) |  | Unknown, Non-Lead | Yes |  | 2024-02-29 |  | Unknown, Non-Lead | 1999 | Yes |  | 2024-02-29 |  | Non-lead
048662 | IRRIGATION LOT 27 PIRATES COVE (ACROSS 117) DR |  | Unknown, Non-Lead | Yes |  | 2023-05-18 |  | Unknown, Non-Lead | 1998 | Yes |  | 2023-05-18 |  | Non-lead
048663 | 423 CALLE LIMON |  | Unknown, Non-Lead | Yes |  | 2024-04-25 |  | PVC | 2018 | Yes |  | 2024-04-25 |  | Non-lead
048664 | FIRE 11500 OVERSEAS HWY |  | Unknown | Yes |  | 2022-08-25 |  | Unknown | 1969 | Yes |  | 2022-08-25 |  | Lead Status Unknown
048665 | 58182 OVERSEAS HWY |  | Unknown, Non-Lead | Yes |  | 2018-12-12 |  | Cast Iron | 2000 | Yes |  | 2018-12-12 |  | Non-lead
048666 | 7101 HARBOR VILLAGE DR |  | Unknown, Non-Lead | Yes |  | 2023-09-25 |  | Unknown, Non-Lead | 2001 | Yes |  | 2023-09-25 |  | Non-lead
048667 | 1220 SOUTH ST |  | Unknown, Non-Lead | Yes |  | 2024-04-18 |  | Unknown, Non-Lead | 2001 | Yes |  | 2024-04-18 |  | Non-lead
048668 | UNIT 101 3625 SEASIDE DR |  | Unknown, Non-Lead | Yes |  | 2023-02-10 |  | PVC | 2001 | Yes |  | 2023-02-10 |  | Non-lead
048669 | UNIT 102 3625 SEASIDE DR |  | PVC | Yes |  | 2025-09-09 |  | PVC | 2001 | Yes |  | 2022-05-20 |  | Non-lead
048670 | UNIT 103 3625 SEASIDE DR |  | PVC | Yes |  | 2025-09-09 |  | PVC | 2001 | Yes |  | 2025-09-09 |  | Non-lead
048671 | UNIT 104 3625 SEASIDE DR |  | PVC | Yes |  | 2022-05-23 |  | PVC | 2001 | Yes |  | 2022-05-23 |  | Non-lead
048672 | UNIT 105 3625 SEASIDE DR |  | PVC | Yes |  | 2025-09-09 |  | PVC | 2001 | Yes |  | 2025-09-09 |  | Non-lead
048673 | UNIT 106 3625 SEASIDE DR |  | PVC | Yes |  | 2025-09-09 |  | PVC | 2001 | Yes |  | 2025-09-09 |  | Non-lead
048674 | UNIT 107 3625 SEASIDE DR |  | PVC | Yes |  | 2025-09-09 |  | PVC | 2001 | Yes |  | 2025-09-09 |  | Non-lead
048675 | UNIT 108 3625 SEASIDE DR |  | Unknown, Non-Lead | Yes |  | 2023-02-13 |  | PVC | 2001 | Yes |  | 2023-02-13 |  | Non-lead
048676 | UNIT 109 3625 SEASIDE DR |  | Unknown, Non-Lead | Yes |  | 2020-12-22 |  | Unknown, Non-Lead | 2001 | Yes |  | 2020-12-22 |  | Non-lead
048677 | UNIT 110 3625 SEASIDE DR |  | PVC | Yes |  | 2025-09-09 |  | PVC | 2001 | Yes |  | 2025-09-09 |  | Non-lead
048678 | UNIT 111 3625 SEASIDE DR |  | Unknown, Non-Lead | Yes |  | 2023-02-10 |  | PVC | 2001 | Yes |  | 2023-02-10 |  | Non-lead
048679 | UNIT 112 3625 SEASIDE DR |  | PVC | Yes |  | 2025-09-09 |  | PVC | 2001 | Yes |  | 2025-09-09 |  | Non-lead
048680 | UNIT 201 3625 SEASIDE DR |  | PVC | Yes |  | 2025-09-09 |  | PVC | 2001 | Yes |  | 2025-09-09 |  | Non-lead
048681 | UNIT 202 3625 SEASIDE DR |  | PVC | Yes |  | 2025-09-09 |  | PVC | 2001 | Yes |  | 2022-11-14 |  | Non-lead
048682 | UNIT 203 3625 SEASIDE DR |  | PVC | Yes |  | 2025-09-09 |  | PVC | 2001 | Yes |  | 2018-07-19 |  | Non-lead
048683 | UNIT 204 3625 SEASIDE DR |  | PVC | Yes |  | 2022-05-23 |  | PVC | 2001 | Yes |  | 2022-05-23 |  | Non-lead
048684 | UNIT 205 3625 SEASIDE DR |  | PVC | Yes |  | 2025-09-09 |  | PVC | 2001 | Yes |  | 2022-04-25 |  | Non-lead
048685 | UNIT 206 3625 SEASIDE DR |  | Unknown, Non-Lead | Yes |  | 2023-02-14 |  | PVC | 2001 | Yes |  | 2023-02-14 |  | Non-lead
048686 | UNIT 207 3625 SEASIDE DR |  | PVC | Yes |  | 2025-09-09 |  | PVC | 2001 | Yes |  | 2022-06-27 |  | Non-lead
048687 | UNIT 208 3625 SEASIDE DR |  | Unknown, Non-Lead | Yes |  | 2023-02-16 |  | PVC | 2001 | Yes |  | 2023-02-16 |  | Non-lead
048688 | UNIT 209 3625 SEASIDE DR |  | PVC | Yes |  | 2025-09-09 |  | PVC | 2001 | Yes |  | 2025-09-09 |  | Non-lead
048689 | UNIT 210 3625 SEASIDE DR |  | Unknown, Non-Lead | Yes |  | 2022-06-17 |  | PVC | 2001 | Yes |  | 2022-06-17 |  | Non-lead
048690 | UNIT 211 3625 SEASIDE DR |  | Unknown, Non-Lead | Yes |  | 2020-11-23 |  | Unknown, Non-Lead | 2001 | Yes |  | 2020-11-23 |  | Non-lead
048691 | UNIT 212 3625 SEASIDE DR |  | PVC | Yes |  | 2025-09-09 |  | PVC | 2001 | Yes |  | 2025-09-09 |  | Non-lead
048692 | UNIT 301 3625 SEASIDE DR |  | PVC | Yes |  | 2025-09-09 |  | PVC | 2001 | Yes |  | 2022-06-17 |  | Non-lead
048693 | UNIT 302 3625 SEASIDE DR |  | Unknown, Non-Lead | No |  |  |  | Unknown, Non-Lead | 2001 | No |  |  |  | Non-lead
048694 | UNIT 303 3625 SEASIDE DR |  | PVC | Yes |  | 2025-09-09 |  | PVC | 2001 | Yes |  | 2025-09-09 |  | Non-lead
048695 | UNIT 304 3625 SEASIDE DR |  | PVC | Yes |  | 2025-09-09 |  | PVC | 2001 | Yes |  | 2025-09-09 |  | Non-lead
048696 | UNIT 305 3625 SEASIDE DR |  | PVC | Yes |  | 2025-09-09 |  | PVC | 2001 | Yes |  | 2025-09-09 |  | Non-lead
048697 | UNIT 306 3625 SEASIDE DR |  | PVC | Yes |  | 2025-09-09 |  | PVC | 2001 | Yes |  | 2025-09-09 |  | Non-lead
048698 | UNIT 307 3625 SEASIDE DR |  | Unknown, Non-Lead | Yes |  | 2023-02-15 |  | PVC | 2001 | Yes |  | 2023-02-15 |  | Non-lead
048699 | UNIT 308 3625 SEASIDE DR |  | Unknown, Non-Lead | Yes |  | 2022-11-02 |  | Unknown, Non-Lead | 2001 | Yes |  | 2022-11-02 |  | Non-lead
048700 | UNIT 309 3625 SEASIDE DR |  | PVC | Yes |  | 2025-09-09 |  | PVC | 2001 | Yes |  | 2025-09-09 |  | Non-lead
048701 | UNIT 310 3625 SEASIDE DR |  | PVC | Yes |  | 2022-11-18 |  | PVC | 2001 | Yes |  | 2022-11-18 |  | Non-lead
048702 | UNIT 311 3625 SEASIDE DR |  | PVC | Yes |  | 2025-09-09 |  | PVC | 2001 | Yes |  | 2025-09-09 |  | Non-lead
048703 | UNIT 312 3625 SEASIDE DR |  | PVC | Yes |  | 2024-07-02 |  | PVC | 2001 | Yes |  | 2024-07-02 |  | Non-lead
048704 | UNIT 401 3625 SEASIDE DR |  | Unknown, Non-Lead | Yes |  | 2023-02-28 |  | PVC | 2001 | Yes |  | 2023-02-28 |  | Non-lead
048705 | UNIT 402 3625 SEASIDE DR |  | PVC | Yes |  | 2025-09-09 |  | PVC | 2001 | Yes |  | 2025-09-09 |  | Non-lead
048706 | UNIT 403 3625 SEASIDE DR |  | PVC | Yes |  | 2025-09-09 |  | PVC | 2001 | Yes |  | 2025-09-09 |  | Non-lead
048707 | UNIT 404 3625 SEASIDE DR |  | PVC | Yes |  | 2025-09-09 |  | PVC | 2001 | Yes |  | 2025-09-09 |  | Non-lead
048708 | UNIT 405 3625 SEASIDE DR |  | PVC | Yes |  | 2025-09-09 |  | PVC | 2001 | Yes |  | 2022-06-27 |  | Non-lead
048709 | UNIT 406 3625 SEASIDE DR |  | PVC | Yes |  | 2025-09-09 |  | PVC | 2001 | Yes |  | 2025-09-09 |  | Non-lead
048710 | UNIT 407 3625 SEASIDE DR |  | PVC | Yes |  | 2025-09-09 |  | PVC | 2001 | Yes |  | 2025-09-09 |  | Non-lead
048711 | UNIT 408 3625 SEASIDE DR |  | PVC | Yes |  | 2025-09-09 |  | PVC | 2001 | Yes |  | 2017-08-16 |  | Non-lead
048712 | UNIT 409 3625 SEASIDE DR |  | Unknown, Non-Lead | Yes |  | 2017-10-26 |  | Polytube | 2001 | Yes |  | 2017-10-26 |  | Non-lead
048713 | UNIT 410 3625 SEASIDE DR |  | Unknown, Non-Lead | Yes |  | 2023-02-10 |  | PVC | 2001 | Yes |  | 2023-02-10 |  | Non-lead
048714 | UNIT 411 3625 SEASIDE DR |  | PVC | Yes |  | 2022-11-18 |  | PVC | 2001 | Yes |  | 2022-11-18 |  | Non-lead
048715 | UNIT 412 3625 SEASIDE DR |  | PVC | Yes |  | 2025-09-09 |  | PVC | 2001 | Yes |  | 2025-09-09 |  | Non-lead
048716 | 974 FLAGSHIP DR |  | Unknown, Non-Lead | No |  |  |  | Unknown, Non-Lead | 2001 | No |  |  |  | Non-lead
048717 | 12 510 CORAL LN |  | Unknown, Non-Lead | No |  |  |  | Unknown, Non-Lead | 2001 | No |  |  |  | Non-lead
048718 | UNIT 13 520 CORAL LN |  | Unknown, Non-Lead | Yes |  | 2022-01-31 |  | Unknown, Non-Lead | 2001 | Yes |  | 2022-01-31 |  | Non-lead
048719 | #14 530 CORAL LN |  | Unknown, Non-Lead | Yes |  | 2018-07-05 |  | Unknown, Non-Lead | 2001 | Yes |  | 2018-07-05 |  | Non-lead
048720 | #15 540 CORAL LANE |  | Polytube | Yes |  | 2022-10-27 |  | PVC | 2001 | Yes |  | 2022-10-27 |  | Non-lead
048721 | 550 CORAL LN |  | Unknown, Non-Lead | Yes |  | 2020-11-04 |  | Unknown, Non-Lead | 2001 | Yes |  | 2020-11-04 |  | Non-lead
048722 | 25051 OLD OVERSEAS HWY L 13 |  | Polytube | Yes |  | 2022-11-21 |  | PVC |  | Yes |  | 2022-11-21 |  | Non-lead
048723 | 23043 WAHOO LN |  | Polytube | Yes |  | 2022-12-28 |  | PVC | 1978 | Yes |  | 2022-12-28 |  | Non-lead
048724 | 23023 WAHOO LANE |  | Unknown, Non-Lead | Yes |  | 2018-03-06 |  | PVC | 2003 | Yes |  | 2018-03-06 |  | Non-lead
048725 | 1109 EATON ST |  | Polytube | Yes |  | 2024-03-08 |  | PVC | 1923 | Yes |  | 2024-03-08 |  | Non-lead
048726 | 16626 HOLLY LN |  | Unknown, Non-Lead | Yes |  | 2019-12-04 |  | Unknown, Non-Lead | 2001 | Yes |  | 2019-12-04 |  | Non-lead
048727 | 416 B AVE |  | Unknown, Non-Lead | No |  |  |  | Unknown, Non-Lead | 2001 | No |  |  |  | Non-lead
048728 | 1173 DE LUSSAN LN |  | Unknown, Non-Lead | Yes |  | 2018-02-06 |  | Unknown, Non-Lead | 2001 | Yes |  | 2018-02-06 |  | Non-lead
048729 | CLUB 512 EATON ST |  | Polytube | Yes |  | 2022-09-26 |  | PVC | 1968 | Yes |  | 2022-09-26 |  | Non-lead
048730 | 1023 LAGOON ST |  | Polytube | Yes |  | 2023-10-25 |  | PVC | 1987 | Yes |  | 2023-10-25 |  | Non-lead
048731 | 971 LAGOON DR |  | Polytube | Yes |  | 2023-04-25 |  | PVC | 1980 | Yes |  | 2023-04-25 |  | Non-lead
048732 | CORAL HARBOR LN |  | Polytube | Yes |  | 2022-07-07 |  | PVC | 2001 | Yes |  | 2022-07-07 |  | Non-lead
048733 | 12 CALOOSA RD |  | Unknown, Non-Lead | Yes |  | 2021-09-08 |  | Unknown, Non-Lead | 2015 | Yes |  | 2021-09-08 |  | Non-lead
048734 | 85 OCEAN SHORE DR |  | Unknown, Non-Lead | Yes |  | 2021-05-19 |  | PVC | 2001 | Yes |  | 2021-05-19 |  | Non-lead
048735 | 130 PORTO SALVO DR |  | Unknown, Non-Lead | No |  |  |  | Unknown, Non-Lead | 2001 | No |  |  |  | Non-lead
048736 | 75333 OVERSEAS HWY |  | Unknown, Non-Lead | Yes |  | 2021-09-01 |  | Unknown, Non-Lead | 2002 | Yes |  | 2021-09-01 |  | Non-lead
048737 | APT 2 UP 2428 HARRIS AVE |  | Polytube | Yes |  | 2022-08-16 |  | PVC | 1957 | Yes |  | 2022-08-16 |  | Non-lead
048738 | 543 SOUND DR |  | Polytube | Yes |  | 2022-10-13 |  | PVC | 1981 | Yes |  | 2022-10-13 |  | Non-lead
048739 | 17 NORTH DR |  | Polytube | Yes |  | 2022-06-17 |  | PVC | 2001 | Yes |  | 2022-06-17 |  | Non-lead
048740 | 138 PALO DE ORO DR |  | Polytube | Yes |  | 2023-05-18 |  | PVC | 2003 | Yes |  | 2023-05-18 |  | Non-lead
048741 | CNR MARINE/OCE 31 OCEAN REEF Dr |  | Unknown, Non-Lead | Yes |  | 2021-08-20 |  | Copper | 2001 | Yes |  | 2021-08-20 |  | Non-lead
048742 | 20 POISONWOOD TRT A RD |  | Unknown, Non-Lead | Yes |  | 2021-05-10 |  | PVC | 2004 | Yes |  | 2021-05-10 |  | Non-lead
048743 | #1 1644 BRUNSON CT |  | Polytube | Yes |  | 2022-07-14 |  | PVC | 1966 | Yes |  | 2022-07-14 |  | Non-lead
048744 | APT 2 1644 BRUNSON CT |  | Polytube | Yes |  | 2022-07-14 |  | PVC | 1966 | Yes |  | 2022-07-14 |  | Non-lead
048745 | #3 1644 BRUNSON CT |  | Polytube | Yes |  | 2022-07-14 |  | PVC | 1966 | Yes |  | 2022-07-14 |  | Non-lead
048746 | #4 1644 BRUNSON CT |  | Polytube | Yes |  | 2023-10-10 |  | PVC | 1966 | Yes |  | 2023-10-10 |  | Non-lead
048747 | APT 4 1645 BRUNSON CT |  | Polytube | Yes |  | 2022-07-14 |  | Copper | 1966 | Yes |  | 2022-07-14 |  | Non-lead
048748 | APT 3 1645 BRUNSON CT |  | Polytube | Yes |  | 2022-07-14 |  | Copper | 1966 | Yes |  | 2022-07-14 |  | Non-lead
048749 | APT 2 1645 BRUNSON CT |  | Polytube | Yes |  | 2022-07-14 |  | Copper | 1966 | Yes |  | 2022-07-14 |  | Non-lead
048750 | APT 1 1645 BRUNSON CT |  | Polytube | Yes |  | 2022-07-14 |  | PVC | 1966 | Yes |  | 2022-07-14 |  | Non-lead
048751 | C156 7102 HARBOR VILLAGE DR |  | Unknown, Non-Lead | Yes |  | 2019-03-15 |  | PVC | 2001 | Yes |  | 2019-03-15 |  | Non-lead
048752 | 7103 HARBOR VILLAGE DR |  | Unknown, Non-Lead | No |  |  |  | Unknown, Non-Lead | 2001 | No |  |  |  | Non-lead
048753 | #C155 7104 HARBOR VILLAGE DR |  | Unknown, Non-Lead | No |  |  |  | Unknown, Non-Lead | 2001 | No |  |  |  | Non-lead
048754 | #C151 7105 HARBOR VILLAGE DR |  | Unknown, Non-Lead | No |  |  |  | Unknown, Non-Lead | 2001 | No |  |  |  | Non-lead
048755 | 204 NAUTILUS DR |  | Unknown, Non-Lead | Yes |  | 2017-05-08 |  | Polytube | 2000 | Yes |  | 2017-05-08 |  | Non-lead
048756 | 22 BASS AVE |  | Unknown, Non-Lead | Yes |  | 2021-10-05 |  | PVC | 2001 | Yes |  | 2021-10-05 |  | Non-lead
048757 | 16 SNAPPER AVE |  | Polytube | Yes |  | 2024-07-09 |  | PVC | 2002 | Yes |  | 2024-07-09 |  | Non-lead
048758 | 160 OCEAN DR |  | Unknown, Non-Lead | Yes |  | 2019-03-13 |  | Unknown, Non-Lead | 2001 | Yes |  | 2019-03-13 |  | Non-lead
048759 | 6 CINNAMON BARK LN |  | Unknown, Non-Lead | Yes |  | 2022-04-08 |  | Unknown, Non-Lead | 2001 | Yes |  | 2022-04-08 |  | Non-lead
048760 | 28 BAKER RD |  | Unknown, Non-Lead | Yes |  | 2021-05-07 |  | PVC | 2001 | Yes |  | 2021-05-07 |  | Non-lead
048761 | 910 FLORIDA ST |  | Polytube | Yes |  | 2023-05-04 |  | PVC | 1979 | Yes |  | 2023-05-04 |  | Non-lead
048762 | 106 PIRATES COVE RD |  | Unknown, Non-Lead | Yes |  | 2022-03-30 |  | PVC | 2004 | Yes |  | 2022-03-30 |  | Non-lead
048763 | 104 52ND OCEAN St |  | Unknown, Non-Lead | Yes |  | 2023-04-26 |  | PVC | 1990 | Yes |  | 2023-04-26 |  | Non-lead
048764 | 102 52ND OCEAN LS ST |  | Unknown, Non-Lead | Yes |  | 2023-04-26 |  | PVC | 1990 | Yes |  | 2023-04-26 |  | Non-lead
048765 | 619 SOMBRERO BCH RD |  | Unknown, Non-Lead | Yes |  | 2021-06-28 |  | Unknown, Non-Lead | 2002 | Yes |  | 2021-06-28 |  | Non-lead
048766 | 329 30TH OCEAN ST |  | Unknown, Non-Lead | Yes |  | 2024-05-23 |  | Unknown, Non-Lead | 2004 | Yes |  | 2024-05-23 |  | Non-lead
048767 | 42 MUTINY PL |  | Unknown, Non-Lead | Yes |  | 2018-08-08 |  | Unknown, Non-Lead | 1991 | Yes |  | 2018-08-08 |  | Non-lead
048768 | 116 MANGROVE LN |  | Unknown, Non-Lead | Yes |  | 2019-12-10 |  | Unknown, Non-Lead | 2001 | Yes |  | 2019-12-10 |  | Non-lead
048769 | UNIT 16 281 WOODS AVE |  | Unknown, Non-Lead | Yes |  | 2020-09-11 |  | Unknown, Non-Lead | 2008 | Yes |  | 2020-09-11 |  | Non-lead
048770 | 26 MUTINY PLACE |  | Unknown, Non-Lead | Yes |  | 2021-08-31 |  | Unknown, Non-Lead | 2000 | Yes |  | 2021-08-31 |  | Non-lead
048771 | 414 S HARBOR DR |  | Unknown, Non-Lead | Yes |  | 2023-11-07 |  | Unknown, Non-Lead | 2002 | Yes |  | 2023-11-07 |  | Non-lead
048772 | 22915 BLUEGILL LN |  | Unknown, Non-Lead | Yes |  | 2019-10-31 |  | Unknown, Non-Lead | 2001 | Yes |  | 2019-10-31 |  | Non-lead
048773 | 1411 SOUTH ST |  | Polytube | Yes |  | 2024-09-04 |  | PVC | 1902 | Yes |  | 2024-09-04 |  | Non-lead
048774 | 913 INDIES RD |  | Unknown, Non-Lead | Yes |  | 2024-06-28 |  | Unknown, Non-Lead | 1999 | Yes |  | 2024-06-28 |  | Non-lead
048775 | 472 BROWN DR |  | Polytube | Yes |  | 2022-10-26 |  | PVC | 1984 | Yes |  | 2022-10-26 |  | Non-lead
048776 | 1415 SOUTH ST |  | Polytube | Yes |  | 2022-10-27 |  | PVC | 1963 | Yes |  | 2022-10-27 |  | Non-lead
048777 | 849 E SHORE DR |  | Unknown, Non-Lead | Yes |  | 2023-08-01 |  | Unknown, Non-Lead | 2001 | Yes |  | 2023-08-01 |  | Non-lead
048778 | 16843 E POINT DR |  | Unknown, Non-Lead | No |  |  |  | Unknown, Non-Lead | 2001 | No |  |  |  | Non-lead
048779 | 17137 DOLPHIN ST W |  | Polytube | Yes |  | 2023-07-28 |  | PVC | 2002 | Yes |  | 2023-07-28 |  | Non-lead
048780 | 20 W CIRCLE DR |  | Unknown, Non-Lead | Yes |  | 2018-03-16 |  | PVC | 2001 | Yes |  | 2018-03-16 |  | Non-lead
048781 | 451 LAFITTE RD |  | Unknown, Non-Lead | Yes |  | 2021-09-23 |  | Unknown, Non-Lead | 2001 | Yes |  | 2021-09-23 |  | Non-lead
048782 | 22858 PRIVATEER DR |  | Unknown, Non-Lead | Yes |  | 2017-06-29 |  | Unknown, Non-Lead | 2001 | Yes |  | 2017-06-29 |  | Non-lead
048783 | 1083 LAGOON ST |  | Unknown, Non-Lead | No |  |  |  | Unknown, Non-Lead | 1995 | No |  |  |  | Non-lead
048784 | 14 SUNSET KEY DR |  | Unknown, Non-Lead | Yes |  | 2019-01-14 |  | Unknown, Non-Lead | 2002 | Yes |  | 2019-01-14 |  | Non-lead
048785 | 25 DRIFTWOOD DR |  | Unknown, Non-Lead | Yes |  | 2023-09-28 |  | PVC | 2002 | Yes |  | 2023-09-28 |  | Non-lead
048786 | 648 CARIBBEAN DR E |  | Unknown, Non-Lead | Yes |  | 2021-06-14 |  | Unknown, Non-Lead | 2001 | Yes |  | 2021-06-14 |  | Non-lead
048787 | 31525 DEER RUN TR |  | Unknown, Non-Lead | Yes |  | 2022-09-29 |  | PVC | 1989 | Yes |  | 2022-09-29 |  | Non-lead
048788 | 158 MILANO DR |  | Polytube | Yes |  | 2019-03-08 |  | PVC | 2002 | Yes |  | 2019-03-08 |  | Non-lead
048789 | 973 VALENCIA RD |  | Polytube | Yes |  | 2025-02-03 |  | PVC | 2001 | Yes |  | 2025-02-03 |  | Non-lead
048790 | BLDG C1&D 1&2 89901 OLD CORAL SHORES HS WRENN ST Hwy |  | Unknown, Non-Lead | Yes |  | 2021-07-12 |  | Unknown, Non-Lead | 2004 | Yes |  | 2021-07-12 |  | Non-lead
048791 | CORAL SHORES HS 89901 OLD HWY |  | Unknown, Non-Lead | Yes |  | 2021-01-29 |  | Unknown, Non-Lead | 2004 | Yes |  | 2021-01-29 |  | Non-lead
048792 | 1018 VALENCIA RD |  | Unknown, Non-Lead | No |  |  |  | Unknown, Non-Lead | 2002 | No |  |  |  | Non-lead
048793 | APT 2 REAR 1427 VERNON AVE |  | Polytube | Yes |  | 2024-07-12 |  | PVC | 1953 | Yes |  | 2024-07-12 |  | Non-lead
048794 | 343 STIRRUP KEY BLVD |  | PVC | Yes |  | 2024-02-14 |  | PVC | 2001 | Yes |  | 2022-06-15 |  | Non-lead
048795 | 12TH & W OCEAN ST |  | Polytube | Yes |  | 2022-10-22 |  | PVC | 1982 | Yes |  | 2022-10-22 |  | Non-lead
048796 | 151 G AVE |  | Unknown, Non-Lead | Yes |  | 2019-07-16 |  | PVC | 1994 | Yes |  | 2019-07-16 |  | Non-lead
048797 | 43 KYLE SOUTH WAY |  | Unknown, Non-Lead | Yes |  | 2023-05-11 |  | Unknown, Non-Lead | 2002 | Yes |  | 2023-05-11 |  | Non-lead
048798 | 628 E CARIBBEAN DR |  | Unknown, Non-Lead | Yes |  | 2019-05-20 |  | Unknown, Non-Lead | 2002 | Yes |  | 2019-05-20 |  | Non-lead
048799 | 3850 N ROOSEVELT BLVD |  | Polytube | Yes |  | 2022-05-25 |  | PVC | 1978 | Yes |  | 2022-05-25 |  | Non-lead
048800 | 280 SUGARLOAF BLVD |  | Unknown, Non-Lead | Yes |  | 2024-06-11 |  | Unknown, Non-Lead | 2002 | Yes |  | 2024-06-11 |  | Non-lead
048801 | 76 W SHORE DR |  | Unknown, Non-Lead | Yes |  | 2021-12-28 |  | Unknown, Non-Lead | 2001 | Yes |  | 2021-12-28 |  | Non-lead
048802 | 22424 LAFITTE RD |  | Unknown, Non-Lead | Yes |  | 2017-08-28 |  | PVC | 2001 | Yes |  | 2017-08-28 |  | Non-lead
048803 | 310 W INDIES DR |  | Polytube | Yes |  | 2023-02-01 |  | PVC | 1989 | Yes |  | 2023-02-01 |  | Non-lead
048804 | 281 DEER RUN TRL |  | Polytube | Yes |  | 2023-05-04 |  | PVC | 1989 | Yes |  | 2023-05-04 |  | Non-lead
048805 | #3 30280 DEER RUN TRAIL L |  | Polytube | Yes |  | 2024-05-01 |  | PVC | 1983 | Yes |  | 2024-05-01 |  | Non-lead
048806 | GUEST QTRS 2 GO LN |  | Unknown, Non-Lead | Yes |  | 2022-03-21 |  | Unknown, Non-Lead | 2005 | Yes |  | 2022-03-21 |  | Non-lead
048807 | APT B 1404 LEON ST |  | Polytube | Yes |  | 2022-09-22 |  | PVC | 1958 | Yes |  | 2022-09-22 |  | Non-lead
048808 | 1152 76TH OCEAN ST |  | Unknown, Non-Lead | Yes |  | 2022-02-28 |  | Unknown, Non-Lead | 2001 | Yes |  | 2022-02-28 |  | Non-lead
048809 | 1900 YELLOWTAIL DR |  | Unknown, Non-Lead | Yes |  | 2023-07-20 |  | Polytube | 2001 | Yes |  | 2023-07-20 |  | Non-lead
048810 | 690 CRUIKSHANK ISLE |  | Polytube | Yes |  | 2023-01-04 |  | PVC | 1987 | Yes |  | 2023-01-04 |  | Non-lead
048811 | LSIDE 270 10TH ST |  | Unknown, Non-Lead | Yes |  | 2020-09-25 |  | Unknown, Non-Lead | 2001 | Yes |  | 2020-09-25 |  | Non-lead
048812 | RSIDE 260 10TH ST |  | Polytube | Yes |  | 2023-04-06 |  | PVC | 1987 | Yes |  | 2023-04-06 |  | Non-lead
048814 | 13 BOULDER DR |  | Polytube | Yes |  | 2017-07-31 |  | PVC | 2001 | Yes |  | 2017-07-31 |  | Non-lead
048815 | 431 W INDIES DR |  | Unknown, Non-Lead | No |  |  |  | Unknown, Non-Lead | 2002 | No |  |  |  | Non-lead
048816 | HORSE/BARN TIKI 21541 ASTURIUS RD |  | Polytube | Yes |  | 2024-05-20 |  | PVC |  | Yes |  | 2024-05-20 |  | Non-lead
048817 | 127 CEDAR LN |  | Unknown, Non-Lead | Yes |  | 2024-05-30 |  | Unknown, Non-Lead | 2001 | Yes |  | 2024-05-30 |  | Non-lead
048818 | 81 DRIFTWOOD DR |  | Unknown, Non-Lead | Yes |  | 2019-10-18 |  | PVC | 2002 | Yes |  | 2019-10-18 |  | Non-lead
048819 | 970 CARIBBEAN DR |  | Unknown, Non-Lead | Yes |  | 2016-10-07 |  | Unknown, Non-Lead | 2002 | Yes |  | 2016-10-07 |  | Non-lead
048820 | 80 CORAL DR |  | Unknown, Non-Lead | Yes |  | 2018-07-02 |  | Unknown, Non-Lead | 2001 | Yes |  | 2018-07-02 |  | Non-lead
048821 | L10 B3 17 MUTINY PLACE |  | Polytube | Yes |  | 2023-04-12 |  | PVC | 2001 | Yes |  | 2023-04-12 |  | Non-lead
048822 | 37 N CHANNEL DR |  | Unknown, Non-Lead | Yes |  | 2020-09-03 |  | Unknown, Non-Lead | 2005 | Yes |  | 2020-09-03 |  | Non-lead
048823 | 163 TAMPA DR |  | Unknown, Non-Lead | No |  |  |  | Unknown, Non-Lead | 2001 | No |  |  |  | Non-lead
048824 | 16 CINNAMON BARK LN |  | Unknown, Non-Lead | Yes |  | 2021-11-24 |  | Unknown, Non-Lead | 2005 | Yes |  | 2021-11-24 |  | Non-lead
048825 | 307 VIRGINIA ST |  | Polytube | Yes |  | 2022-09-02 |  | PVC | 1923 | Yes |  | 2022-09-02 |  | Non-lead
048826 | 301 50TH GULF ST |  | Polytube | Yes |  | 2023-02-14 |  | PVC | 1976 | Yes |  | 2023-02-14 |  | Non-lead
048827 | 280 13TH ST |  | Unknown, Non-Lead | Yes |  | 2024-01-04 |  | PVC | 2002 | Yes |  | 2024-01-04 |  | Non-lead
048828 | 130 13TH ST |  | Polytube | Yes |  | 2023-01-30 |  | PVC | 2001 | Yes |  | 2023-01-30 |  | Non-lead
048829 | 2101 MARINA VILLA DR |  | Polytube | Yes |  | 2024-03-11 |  | PVC | 1950 | Yes |  | 2024-03-11 |  | Non-lead
048830 | 2102 MARINA VILLA DR |  | Polytube | Yes |  | 2023-05-18 |  | PVC | 1950 | Yes |  | 2023-05-18 |  | Non-lead
048831 | GAS STATION 1 DOCKSIDE Ln |  | Unknown, Non-Lead | Yes |  | 2020-10-13 |  | PVC | 2000 | Yes |  | 2020-10-13 |  | Non-lead
048832 | 47 INLET DR |  | Unknown, Non-Lead | Yes |  | 2019-06-18 |  | PVC | 2001 | Yes |  | 2019-06-18 |  | Non-lead
048833 | 1 S HARBOR Dr |  | Unknown, Non-Lead | Yes |  | 2019-02-14 |  | Unknown, Non-Lead | 2002 | Yes |  | 2019-02-14 |  | Non-lead
048834 | 221 THOMPSONVILLE RD |  | Polytube | Yes |  | 2022-06-03 |  | PVC | 1962 | Yes |  | 2022-06-03 |  | Non-lead
048835 | 217 THOMPSONVILLE RD |  | Polytube | Yes |  | 2022-06-08 |  | PVC | 1962 | Yes |  | 2022-06-08 |  | Non-lead
048836 | 210 JOLLY ROGER DR |  | Polytube | Yes |  | 2023-01-31 |  | PVC | 1956 | Yes |  | 2023-01-31 |  | Non-lead
048837 | 22 HARBOR ISLAND DR |  | Unknown, Non-Lead | Yes |  | 2019-05-29 |  | PVC | 2002 | Yes |  | 2019-05-29 |  | Non-lead
048838 | 79 MUTINY PL |  | Unknown, Non-Lead | Yes |  | 2018-06-15 |  | PVC | 2002 | Yes |  | 2018-06-15 |  | Non-lead
048839 | 62 MUTINY Pl |  | Unknown, Non-Lead | Yes |  | 2021-10-13 |  | Unknown, Non-Lead | 2001 | Yes |  | 2021-10-13 |  | Non-lead
048840 | 225 ANNE BONNY DR |  | Polytube | Yes |  | 2023-01-31 |  | PVC | 1974 | Yes |  | 2023-01-31 |  | Non-lead
048841 | 14 BAYRIDGE RD |  | Polytube | No |  |  |  | Copper | 2001 | No |  |  |  | Non-lead
048842 | 2103 MARINA VILLA DR |  | Polytube | Yes |  | 2022-10-22 |  | PVC | 1950 | Yes |  | 2022-10-22 |  | Non-lead
048843 | 2104 MARINA VILLA DR |  | Polytube | Yes |  | 2022-08-08 |  | PVC | 1950 | Yes |  | 2022-08-08 |  | Non-lead
048844 | 2105 MARINA VILLA DR |  | Polytube | Yes |  | 2022-10-22 |  | PVC | 1950 | Yes |  | 2022-10-22 |  | Non-lead
048845 | 28574 TORTUGA RD |  | Polytube | Yes |  | 2023-01-23 |  | PVC | 1983 | Yes |  | 2023-01-23 |  | Non-lead
048846 | 701 & 711 8TH ST |  | Unknown, Non-Lead | Yes |  | 2024-05-13 |  | PVC | 2011 | Yes |  | 2024-05-13 |  | Non-lead
048847 | 364 AIRPORT Dr |  | Unknown, Non-Lead | Yes |  | 2021-03-02 |  | PVC | 2002 | Yes |  | 2021-03-02 |  | Non-lead
048848 | 428 PETRONIA ST |  | Unknown | Yes |  | 2022-10-31 |  | PVC | 1919 | Yes |  | 2022-10-31 |  | Lead Status Unknown
048849 | 426 PETRONIA ST |  | Polytube | Yes |  | 2022-09-26 |  | PVC | 1919 | Yes |  | 2022-09-26 |  | Non-lead
048850 | 693 BLACKBEARD RD |  | Unknown, Non-Lead | Yes |  | 2021-09-22 |  | Unknown, Non-Lead | 2002 | Yes |  | 2021-09-22 |  | Non-lead
048851 | 1623 ATLANTIC BLVD |  | Unknown, Non-Lead | No |  |  |  | Unknown, Non-Lead | 2009 | No |  |  |  | Non-lead
048852 | 1046 FLAGSHIP DR |  | Polytube | Yes |  | 2023-12-22 |  | PVC | 1974 | Yes |  | 2023-12-22 |  | Non-lead
048853 | B3L18 24225 CARIBBEAN W |  | Polytube | Yes |  | 2023-04-28 |  | PVC | 1986 | Yes |  | 2023-04-28 |  | Non-lead
048854 | 943 FLAGSHIP DR |  | Polytube | Yes |  | 2023-07-27 |  | PVC | 2001 | Yes |  | 2023-07-27 |  | Non-lead
048855 | 1200 1ST ST |  | Polytube | Yes |  | 2023-04-24 |  | PVC | 1952 | Yes |  | 2023-04-24 |  | Non-lead
048856 | 20964 7TH WEST AVE |  | Unknown, Non-Lead | Yes |  | 2020-11-20 |  | Unknown, Non-Lead | 2002 | Yes |  | 2020-11-20 |  | Non-lead
048857 | 681 8TH ST |  | Polytube | Yes |  | 2024-02-01 |  | PVC | 2011 | Yes |  | 2024-02-01 |  | Non-lead
048858 | BACK HOUSE 285 116TH ST OCEAN |  | Polytube | Yes |  | 2022-08-22 |  | PVC | 1958 | Yes |  | 2022-08-22 |  | Non-lead
048859 | 44 6TH ST |  | Polytube | Yes |  | 2022-10-22 |  | PVC | 1960 | Yes |  | 2022-10-22 |  | Non-lead
048860 | 89 CALLE ENSUENO |  | Polytube | Yes |  | 2024-05-17 |  | PVC | 1987 | Yes |  | 2024-05-17 |  | Non-lead
048861 | 301 5TH ST |  | Unknown, Non-Lead | Yes |  | 2023-12-15 |  | PVC | 2002 | Yes |  | 2023-12-15 |  | Non-lead
048862 | APT UP 2403 PATTERSON AVE |  | Unknown, Non-Lead | Yes |  | 2018-08-20 |  | Unknown, Non-Lead | 2001 | Yes |  | 2018-08-20 |  | Non-lead
048863 | 314 DUVAL ST |  | PVC | Yes |  | 2022-12-02 |  | PVC | 1830 | Yes |  | 2022-12-02 |  | Non-lead
048864 | 509 CARRIBBEAN DR |  | Unknown, Non-Lead | No |  |  |  | Unknown, Non-Lead | 2002 | No |  |  |  | Non-lead
048865 | 4 SNAPPER AVE |  | Unknown, Non-Lead | No |  |  |  | Unknown, Non-Lead | 2003 | No |  |  |  | Non-lead
048866 | 7 CINNAMON BARK LO LANE |  | Unknown, Non-Lead | Yes |  | 2021-03-15 |  | PVC | 2020 | Yes |  | 2021-03-15 |  | Non-lead
048867 | 321 S COCONUT PALM B2 BLVD |  | Unknown, Non-Lead | No |  |  |  | Unknown, Non-Lead | 2001 | No |  |  |  | Non-lead
048868 | 1614 TRUESDALE CT |  | Polytube | Yes |  | 2022-07-13 |  | PVC | 1966 | Yes |  | 2022-07-13 |  | Non-lead
048869 | 3200 DUCK AVE |  | Polytube | Yes |  | 2024-06-17 |  | PVC | 1966 | Yes |  | 2024-06-17 |  | Non-lead
048870 | 1616 TRUESDALE CT |  | Polytube | Yes |  | 2022-07-13 |  | PVC | 1966 | Yes |  | 2022-07-13 |  | Non-lead
048871 | 1617 TRUESDALE CT |  | Polytube | Yes |  | 2022-07-24 |  | PVC | 1966 | Yes |  | 2022-07-24 |  | Non-lead
048872 | 1618 TRUESDALE CT |  | Polytube | Yes |  | 2022-07-13 |  | PVC | 1966 | Yes |  | 2022-07-13 |  | Non-lead
048873 | 1619 TRUESDALE CT |  | Polytube | Yes |  | 2023-04-25 |  | Copper | 1966 | Yes |  | 2023-04-25 |  | Non-lead
048874 | 1620 TRUESDALE CT |  | Unknown | Yes |  | 2022-07-13 |  | Copper | 1966 | Yes |  | 2022-07-13 |  | Lead Status Unknown
048875 | APT 5 1621 SPAULDING CT |  | Polytube | Yes |  | 2022-07-14 |  | Copper | 1966 | Yes |  | 2022-07-14 |  | Non-lead
048876 | 1622 SPAULDING CT |  | Polytube | Yes |  | 2022-07-14 |  | PVC | 1966 | Yes |  | 2022-07-14 |  | Non-lead
048877 | 1623 SPAULDING CT |  | Polytube | Yes |  | 2023-08-22 |  | PVC | 1966 | Yes |  | 2023-08-22 |  | Non-lead
048878 | 1624 SPAULDING CT |  | Polytube | Yes |  | 2022-07-14 |  | Copper | 1966 | Yes |  | 2022-07-14 |  | Non-lead
048879 | 3, 4, 5 526 WILLIAM ST |  | Polytube | Yes |  | 2023-01-04 |  | PVC | 1933 | Yes |  | 2023-01-04 |  | Non-lead
048880 | 658 E CARIBBEAN DR |  | Unknown, Non-Lead | Yes |  | 2024-04-08 |  | Unknown, Non-Lead | 2001 | Yes |  | 2024-04-08 |  | Non-lead
048881 | 162 GALLEON LN |  | Unknown, Non-Lead | Yes |  | 2018-05-07 |  | PVC | 2001 | Yes |  | 2018-05-07 |  | Non-lead
048882 | 30550 LYTTONS WAY |  | Polytube | Yes |  | 2022-12-07 |  | PVC | 1986 | Yes |  | 2022-12-07 |  | Non-lead
048883 | 27 BOUGAINVILLEA DR |  | Unknown, Non-Lead | Yes |  | 2021-08-13 |  | Unknown, Non-Lead | 2002 | Yes |  | 2021-08-13 |  | Non-lead
048884 | 22871 JOHN SILVER LN |  | Polytube | Yes |  | 2023-07-25 |  | PVC | 2001 | Yes |  | 2023-07-25 |  | Non-lead
048885 | 1213 MOCKINGBIRD RD |  | Unknown, Non-Lead | No |  |  |  | Unknown, Non-Lead | 2001 | No |  |  |  | Non-lead
048886 | 27 CINNAMON BARK LANE |  | Unknown, Non-Lead | Yes |  | 2021-01-06 |  | PVC | 2002 | Yes |  | 2021-01-06 |  | Non-lead
048887 | 160 LORELANE PL |  | Unknown, Non-Lead | Yes |  | 2019-06-03 |  | PVC | 2002 | Yes |  | 2019-06-03 |  | Non-lead
048888 | 224 LA PALOMA |  | Unknown, Non-Lead | No |  |  |  | Unknown, Non-Lead | 2001 | No |  |  |  | Non-lead
048889 | 311 5TH ST |  | Unknown, Non-Lead | Yes |  | 2023-05-24 |  | PVC | 2002 | Yes |  | 2023-05-24 |  | Non-lead
048890 | 1100 109TH GULF ST |  | Unknown, Non-Lead | Yes |  | 2022-03-15 |  | Unknown, Non-Lead | 2002 | Yes |  | 2022-03-15 |  | Non-lead
048891 | 27479 HAITI LN |  | Unknown, Non-Lead | No |  |  |  | Unknown, Non-Lead | 2001 | No |  |  |  | Non-lead
048892 | 160 13TH ST |  | Unknown, Non-Lead | Yes |  | 2019-11-04 |  | PVC | 2001 | Yes |  | 2019-11-04 |  | Non-lead
048893 | 2030 AVENUE H |  | Unknown, Non-Lead | Yes |  | 2024-08-21 |  | PVC | 2002 | Yes |  | 2024-08-21 |  | Non-lead
048894 | 310 AMELIA ST |  | Unknown, Non-Lead | Yes |  | 2022-12-28 |  | Cast Iron | 2001 | Yes |  | 2022-12-28 |  | Non-lead
048895 | 59 SUNSET KEY DR |  | Unknown, Non-Lead | Yes |  | 2017-04-27 |  | Unknown, Non-Lead | 2001 | Yes |  | 2017-04-27 |  | Non-lead
048896 | 178 CORRINE PL |  | Polytube | Yes |  | 2023-05-30 |  | PVC | 2002 | Yes |  | 2023-05-30 |  | Non-lead
048897 | 113 COASTAL DR |  | Unknown, Non-Lead | No |  |  |  | Unknown, Non-Lead | 2010 | No |  |  |  | Non-lead
048898 | 469 BARRACUDA BLVD |  | Polytube | Yes |  | 2024-02-07 |  | PVC | 2002 | Yes |  | 2024-02-07 |  | Non-lead
048899 | L15 16 123 INDIAN MOUND TR |  | Unknown, Non-Lead | Yes |  | 2018-11-28 |  | PVC | 2001 | Yes |  | 2018-11-28 |  | Non-lead
048900 | 219 AZALEA ST |  | Unknown, Non-Lead | No |  |  |  | Unknown, Non-Lead | 2001 | No |  |  |  | Non-lead
048902 | APT 1 1625 SPAULDING CT |  | Polytube | Yes |  | 2022-07-14 |  | PVC | 1966 | Yes |  | 2022-07-14 |  | Non-lead
048903 | APT 2 1625 SPAULDING CT |  | Copper | Yes |  | 2022-07-14 |  | Copper | 1966 | Yes |  | 2022-07-14 |  | Non-lead
048904 | APT 3 1625 SPAULDING CT |  | Copper | Yes |  | 2022-07-14 |  | Copper | 1966 | Yes |  | 2022-07-14 |  | Non-lead
048905 | APT 4 1625 SPAULDING CT |  | Copper | Yes |  | 2022-07-14 |  | Copper | 1966 | Yes |  | 2022-07-14 |  | Non-lead
048906 | APT 1 1626 SPALDING CT |  | Copper | Yes |  | 2022-07-19 |  | PVC | 1966 | Yes |  | 2022-07-19 |  | Non-lead
048907 | APT 2 1626 SPAULDING CT |  | Copper | Yes |  | 2022-07-14 |  | Copper | 1966 | Yes |  | 2022-07-14 |  | Non-lead
048908 | APT 3 1626 SPAULDING CT |  | Copper | Yes |  | 2024-05-20 |  | Copper | 1966 | Yes |  | 2024-05-20 |  | Non-lead
048909 | APT 4 1626 SPAULDING CT |  | Copper | Yes |  | 2023-08-18 |  | Copper | 1966 | Yes |  | 2023-08-18 |  | Non-lead
048910 | 493 CORAL AVE |  | Polytube | Yes |  | 2023-10-17 |  | PVC | 2002 | Yes |  | 2023-10-17 |  | Non-lead
048911 | 811 UNITED ST |  | Polytube | No |  |  |  | Unknown | 1938 | No |  |  |  | Lead Status Unknown
048913 | 20630 1ST WEST AVE |  | Unknown, Non-Lead | Yes |  | 2020-10-30 |  | Unknown, Non-Lead | 1999 | Yes |  | 2020-10-30 |  | Non-lead
048914 | 20715 5TH WEST AVE |  | Unknown, Non-Lead | Yes |  | 2018-03-21 |  | PVC | 2002 | Yes |  | 2018-03-21 |  | Non-lead
048915 | 462 SPANISH MAIN DR |  | Unknown, Non-Lead | No |  |  |  | Unknown, Non-Lead | 2001 | No |  |  |  | Non-lead
048916 | 152 S INDIES DR |  | Polytube | Yes |  | 2023-10-26 |  | PVC | 1974 | Yes |  | 2023-10-26 |  | Non-lead
048917 | 19 IBIS LN |  | Unknown, Non-Lead | Yes |  | 2022-11-07 |  | PVC | 2001 | Yes |  | 2022-11-07 |  | Non-lead
048918 | 673 INDIES RD |  | Unknown, Non-Lead | Yes |  | 2017-03-28 |  | Unknown, Non-Lead | 2001 | Yes |  | 2017-03-28 |  | Non-lead
048919 | 40 6TH ST |  | Polytube | Yes |  | 2022-12-06 |  | PVC | 1960 | Yes |  | 2022-12-06 |  | Non-lead
048920 | 29565 CHICKASAW ST |  | Unknown, Non-Lead | Yes |  | 2022-04-21 |  | Unknown, Non-Lead | 1988 | Yes |  | 2022-04-21 |  | Non-lead
048921 | 1 MCCOY CIR |  | Polytube | Yes |  | 2022-10-21 |  | PVC | 1959 | Yes |  | 2022-10-21 |  | Non-lead
048922 | 2 MCCOY CIR |  | Polytube | Yes |  | 2024-09-12 |  | PVC | 1959 | Yes |  | 2024-09-12 |  | Non-lead
048923 | 3 MCCOY CIR |  | Copper | Yes |  | 2023-08-16 |  | Copper | 1959 | Yes |  | 2023-08-16 |  | Non-lead
048924 | 4 MCCOY CIR |  | Polytube | Yes |  | 2023-09-13 |  | PVC | 1959 | Yes |  | 2023-09-13 |  | Non-lead
048925 | 5 MCCOY CIR |  | PVC | Yes |  | 2024-05-16 |  | PVC | 1959 | Yes |  | 2024-05-16 |  | Non-lead
048926 | 6 MCCOY CIR |  | PVC | Yes |  | 2023-09-13 |  | PVC | 1959 | Yes |  | 2023-09-13 |  | Non-lead
048927 | 7 MCCOY CIR |  | PVC | Yes |  | 2022-10-21 |  | PVC | 1959 | Yes |  | 2022-10-21 |  | Non-lead
048928 | 8 MCCOY CIR |  | Polytube | Yes |  | 2022-11-23 |  | PVC | 1959 | Yes |  | 2022-11-23 |  | Non-lead
048929 | 9 MCCOY CIR |  | Polytube | Yes |  | 2022-10-21 |  | PVC | 1959 | Yes |  | 2022-10-21 |  | Non-lead
048930 | 10 MCCOY CIR |  | Polytube | Yes |  | 2022-10-21 |  | PVC | 1959 | Yes |  | 2022-10-21 |  | Non-lead
048931 | 11 MCCOY CIR |  | Polytube | Yes |  | 2023-09-13 |  | PVC | 1959 | Yes |  | 2023-09-13 |  | Non-lead
048932 | 12 MCCOY CIR |  | Polytube | Yes |  | 2024-09-12 |  | PVC | 1959 | Yes |  | 2024-09-12 |  | Non-lead
048933 | 13 MCCOY CIR |  | Unknown, Non-Lead | Yes |  | 2023-08-21 |  | Unknown, Non-Lead | 2001 | Yes |  | 2023-08-21 |  | Non-lead
048934 | COMMON MCCOY CIR |  | Polytube | Yes |  | 2024-03-13 |  | PVC | 1959 | Yes |  | 2024-03-13 |  | Non-lead
048935 | 234 JASMINE ST |  | PVC | Yes |  | 2024-04-04 |  | PVC | 2002 | Yes |  | 2022-06-15 |  | Non-lead
048936 | 218 BOUGANVILLA ST |  | Polytube | Yes |  | 2022-11-21 |  | PVC | 2002 | Yes |  | 2022-11-21 |  | Non-lead
048937 | 706 GROUPER LN |  | Unknown, Non-Lead | Yes |  | 2024-07-31 |  | PVC | 2003 | Yes |  | 2024-07-31 |  | Non-lead
048938 | 30061 LIME LN |  | Unknown | Yes |  | 2024-02-05 |  | Unknown | 1986 | Yes |  | 2024-02-05 |  | Lead Status Unknown
048939 | 590 BOYD DR L.2 B.10 |  | Unknown, Non-Lead | Yes |  | 2019-09-23 |  | Unknown, Non-Lead | 1998 | Yes |  | 2019-09-23 |  | Non-lead
048940 | 27431 BARBADOS LANE |  | Polytube | Yes |  | 2023-05-04 |  | PVC | 1972 | Yes |  | 2023-05-04 |  | Non-lead
048941 | 980 BAY DR |  | Unknown, Non-Lead | Yes |  | 2021-10-04 |  | Unknown, Non-Lead | 2001 | Yes |  | 2021-10-04 |  | Non-lead
048942 | 417 AMELIA ST |  | PVC | Yes |  | 2022-06-21 |  | PVC | 1938 | Yes |  | 2022-06-21 |  | Non-lead
048943 | 23048 BLUEGILL LANE |  | Polytube | Yes |  | 2023-07-27 |  | PVC | 1978 | Yes |  | 2023-07-27 |  | Non-lead
048944 | 20973 7TH WEST AVE |  | Polytube | Yes |  | 2022-10-31 |  | PVC | 1985 | Yes |  | 2022-10-31 |  | Non-lead
048945 | 510 GREENE ST |  | Unknown | Yes |  | 2022-10-31 |  | Unknown | 1891 | Yes |  | 2022-10-31 |  | Lead Status Unknown
048946 | 3420 N ROOSEVELT BLVD |  | Unknown, Non-Lead | Yes |  | 2022-05-23 |  | Unknown, Non-Lead | 1988 | Yes |  | 2022-05-23 |  | Non-lead
048947 | 21857 DISTURBED PINE RD |  | Polytube | Yes |  | 2022-12-28 |  | PVC | 1975 | Yes |  | 2022-12-28 |  | Non-lead
048948 | 20 BASS AVE |  | Unknown, Non-Lead | Yes |  | 2021-01-11 |  | Unknown, Non-Lead | 2001 | Yes |  | 2021-01-11 |  | Non-lead
048949 | 18 S BOUNTY LANE |  | Polytube | Yes |  | 2023-01-09 |  | PVC | 1987 | Yes |  | 2023-01-09 |  | Non-lead
048950 | PYH MCDO 87200 OVERSEAS HWY |  | Unknown, Non-Lead | Yes |  | 2021-07-01 |  | Unknown, Non-Lead | 2010 | Yes |  | 2021-07-01 |  | Non-lead
048951 | 310 NORTH DR |  | Unknown, Non-Lead | Yes |  | 2020-08-04 |  | Unknown, Non-Lead | 2002 | Yes |  | 2020-08-04 |  | Non-lead
048952 | 18 BASS AVE |  | Polytube | Yes |  | 2020-10-01 |  | PVC | 2004 | Yes |  | 2020-10-01 |  | Non-lead
048953 | UNIT A 1410 HAVELKA LN |  | Polytube | Yes |  | 2024-08-26 |  | PVC | 1973 | Yes |  | 2024-08-26 |  | Non-lead
048954 | 225 15TH CIR |  | Copper | Yes |  | 2024-05-09 |  | Copper | 1999 | Yes |  | 2024-05-09 |  | Non-lead
048955 | 222 S ANGLERS DR |  | Unknown, Non-Lead | Yes |  | 2022-04-18 |  | PVC | 2002 | Yes |  | 2022-04-18 |  | Non-lead
048956 | 1355 14TH ST |  | Unknown, Non-Lead | Yes |  | 2024-09-06 |  | PVC | 1993 | Yes |  | 2024-09-06 |  | Non-lead
048957 | REAR 13369 OVERSEAS HWY |  | Unknown, Non-Lead | Yes |  | 2020-07-08 |  | Unknown, Non-Lead | 1997 | Yes |  | 2020-07-08 |  | Non-lead
048958 | 17034 KINGFISH LN W |  | Polytube | Yes |  | 2024-07-24 |  | PVC | 1976 | Yes |  | 2024-07-24 |  | Non-lead
048959 | 1031 E CARIBBEAN DR |  | Unknown, Non-Lead | Yes |  | 2022-05-05 |  | Unknown, Non-Lead | 2007 | Yes |  | 2022-05-05 |  | Non-lead
048960 | 17172 MARLIN DR |  | Polytube | Yes |  | 2024-04-03 |  | PVC |  | Yes |  | 2024-04-03 |  | Non-lead
048961 | 3 JADE DR |  | Unknown, Non-Lead | No |  |  |  | Unknown, Non-Lead | 2003 | No |  |  |  | Non-lead
048962 | 19525 MAYAN ST |  | Unknown, Non-Lead | Yes |  | 2020-05-27 |  | Unknown, Non-Lead | 2003 | Yes |  | 2020-05-27 |  | Non-lead
048963 | 22850 BLACKBEARD L- LN |  | Unknown, Non-Lead | Yes |  | 2024-05-29 |  | PVC | 2001 | Yes |  | 2024-05-29 |  | Non-lead
048964 | 22846 CUDJOE DR |  | Unknown, Non-Lead | No |  |  |  | Unknown, Non-Lead | 2001 | No |  |  |  | Non-lead
048965 | 813 THOMAS ST |  | Unknown, Non-Lead | Yes |  | 2024-04-02 |  | Unknown, Non-Lead | 2002 | Yes |  | 2024-04-02 |  | Non-lead
048966 | 41 FLORAL ST |  | Polytube | Yes |  | 2023-07-27 |  | PVC | 2002 | Yes |  | 2023-07-27 |  | Non-lead
048967 | 1101 EATON ST |  | Unknown, Non-Lead | Yes |  | 2022-10-06 |  | Unknown, Non-Lead | 2001 | Yes |  | 2022-10-06 |  | Non-lead
048968 | APT 6 1621 SPAULDING CT |  | Polytube | Yes |  | 2022-07-14 |  | Copper | 1966 | Yes |  | 2022-07-14 |  | Non-lead
048969 | 141 MILANO DR |  | Polytube | Yes |  | 2019-02-08 |  | PVC | 2002 | Yes |  | 2019-02-08 |  | Non-lead
048970 | #2 1621 SPAULDING CT |  | Polytube | Yes |  | 2023-09-05 |  | Copper | 1966 | Yes |  | 2023-09-05 |  | Non-lead
048971 | #3 1621 SPAULDING CT |  | Polytube | Yes |  | 2022-07-14 |  | Copper | 1966 | Yes |  | 2022-07-14 |  | Non-lead
048972 | #4 1621 SPAULDING CT |  | Polytube | Yes |  | 2022-07-14 |  | Copper | 1966 | Yes |  | 2022-07-14 |  | Non-lead
048973 | 1285 COURY DR |  | Unknown, Non-Lead | No |  |  |  | Unknown, Non-Lead | 2006 | No |  |  |  | Non-lead
048974 | 411 HARBOR DR |  | Unknown, Non-Lead | Yes |  | 2024-05-07 |  | Unknown, Non-Lead | 2002 | Yes |  | 2024-05-07 |  | Non-lead
048975 | 1330 LONG BEACH DR |  | Polytube | Yes |  | 2024-03-25 |  | PVC | 1980 | Yes |  | 2024-03-25 |  | Non-lead
048976 | 115 PATRICIA LANE |  | Unknown, Non-Lead | No |  |  |  | Unknown, Non-Lead | 2002 | No |  |  |  | Non-lead
048977 | A 291 N ANGLERS DR |  | Unknown, Non-Lead | Yes |  | 2022-04-27 |  | Unknown, Non-Lead | 2002 | Yes |  | 2022-04-27 |  | Non-lead
048978 | 108 CORTEZ DR |  | Polytube | Yes |  | 2022-07-07 |  | PVC | 1980 | Yes |  | 2022-07-07 |  | Non-lead
048979 | L5,6 B 790 DOLPHIN AVE |  | Unknown, Non-Lead | Yes |  | 2020-07-22 |  | PVC | 2001 | Yes |  | 2020-07-22 |  | Non-lead
048980 | 473 BAHIA AVE |  | Unknown, Non-Lead | Yes |  | 2022-04-25 |  | Unknown, Non-Lead | 2021 | Yes |  | 2022-04-25 |  | Non-lead
048981 | 92 W PLAZA DEL SOL |  | Unknown, Non-Lead | Yes |  | 2022-03-25 |  | Unknown, Non-Lead | 2002 | Yes |  | 2022-03-25 |  | Non-lead
048982 | 125 GIARDINO DR |  | Polytube | No |  |  |  | PVC | 2002 | No |  |  |  | Non-lead
048983 | 1058 E BUTTONWOOD DR |  | Polytube | Yes |  | 2022-08-26 |  | PVC | 1987 | Yes |  | 2022-08-26 |  | Non-lead
048984 | 861 SUGARLOAF BLVD |  | Unknown, Non-Lead | Yes |  | 2024-08-30 |  | Unknown, Non-Lead | 2003 | Yes |  | 2024-08-30 |  | Non-lead
048985 | 1109 EATON ST |  | Unknown, Non-Lead | Yes |  | 2024-02-01 |  | Unknown, Non-Lead | 2001 | Yes |  | 2024-02-01 |  | Non-lead
048986 | 417 PIRATES RD |  | Unknown, Non-Lead | Yes |  | 2019-01-31 |  | Unknown, Non-Lead | 2001 | Yes |  | 2019-01-31 |  | Non-lead
048987 | 58-A BAY DR |  | Unknown, Non-Lead | Yes |  | 2021-03-18 |  | Unknown, Non-Lead | 2001 | Yes |  | 2021-03-18 |  | Non-lead
048988 | 116 DOVE AVE |  | Unknown, Non-Lead | Yes |  | 2018-11-21 |  | PVC | 2003 | Yes |  | 2018-11-21 |  | Non-lead
048989 | 112 MANGROVE LN |  | Polytube | Yes |  | 2022-07-19 |  | PVC | 1980 | Yes |  | 2022-07-19 |  | Non-lead
048990 | 54 S ANDROS RD |  | Unknown, Non-Lead | Yes |  | 2019-01-14 |  | PVC | 1994 | Yes |  | 2019-01-14 |  | Non-lead
048991 | 63 N BOUNTY LN |  | Unknown, Non-Lead | Yes |  | 2020-05-06 |  | PVC | 2016 | Yes |  | 2020-05-06 |  | Non-lead
048992 | L32 B7 437 S HARBOR DR |  | Unknown, Non-Lead | Yes |  | 2021-05-05 |  | PVC | 2015 | Yes |  | 2021-05-05 |  | Non-lead
048993 | UNIT 36 3029 N ROOSEVELT BLVD |  | Polytube | Yes |  | 2023-06-14 |  | PVC | 2001 | Yes |  | 2023-06-14 |  | Non-lead
048994 | UNIT 37 3029 N ROOSEVELT BLVD |  | Unknown, Non-Lead | No |  |  |  | Unknown, Non-Lead | 2001 | No |  |  |  | Non-lead
048995 | UNIT 38 3029 N ROOSEVELT BLVD |  | Unknown, Non-Lead | Yes |  | 2021-03-23 |  | Unknown, Non-Lead | 2001 | Yes |  | 2021-03-23 |  | Non-lead
048996 | UNIT 39 3029 N ROOSEVELT BLVD |  | Unknown, Non-Lead | No |  |  |  | Unknown, Non-Lead | 2001 | No |  |  |  | Non-lead
048997 | UNIT 40 3029 N ROOSEVELT BLVD |  | Polytube | Yes |  | 2022-06-28 |  | PVC | 2001 | Yes |  | 2022-06-28 |  | Non-lead
048998 | 1405 TROPICAL ST |  | Unknown, Non-Lead | Yes |  | 2020-08-14 |  | Unknown, Non-Lead | 2001 | Yes |  | 2020-08-14 |  | Non-lead
048999 | APT B 293 N ANGLERS DR |  | Unknown, Non-Lead | Yes |  | 2022-04-27 |  | Unknown, Non-Lead | 2002 | Yes |  | 2022-04-27 |  | Non-lead
049000 | 620 10TH St |  | Unknown, Non-Lead | Yes |  | 2023-11-13 |  | PVC | 2003 | Yes |  | 2023-11-13 |  | Non-lead
049001 | 630 10TH St |  | Unknown, Non-Lead | Yes |  | 2020-09-08 |  | Unknown, Non-Lead | 1988 | Yes |  | 2020-09-08 |  | Non-lead
049002 | 117 NASSAU ST |  | Unknown, Non-Lead | Yes |  | 2023-05-19 |  | Unknown, Non-Lead | 2002 | Yes |  | 2023-05-19 |  | Non-lead
049003 | 3 7TH ST |  | Polytube | Yes |  | 2022-10-22 |  | PVC | 1959 | Yes |  | 2022-10-22 |  | Non-lead
049004 | 1123 WASHINGTON ST |  | Unknown, Non-Lead | No |  |  |  | Unknown, Non-Lead | 2002 | No |  |  |  | Non-lead
049005 | 18 EVERGREEN LN |  | Unknown, Non-Lead | Yes |  | 2018-07-18 |  | PVC | 2003 | Yes |  | 2018-07-18 |  | Non-lead
049006 | 16623 BANYAN LN |  | Unknown, Non-Lead | Yes |  | 2023-08-30 |  | PVC | 2002 | Yes |  | 2023-08-30 |  | Non-lead
049007 | WEST 20952 6TH AVE |  | Unknown, Non-Lead | Yes |  | 2017-06-23 |  | Unknown, Non-Lead | 2002 | Yes |  | 2017-06-23 |  | Non-lead
049008 | 1007 VON PHISTER ST |  | Unknown, Non-Lead | Yes |  | 2024-10-03 |  | Unknown, Non-Lead | 2001 | Yes |  | 2024-10-03 |  | Non-lead
049009 | 1035 ADAMS DR |  | Polytube | Yes |  | 2024-04-02 |  | PVC | 1972 | Yes |  | 2024-04-02 |  | Non-lead
049011 | 111 BAYVIEW ISLE DR |  | Polytube | Yes |  | 2017-06-21 |  | PVC | 2000 | Yes |  | 2017-06-21 |  | Non-lead
049012 | 130 VALJEAN WAY |  | Polytube | Yes |  | 2022-07-19 |  | PVC | 1980 | Yes |  | 2022-07-19 |  | Non-lead
049013 | 137 TEQUESTA ST |  | Polytube | Yes |  | 2022-06-03 |  | PVC | 1964 | Yes |  | 2022-06-03 |  | Non-lead
049014 | 156 PUEBLO ST |  | Polytube | Yes |  | 2022-07-13 |  | PVC | 2003 | Yes |  | 2022-07-13 |  | Non-lead
049015 | 104 W PLAZA GRANADA |  | Unknown, Non-Lead | Yes |  | 2021-09-20 |  | PVC | 2003 | Yes |  | 2021-09-20 |  | Non-lead
049016 | 301 OLEANDER DR TR1 SEC3 |  | Unknown, Non-Lead | Yes |  | 2022-05-09 |  | Unknown, Non-Lead | 2007 | Yes |  | 2022-05-09 |  | Non-lead
049017 | 144 LEONI DR |  | Polytube | Yes |  | 2024-02-06 |  | PVC | 2002 | Yes |  | 2024-02-06 |  | Non-lead
049018 | L22B14 194 LORELANE PL |  | Unknown, Non-Lead | Yes |  | 2021-03-23 |  | Unknown, Non-Lead | 2001 | Yes |  | 2021-03-23 |  | Non-lead
049019 | 19572 NAVAJO ST |  | Unknown, Non-Lead | Yes |  | 2020-11-19 |  | Unknown, Non-Lead | 2002 | Yes |  | 2020-11-19 |  | Non-lead
049020 | 51 SAWYER DR |  | Unknown, Non-Lead | Yes |  | 2024-07-15 |  | Unknown, Non-Lead | 1988 | Yes |  | 2024-07-15 |  | Non-lead
049021 | 29453 CANAL ST |  | Polytube | Yes |  | 2023-01-10 |  | PVC | 1987 | Yes |  | 2023-01-10 |  | Non-lead
049022 | 380 3RD ST |  | Unknown, Non-Lead | Yes |  | 2023-10-19 |  | PVC | 2006 | Yes |  | 2023-10-19 |  | Non-lead
049023 | LS 390 3RD ST |  | Unknown, Non-Lead | Yes |  | 2023-06-08 |  | PVC | 2002 | Yes |  | 2023-06-08 |  | Non-lead
049024 | 9924 AVIATION BLVD |  | Polytube | Yes |  | 2023-11-01 |  | PVC | 2003 | Yes |  | 2023-11-01 |  | Non-lead
049025 | 55 TWO TURTLES LN |  | Unknown, Non-Lead | Yes |  | 2024-06-26 |  | Unknown, Non-Lead | 2002 | Yes |  | 2024-06-26 |  | Non-lead
049026 | 75931 OVERSEAS HWY |  | Polytube | Yes |  | 2019-03-06 |  | PVC | 2012 | Yes |  | 2019-03-06 |  | Non-lead
049027 | 9 N PELICAN DR |  | Unknown, Non-Lead | Yes |  | 2018-10-02 |  | Unknown, Non-Lead | 2004 | Yes |  | 2018-10-02 |  | Non-lead
049028 | L246 246 ATLANTIC BLVD |  | Polytube | Yes |  | 2022-07-25 |  | PVC | 2002 | Yes |  | 2022-07-25 |  | Non-lead
049029 | 101 SAN MARCO DR |  | Unknown, Non-Lead | Yes |  | 2021-02-23 |  | Unknown, Non-Lead | 2002 | Yes |  | 2021-02-23 |  | Non-lead
049030 | L8 B5 112 PRIMROSE LN |  | Unknown, Non-Lead | Yes |  | 2020-01-08 |  | Unknown, Non-Lead | 2000 | Yes |  | 2020-01-08 |  | Non-lead
049032 | 58-B BAY DR |  | Unknown, Non-Lead | Yes |  | 2019-03-26 |  | PVC | 2001 | Yes |  | 2019-03-26 |  | Non-lead
049033 | LOT 04A 6630 MALONEY AVE |  | Polytube | Yes |  | 2024-07-24 |  | PVC | 1986 | Yes |  | 2024-07-24 |  | Non-lead
049034 | L45&46 25381 1ST ST |  | Unknown, Non-Lead | Yes |  | 2021-07-28 |  | PVC | 2003 | Yes |  | 2021-07-28 |  | Non-lead
049035 | 22869 BLACKBEARD LN |  | Unknown, Non-Lead | Yes |  | 2024-07-24 |  | Unknown, Non-Lead | 2002 | Yes |  | 2024-07-24 |  | Non-lead
049036 | L5 B6 22949 JOHN AVERY LN |  | Polytube | Yes |  | 2022-08-26 |  | PVC | 2004 | Yes |  | 2022-08-26 |  | Non-lead
049037 | 30921 BAILEYS RD |  | Polytube | Yes |  | 2022-06-09 |  | Polytube |  | Yes |  | 2022-06-09 |  | Non-Lead
049038 | 21072 6TH AVE |  | Unknown, Non-Lead | No |  |  |  | Unknown, Non-Lead | 2002 | No |  |  |  | Non-lead
049039 | 22716 PRIVATEER DR |  | Polytube | Yes |  | 2023-06-14 |  | PVC | 2007 | Yes |  | 2023-06-14 |  | Non-lead
049040 | 1202 DUVAL ST |  | Unknown | Yes |  | 2023-01-05 |  | PVC | 1953 | Yes |  | 2023-01-05 |  | Lead Status Unknown
049041 | 154 KEY HAVEN RD |  | Unknown, Non-Lead | Yes |  | 2021-09-29 |  | Unknown, Non-Lead | 2002 | Yes |  | 2021-09-29 |  | Non-lead
049042 | 1316 DUVAL ST |  | Unknown, Non-Lead | Yes |  | 2024-05-08 |  | Unknown, Non-Lead | 2002 | Yes |  | 2024-05-08 |  | Non-lead
049043 | 4900 OVERSEAS HWY |  | Unknown, Non-Lead | No |  |  |  | No Piping | Vacant | No |  |  |  | Non-lead
049044 | 100 13TH STREET |  | Unknown, Non-Lead | Yes |  | 2020-01-06 |  | Unknown, Non-Lead | 2002 | Yes |  | 2020-01-06 |  | Non-lead
049045 | 700 COPA D'ORO |  | Unknown, Non-Lead | Yes |  | 2024-07-10 |  | Unknown, Non-Lead | 2002 | Yes |  | 2024-07-10 |  | Non-lead
049046 | 107 S INDIES Dr |  | Unknown, Non-Lead | Yes |  | 2023-05-19 |  | Unknown, Non-Lead | 2002 | Yes |  | 2023-05-19 |  | Non-lead
049047 | 1109 76TH OCEAN ST |  | Unknown, Non-Lead | Yes |  | 2019-04-25 |  | PVC | 2001 | Yes |  | 2019-04-25 |  | Non-lead
049048 | TR 1 95551 OVERSEAS HWY |  | Unknown, Non-Lead | Yes |  | 2020-09-25 |  | PVC | 2003 | Yes |  | 2020-09-25 |  | Non-lead
049049 | 1 NORTH END RD |  | Unknown, Non-Lead | Yes |  | 2021-08-04 |  | Unknown, Non-Lead | 2001 | Yes |  | 2021-08-04 |  | Non-lead
049050 | 23 SILVER SPRINGS DR |  | Unknown, Non-Lead | No |  |  |  | Unknown, Non-Lead | 2002 | No |  |  |  | Non-lead
049051 | DR 115 COASTAL L15 |  | Unknown, Non-Lead | Yes |  | 2022-03-23 |  | Unknown, Non-Lead | 1997 | Yes |  | 2022-03-23 |  | Non-lead
049052 | PT L11 11 CALOOSA RD |  | Polytube | Yes |  | 2022-09-22 |  | PVC | 1987 | Yes |  | 2022-09-22 |  | Non-lead
049053 | 547 PLANTE ST |  | Unknown, Non-Lead | No |  |  |  | Unknown, Non-Lead | 2002 | No |  |  |  | Non-lead
049054 | 526 PLANTE ST |  | Unknown, Non-Lead | No |  |  |  | Unknown, Non-Lead | 2002 | No |  |  |  | Non-lead
049055 | 46 SNAPPER AVE |  | Polytube | Yes |  | 2022-10-31 |  | PVC | 1958 | Yes |  | 2022-10-31 |  | Non-lead
049056 | 414 LAGUNA ST |  | Unknown, Non-Lead | Yes |  | 2023-01-03 |  | Unknown, Non-Lead | 2003 | Yes |  | 2023-01-03 |  | Non-lead
049057 | 151 TEQUESTA ST |  | Polytube | Yes |  | 2022-05-25 |  | PVC | 1992 | Yes |  | 2022-05-25 |  | Non-lead
049058 | 129 LAPALOMA RD |  | Unknown, Non-Lead | Yes |  | 2023-01-31 |  | Unknown, Non-Lead | 2001 | Yes |  | 2023-01-31 |  | Non-lead
049059 | 202 DOVE LAKE DR |  | Unknown, Non-Lead | Yes |  | 2021-01-07 |  | PVC | 2001 | Yes |  | 2021-01-07 |  | Non-lead
049060 | 189 GULFVIEW DR |  | Unknown, Non-Lead | Yes |  | 2019-07-18 |  | PVC | 2005 | Yes |  | 2019-07-18 |  | Non-lead
049061 | 1513 SHAW DR |  | Unknown, Non-Lead | Yes |  | 2021-06-01 |  | Unknown, Non-Lead | 1989 | Yes |  | 2021-06-01 |  | Non-lead
049062 | L14B1 132 IROQUOIS DR |  | Polytube | Yes |  | 2022-06-30 |  | PVC | 1979 | Yes |  | 2022-06-30 |  | Non-lead
049063 | L5 B5 210 AVENUE G |  | Unknown, Non-Lead | Yes |  | 2018-02-15 |  | PVC | 2002 | Yes |  | 2018-02-15 |  | Non-lead
049064 | L36 B6 97B BAY DR |  | Polytube | Yes |  | 2023-03-24 |  | PVC | 1995 | Yes |  | 2023-03-24 |  | Non-lead
049065 | L1 B9 22815 REDFISH DR |  | Unknown, Non-Lead | Yes |  | 2019-03-31 |  | Unknown, Non-Lead | 2003 | Yes |  | 2019-03-31 |  | Non-lead
049066 | BLDG TENNIS COURTS 19269 BAD GEORGE RD |  | Polytube | Yes |  | 2023-01-13 |  | PVC | 1981 | Yes |  | 2023-01-13 |  | Non-lead
049067 | APT UP 804 CAROLINE ST |  | PVC | Yes |  | 2023-02-22 |  | Polytube | 1938 | Yes |  | 2023-02-22 |  | Non-lead
049068 | 5580 MCDONALD AVE |  | Unknown, Non-Lead | Yes |  | 2024-05-30 |  | Unknown, Non-Lead | 2001 | Yes |  | 2024-05-30 |  | Non-lead
049069 | 3580 OVERSEAS HWY |  | Unknown, Non-Lead | No |  |  |  | Unknown, Non-Lead | 2009 | No |  |  |  | Non-lead
049070 | L6B18 569 PIRATES RD |  | Unknown, Non-Lead | Yes |  | 2017-04-28 |  | Unknown, Non-Lead | 2020 | Yes |  | 2017-04-28 |  | Non-lead
049071 | 1750 H AVE |  | Unknown, Non-Lead | Yes |  | 2024-08-21 |  | Unknown, Non-Lead | 2003 | Yes |  | 2024-08-21 |  | Non-lead
049072 | 731 8TH ST |  | Unknown, Non-Lead | Yes |  | 2022-04-04 |  | PVC | 2003 | Yes |  | 2022-04-04 |  | Non-lead
049073 | 220 12TH ST |  | Unknown, Non-Lead | Yes |  | 2023-11-06 |  | PVC | 2002 | Yes |  | 2023-11-06 |  | Non-lead
049074 | 22964 LOOKDOWN LN |  | Polytube | Yes |  | 2022-10-11 |  | PVC | 2002 | Yes |  | 2022-10-11 |  | Non-lead
049075 | UNIT 1 910 TRUMAN AVE |  | Polytube | Yes |  | 2023-03-28 |  | PVC | 1899 | Yes |  | 2023-03-28 |  | Non-lead
049076 | UNIT 7A 1012 PACKER ST |  | Polytube | Yes |  | 2022-08-10 |  | Copper | 2001 | Yes |  | 2022-08-10 |  | Non-lead
049077 | UNIT 4 1004 PACKER ST |  | Unknown, Non-Lead | Yes |  | 2020-04-28 |  | Unknown, Non-Lead | 2001 | Yes |  | 2020-04-28 |  | Non-lead
049078 | UNIT 5 1008 PACKER ST |  | Unknown, Non-Lead | Yes |  | 2024-04-10 |  | Unknown, Non-Lead | 2001 | Yes |  | 2024-04-10 |  | Non-lead
049079 | UNIT 6 1010 PACKER ST |  | Unknown, Non-Lead | Yes |  | 2019-09-16 |  | Unknown, Non-Lead | 2001 | Yes |  | 2019-09-16 |  | Non-lead
049080 | UNIT 8 1006 PACKER ST |  | Unknown, Non-Lead | No |  |  |  | Unknown, Non-Lead | 2001 | No |  |  |  | Non-lead
049081 | APT 1 717 SAMARITAN LN |  | Unknown, Non-Lead | Yes |  | 2020-07-13 |  | Unknown, Non-Lead | 1995 | Yes |  | 2020-07-13 |  | Non-lead
049082 | APT 2 717 SAMARITAN LN |  | PVC | Yes |  | 2021-09-23 |  | Polytube | 2001 | Yes |  | 2021-09-23 |  | Non-lead
049083 | APT 3 717 SAMARITAN LN |  | Unknown, Non-Lead | Yes |  | 2020-07-13 |  | Unknown, Non-Lead | 2001 | Yes |  | 2020-07-13 |  | Non-lead
049084 | APT 4 717 SAMARITAN LN |  | Unknown, Non-Lead | Yes |  | 2019-07-01 |  | PVC | 1995 | Yes |  | 2019-07-01 |  | Non-lead
049085 | APT 5 717 SAMARITAN LN |  | Unknown, Non-Lead | Yes |  | 2019-09-04 |  | Unknown, Non-Lead | 1995 | Yes |  | 2019-09-04 |  | Non-lead
049086 | APT 6 717 SAMARITAN LN |  | Unknown, Non-Lead | Yes |  | 2021-03-17 |  | Unknown, Non-Lead | 1995 | Yes |  | 2021-03-17 |  | Non-lead
049087 | COMMON 717 SAMARITAN LN |  | Unknown, Non-Lead | No |  |  |  | Unknown, Non-Lead | 1995 | No |  |  |  | Non-lead
049088 | APT 2 1100 MARGARET ST |  | Unknown | Yes |  | 2023-11-14 |  | PVC | 1938 | Yes |  | 2023-11-14 |  | Lead Status Unknown
049089 | APT 3 1100 MARGARET ST |  | Unknown | Yes |  | 2023-03-15 |  | PVC | 1938 | Yes |  | 2023-03-15 |  | Lead Status Unknown
049090 | APT 4 1100 MARGARET ST |  | Unknown | Yes |  | 2023-03-15 |  | PVC | 1938 | Yes |  | 2023-03-15 |  | Lead Status Unknown
049091 | APT 5 1100 MARGARET ST |  | Unknown | Yes |  | 2023-03-15 |  | PVC | 1938 | Yes |  | 2023-03-15 |  | Lead Status Unknown
049092 | L13 B6 22 CINNAMON BARK LN |  | Unknown, Non-Lead | Yes |  | 2023-04-11 |  | PVC | 2003 | Yes |  | 2023-04-11 |  | Non-lead
049093 | 119 PEACE AVE |  | Unknown, Non-Lead | Yes |  | 2018-11-16 |  | Unknown, Non-Lead | 2001 | Yes |  | 2018-11-16 |  | Non-lead
049094 | 237 LAPALOMA RD |  | Unknown, Non-Lead | Yes |  | 2019-04-24 |  | PVC | 2002 | Yes |  | 2019-04-24 |  | Non-lead
049095 | 2 S HARBOR DR |  | Unknown, Non-Lead | Yes |  | 2022-03-25 |  | Unknown, Non-Lead | 2002 | Yes |  | 2022-03-25 |  | Non-lead
049096 | 146 SEMINOLE BLVD |  | Polytube | Yes |  | 2022-10-28 |  | Copper | 1986 | Yes |  | 2022-10-28 |  | Non-lead
049097 | 14 CALLE DOS |  | Unknown, Non-Lead | Yes |  | 2023-07-27 |  | Unknown, Non-Lead | 2001 | Yes |  | 2023-07-27 |  | Non-lead
049098 | 17163 GREEN TURTLE LN |  | Unknown, Non-Lead | Yes |  | 2022-04-01 |  | Unknown, Non-Lead | 2002 | Yes |  | 2022-04-01 |  | Non-lead
049099 | L3-4-5-6 B1 N WATSON BLVD |  | Unknown | Yes |  | 2023-12-06 |  | Unknown | 1971 | Yes |  | 2023-12-06 |  | Lead Status Unknown
049100 | 491 AVENUE F |  | Polytube | Yes |  | 2019-02-01 |  | PVC | 2003 | Yes |  | 2019-02-01 |  | Non-lead
049101 | 30960 BAYSHORE DR |  | Unknown, Non-Lead | Yes |  | 2021-05-27 |  | Unknown, Non-Lead | 2019 | Yes |  | 2021-05-27 |  | Non-lead
049102 | 1040 GULF DR |  | Polytube | Yes |  | 2023-01-25 |  | PVC | 2003 | Yes |  | 2023-01-25 |  | Non-lead
049103 | 2100 FLAGLER AVE |  | Unknown, Non-Lead | Yes |  | 2020-11-12 |  | Unknown, Non-Lead | 2004 | Yes |  | 2020-11-12 |  | Non-lead
049104 | 210 ELIZABETH ST |  | Unknown, Non-Lead | No |  |  |  | Unknown, Non-Lead | 2003 | No |  |  |  | Non-lead
049105 | 1600 N ROOSEVELT BLVD |  | Unknown, Non-Lead | Yes |  | 2020-05-19 |  | Unknown, Non-Lead | 1998 | Yes |  | 2020-05-19 |  | Non-lead
049106 | APT UP 2431 SEIDENBERG AVE |  | Polytube | Yes |  | 2022-08-18 |  | PVC | 1963 | Yes |  | 2022-08-18 |  | Non-lead
049107 | 916 TERRY LN |  | Polytube | Yes |  | 2023-06-01 |  | PVC | 2002 | Yes |  | 2023-06-01 |  | Non-lead
049108 | 218 OLIVIA ST |  | Polytube | Yes |  | 2022-07-13 |  | PVC | 1918 | Yes |  | 2022-07-13 |  | Non-lead
049109 | L25&26 540 NAVAJO DR |  | Unknown, Non-Lead | No |  |  |  | Unknown, Non-Lead | 2002 | No |  |  |  | Non-lead
049110 | 1600 N ROOSEVELT BLVD |  | Unknown, Non-Lead | Yes |  | 2019-08-23 |  | Unknown, Non-Lead | 1998 | Yes |  | 2019-08-23 |  | Non-lead
049111 | APT B 416 FLEMING ST |  | Unknown | Yes |  | 2022-09-26 |  | PVC | 1938 | Yes |  | 2022-09-26 |  | Lead Status Unknown
049112 | APT C 416 FLEMING ST |  | Unknown | Yes |  | 2022-09-26 |  | PVC | 1938 | Yes |  | 2022-09-26 |  | Lead Status Unknown
049113 | UNIT A 416 FLEMING ST |  | Unknown | Yes |  | 2022-09-26 |  | PVC | 1938 | Yes |  | 2022-09-26 |  | Lead Status Unknown
049114 | 99010 OVERSEAS HWY |  | Unknown, Non-Lead | Yes |  | 2024-04-10 |  | Unknown, Non-Lead | 2013 | Yes |  | 2024-04-10 |  | Non-lead
049115 | 320 LAGUNA AVE |  | Unknown, Non-Lead | Yes |  | 2023-09-26 |  | Unknown, Non-Lead | 1999 | Yes |  | 2023-09-26 |  | Non-lead
049116 | 136 VENETIAN DR |  | Polytube | Yes |  | 2022-06-29 |  | PVC | 1975 | Yes |  | 2022-06-29 |  | Non-lead
049117 | L138 124 W PLAZA GRANADA |  | Polytube | Yes |  | 2022-06-30 |  | PVC | 1981 | Yes |  | 2022-06-30 |  | Non-lead
049119 | 64 PELICAN RD |  | Polytube | Yes |  | 2024-04-22 |  | None |  | Yes |  | 2024-04-22 |  | Non-lead
049120 | WW PLANT 506 106 ST |  | Polytube | Yes |  | 2023-10-13 |  | PVC | 1964 | Yes |  | 2023-10-13 |  | Non-lead
049121 | 120 NASSAU |  | Unknown, Non-Lead | No |  |  |  | Unknown, Non-Lead | 2002 | No |  |  |  | Non-lead
049122 | ST 1142 76TH |  | Unknown, Non-Lead | No |  |  |  | Unknown, Non-Lead | 2003 | No |  |  |  | Non-lead
049123 | 34 SACARMA DR |  | Polytube | Yes |  | 2024-07-10 |  | PVC | 1975 | Yes |  | 2024-07-10 |  | Non-lead
049124 | 630 BAYSHORE DR |  | Polytube | Yes |  | 2022-07-12 |  | PVC | 1998 | Yes |  | 2022-07-12 |  | Non-lead
049125 | 1505 SOUTH ST |  | Unknown, Non-Lead | Yes |  | 2018-09-17 |  | Unknown, Non-Lead | 2001 | Yes |  | 2018-09-17 |  | Non-lead
049126 | 1016 DUVAL ST |  | Unknown | Yes |  | 2024-08-09 |  | Unknown | 1928 | Yes |  | 2024-08-09 |  | Lead Status Unknown
049127 | 134 PEACE AVE |  | Polytube | Yes |  | 2022-07-19 |  | PVC | 1984 | Yes |  | 2022-07-19 |  | Non-lead
049128 | 104 SNAPPER CREEK DR |  | Unknown, Non-Lead | Yes |  | 2019-02-15 |  | Unknown, Non-Lead | 1992 | Yes |  | 2019-02-15 |  | Non-lead
049129 | 160 PORTO SALVO DR |  | Unknown, Non-Lead | No |  |  |  | Unknown, Non-Lead | 1999 | No |  |  |  | Non-lead
049130 | 395 S HARBOR DR |  | Unknown, Non-Lead | Yes |  | 2020-10-07 |  | Unknown, Non-Lead | 2002 | Yes |  | 2020-10-07 |  | Non-lead
049131 | 3 CINNAMON BARK LN |  | Unknown, Non-Lead | Yes |  | 2019-12-03 |  | Copper | 2003 | Yes |  | 2019-12-03 |  | Non-lead
049132 | 5580 MACDONALD AVE |  | Polytube | Yes |  | 2023-08-29 |  | PVC | 2001 | Yes |  | 2023-08-29 |  | Non-lead
049133 | 358 E SEAVIEW DR |  | Unknown, Non-Lead | Yes |  | 2021-10-22 |  | PVC | 2002 | Yes |  | 2021-10-22 |  | Non-lead
049134 | 7575 OVERSEAS HWY |  | Unknown, Non-Lead | Yes |  | 2018-03-29 |  | Unknown, Non-Lead | 2002 | Yes |  | 2018-03-29 |  | Non-lead
049135 | 264 ORANGE AVE |  | Polytube | Yes |  | 2022-10-22 |  | PVC | 1958 | Yes |  | 2022-10-22 |  | Non-lead
049136 | OCEAN 428 80TH ST |  | Polytube | Yes |  | 2023-01-20 |  | PVC | 1949 | Yes |  | 2023-01-20 |  | Non-lead
049137 | #4A 95 COCO PLUM DR |  | Unknown, Non-Lead | No |  |  |  | Unknown, Non-Lead | 2002 | No |  |  |  | Non-lead
049138 | APT 1 829 SIMONTON ST |  | Polytube | Yes |  | 2022-10-31 |  | Copper | 1918 | Yes |  | 2022-10-31 |  | Non-lead
049139 | APT 2 829 SIMONTON ST |  | Polytube | Yes |  | 2022-10-31 |  | PVC | 1918 | Yes |  | 2022-10-31 |  | Non-lead
049140 | 79 CORAL AVE |  | Unknown, Non-Lead | No |  |  |  | Unknown, Non-Lead | 2004 | No |  |  |  | Non-lead
049141 | 418 POWELL AVE |  | Unknown, Non-Lead | Yes |  | 2020-08-03 |  | Unknown, Non-Lead | 2003 | Yes |  | 2020-08-03 |  | Non-lead
049142 | 2207 SEIDENBERG AVE |  | Polytube | Yes |  | 2022-12-15 |  | PVC | 1953 | Yes |  | 2022-12-15 |  | Non-lead
049143 | B4L12 L12&B4 24338 W CARIBBEAN DR |  | Polytube | Yes |  | 2022-11-23 |  | PVC | 1986 | Yes |  | 2022-11-23 |  | Non-lead
049144 | 3080 CENTRAL AVE |  | Polytube | Yes |  | 2020-04-20 |  | PVC | 2003 | Yes |  | 2020-04-20 |  | Non-lead
049145 | 125 ADAMS RD |  | Polytube | Yes |  | 2024-10-03 |  | PVC | 1970 | Yes |  | 2024-10-03 |  | Non-lead
049146 | FIRE 1310 CATHERINE ST |  | Unknown, Non-Lead | Yes |  | 2022-03-18 |  | Unknown, Non-Lead | 1989 | Yes |  | 2022-03-18 |  | Non-lead
049147 | 176 SUGARLOAF DR |  | Polytube | Yes |  | 2023-06-13 |  | PVC | 2003 | Yes |  | 2023-06-13 |  | Non-lead
049148 | L11B11 27329 JAMAICA LANE |  | Unknown, Non-Lead | Yes |  | 2018-07-27 |  | Unknown, Non-Lead | 2002 | Yes |  | 2018-07-27 |  | Non-lead
049150 | COTTAG 1304 ELIZABETH ST |  | Polytube | Yes |  | 2024-07-12 |  | PVC | 1908 | Yes |  | 2024-07-12 |  | Non-lead
049151 | 8 DIAMOND DR |  | Polytube | Yes |  | 2023-07-28 |  | PVC | 1978 | Yes |  | 2023-07-28 |  | Non-lead
049152 | L76&B2 923 INDIES RD |  | Polytube | Yes |  | 2022-10-03 |  | PVC | 1999 | Yes |  | 2022-10-03 |  | Non-lead
049153 | 117 GIARDINO DR |  | Polytube | Yes |  | 2022-06-13 |  | PVC | 1984 | Yes |  | 2022-06-13 |  | Non-lead
049154 | 215 MOHAWK ST |  | Unknown, Non-Lead | Yes |  | 2022-12-16 |  | PVC | 2002 | Yes |  | 2022-12-16 |  | Non-lead
049155 | 425 COLLINS ST |  | Unknown, Non-Lead | No |  |  |  | Unknown, Non-Lead | 2002 | No |  |  |  | Non-lead
049156 | 128 FIRST RD |  | Unknown, Non-Lead | Yes |  | 2020-04-15 |  | Unknown, Non-Lead | 2002 | Yes |  | 2020-04-15 |  | Non-lead
049157 | L25 B7 10 S EXUMA RD |  | Unknown, Non-Lead | Yes |  | 2019-05-28 |  | PVC | 2003 | Yes |  | 2019-05-28 |  | Non-lead
049158 | STOR 1 511 GREENE ST |  | Unknown, Non-Lead | Yes |  | 2023-05-04 |  | No Piping | 1949 | Yes |  | 2023-05-04 |  | Non-lead
049159 | STOR 2 511 GREENE ST |  | Unknown, Non-Lead | Yes |  | 2023-05-04 |  | No Piping | 1949 | Yes |  | 2023-05-04 |  | Non-lead
049160 | STORE 3 511 GREENE ST |  | Polytube | Yes |  | 2024-02-08 |  | Unknown | 1949 | Yes |  | 2024-02-08 |  | Lead Status Unknown
049161 | STORE 4 511 GREENE ST |  | Unknown, Non-Lead | Yes |  | 2023-05-04 |  | No Piping | 1949 | Yes |  | 2023-05-04 |  | Non-lead
049162 | 19143 MAD BOB RD |  | Polytube | Yes |  | 2023-07-20 |  | PVC | 1973 | Yes |  | 2023-07-20 |  | Non-lead
049163 | 803 INDIES RD |  | Unknown, Non-Lead | Yes |  | 2019-07-29 |  | Unknown, Non-Lead | 2000 | Yes |  | 2019-07-29 |  | Non-lead
049164 | #4B 95 COCO PLUM |  | Unknown, Non-Lead | No |  |  |  | Unknown, Non-Lead | 2002 | No |  |  |  | Non-lead
049165 | #4C 95 COCO PLUM DR |  | Unknown, Non-Lead | No |  |  |  | Unknown, Non-Lead | 2002 | No |  |  |  | Non-lead
049166 | #4D 95 COCO PLUM |  | Unknown, Non-Lead | No |  |  |  | Unknown, Non-Lead | 2002 | No |  |  |  | Non-lead
049167 | 5C #C 95 COCO PLUM DR |  | Unknown, Non-Lead | No |  |  |  | Unknown, Non-Lead | 2002 | No |  |  |  | Non-lead
049168 | 5D 95 COCO PLUM |  | Unknown, Non-Lead | No |  |  |  | Unknown, Non-Lead | 2002 | No |  |  |  | Non-lead
049169 | #5E 95 COCO PLUM DR |  | Unknown, Non-Lead | No |  |  |  | Unknown, Non-Lead | 2002 | No |  |  |  | Non-lead
049170 | 5B 95 COCO PLUM |  | Unknown, Non-Lead | No |  |  |  | Unknown, Non-Lead | 2002 | No |  |  |  | Non-lead
049171 | #A 95 COCO PLUM DR |  | Unknown, Non-Lead | No |  |  |  | Unknown, Non-Lead | 2002 | No |  |  |  | Non-lead
049172 | 9 96 C AVE |  | Unknown, Non-Lead | No |  |  |  | Unknown, Non-Lead | 2002 | No |  |  |  | Non-lead
049173 | #6 96 C AVE |  | Unknown | Yes |  | 2022-10-22 |  | None | 1985 | Yes |  | 2022-10-22 |  | No Service Line
049174 | #7 96 C AVE |  | Unknown | Yes |  | 2022-10-22 |  | None | 1985 | Yes |  | 2022-10-22 |  | No Service Line
049175 | #8 96 C AVE |  | Unknown | Yes |  | 2022-10-22 |  | None | 1985 | Yes |  | 2022-10-22 |  | No Service Line
049176 | 190 8TH ST |  | Unknown, Non-Lead | Yes |  | 2022-03-08 |  | Unknown, Non-Lead | 2002 | Yes |  | 2022-03-08 |  | Non-lead
049177 | 15 MANGROVE LN |  | Unknown, Non-Lead | Yes |  | 2020-09-03 |  | Unknown, Non-Lead | 2002 | Yes |  | 2020-09-03 |  | Non-lead
049178 | 817 FLEMING ST |  | Unknown | Yes |  | 2022-07-11 |  | Unknown | 1930 | Yes |  | 2022-07-11 |  | Lead Status Unknown
049179 | 22864 BLUEGILL LN |  | Polytube | Yes |  | 2022-11-18 |  | PVC | 1981 | Yes |  | 2022-11-18 |  | Non-lead
049180 | 22 SUNSET KEY DR |  | Unknown, Non-Lead | No |  |  |  | Unknown, Non-Lead | 2018 | No |  |  |  | Non-lead
049181 | APT UP 1401 WHITE ST |  | Unknown, Non-Lead | No |  |  |  | Unknown, Non-Lead | 1989 | No |  |  |  | Non-lead
049182 | APT 2 3019 RIVIERA DR |  | Polytube | Yes |  | 2022-06-23 |  | PVC | 1958 | Yes |  | 2022-06-23 |  | Non-lead
049183 | 3675 S ROOSEVELT BLVD |  | Ductile Iron | Yes |  | 2022-10-06 |  | Copper |  | Yes |  | 2022-10-06 |  | Non-lead
049184 | 180 8TH ST |  | Unknown, Non-Lead | No |  |  |  | Unknown, Non-Lead | 2002 | No |  |  |  | Non-lead
049185 | 5550 OVERSEAS HWY |  | Polytube | Yes |  | 2024-09-13 |  | PVC | 1958 | Yes |  | 2024-09-13 |  | Non-lead
049186 | 108 JAMAICA ST |  | Unknown, Non-Lead | No |  |  |  | Unknown, Non-Lead | 2003 | No |  |  |  | Non-lead
049187 | 8877 OVERSEAS HWY |  | Unknown | Yes |  | 2024-04-30 |  | Unknown | 1968 | Yes |  | 2024-04-30 |  | Lead Status Unknown
049188 | 30310 SILVER BUTTONWOO LN |  | Polytube | Yes |  | 2023-11-20 |  | PVC | 1980 | Yes |  | 2023-11-20 |  | Non-lead
049189 | 653 BLACKBEARD RD |  | Unknown, Non-Lead | Yes |  | 2017-06-20 |  | Unknown, Non-Lead | 1988 | Yes |  | 2017-06-20 |  | Non-lead
049190 | 111 MANGROVE LN |  | Polytube | Yes |  | 2022-07-19 |  | PVC | 1984 | Yes |  | 2022-07-19 |  | Non-lead
049191 | 316 S COCONUT PALM Blvd |  | Unknown, Non-Lead | Yes |  | 2021-04-25 |  | Unknown, Non-Lead | 2002 | Yes |  | 2021-04-25 |  | Non-lead
049192 | 18 SNAPPER AVE |  | Unknown, Non-Lead | Yes |  | 2024-10-04 |  | Unknown, Non-Lead | 2002 | Yes |  | 2024-10-04 |  | Non-lead
049193 | 924 LOBSTER LN |  | Unknown, Non-Lead | Yes |  | 2017-12-12 |  | PVC | 2003 | Yes |  | 2017-12-12 |  | Non-lead
049194 | 449 BARRACUDA BLVD |  | Unknown, Non-Lead | Yes |  | 2024-01-12 |  | Unknown, Non-Lead | 2002 | Yes |  | 2024-01-12 |  | Non-lead
049195 | 23 SUNSET KEY DR |  | Unknown, Non-Lead | Yes |  | 2020-09-11 |  | Unknown, Non-Lead | 2005 | Yes |  | 2020-09-11 |  | Non-lead
049196 | 32 SUNSET KEY DR |  | Unknown, Non-Lead | Yes |  | 2019-01-09 |  | Unknown, Non-Lead | 2002 | Yes |  | 2019-01-09 |  | Non-lead
049197 | 4 CATHOLIC LN |  | Polytube | Yes |  | 2023-03-06 |  | Copper | 1923 | Yes |  | 2023-03-06 |  | Non-lead
049198 | LANE 110 FREEDOM |  | Polytube | Yes |  | 2022-11-14 |  | PVC | 1987 | Yes |  | 2022-11-14 |  | Non-lead
049199 | 500 9TH ST |  | Unknown, Non-Lead | Yes |  | 2022-08-31 |  | Unknown, Non-Lead | 2003 | Yes |  | 2022-08-31 |  | Non-lead
049200 | 510 9TH ST |  | Polytube | Yes |  | 2023-06-05 |  | PVC | 1971 | Yes |  | 2023-06-05 |  | Non-lead
049201 | 45 6TH ST |  | Polytube | Yes |  | 2023-10-24 |  | PVC | 1960 | Yes |  | 2023-10-24 |  | Non-lead
049202 | 46 6TH ST |  | Polytube | Yes |  | 2023-10-24 |  | PVC | 2002 | Yes |  | 2023-10-24 |  | Non-lead
049203 | 421 8TH ST |  | Unknown, Non-Lead | Yes |  | 2023-09-07 |  | Unknown, Non-Lead | 2002 | Yes |  | 2023-09-07 |  | Non-lead
049204 | 431 8TH ST |  | Unknown, Non-Lead | Yes |  | 2020-05-26 |  | Unknown, Non-Lead | 2002 | Yes |  | 2020-05-26 |  | Non-lead
049205 | 12411 OVERSEAS HWY |  | Unknown, Non-Lead | No |  |  |  | Unknown, Non-Lead | 2007 | No |  |  |  | Non-lead
049206 | 112 VISTA LN |  | Unknown, Non-Lead | Yes |  | 2023-10-03 |  | PVC | 2003 | Yes |  | 2023-10-03 |  | Non-lead
049207 | 30632 WINIFRED ST |  | Unknown, Non-Lead | No |  |  |  | Unknown, Non-Lead | 1988 | No |  |  |  | Non-lead
049208 | RD 2318 PENSACOLA |  | Polytube | Yes |  | 2023-01-10 |  | PVC | 1981 | Yes |  | 2023-01-10 |  | Non-lead
049209 | RIGHT 271 10TH ST |  | Polytube | Yes |  | 2023-09-22 |  | PVC | 1969 | Yes |  | 2023-09-22 |  | Non-lead
049210 | 112 GALLEON LN |  | Unknown, Non-Lead | No |  |  |  | Unknown, Non-Lead | 2001 | No |  |  |  | Non-lead
049211 | 16 W CIRCLE DR |  | Unknown, Non-Lead | No |  |  |  | Unknown, Non-Lead | 2002 | No |  |  |  | Non-lead
049212 | 863 INDIES RD |  | Unknown, Non-Lead | Yes |  | 2017-06-12 |  | PVC | 2002 | Yes |  | 2017-06-12 |  | Non-lead
049213 | UNIT 106 201 WILLIAM ST |  | Unknown, Non-Lead | Yes |  | 2024-07-08 |  | Unknown, Non-Lead | 1998 | Yes |  | 2024-07-08 |  | Non-lead
049214 | 3700 EAGLE AVE |  | Polytube | Yes |  | 2023-08-22 |  | PVC | 2002 | Yes |  | 2023-08-22 |  | Non-lead
049215 | UNIT OFFICE 1671 DUNLAP DR |  | Polytube | Yes |  | 2023-08-21 |  | Copper | 1966 | Yes |  | 2023-08-21 |  | Non-lead
049216 | 153 CORRINE PL |  | Unknown, Non-Lead | No |  |  |  | Unknown, Non-Lead | 2002 | No |  |  |  | Non-lead
049217 | 162 COCOA DR |  | Unknown, Non-Lead | No |  |  |  | Unknown, Non-Lead | 2005 | No |  |  |  | Non-lead
049218 | 435 CORAL LN |  | Polytube | Yes |  | 2022-07-06 |  | PVC | 2003 | Yes |  | 2022-07-06 |  | Non-lead
049219 | 203 GARDENIA ST |  | Unknown, Non-Lead | No |  |  |  | Unknown, Non-Lead | 2002 | No |  |  |  | Non-lead
049220 | 201 HARBOR VIEW DR |  | Unknown, Non-Lead | Yes |  | 2017-12-12 |  | PVC | 2003 | Yes |  | 2017-12-12 |  | Non-lead
049221 | 1031 HOWE ST |  | Unknown, Non-Lead | No |  |  |  | Unknown, Non-Lead | 2002 | No |  |  |  | Non-lead
049222 | 29454 LOUISE ST |  | Polytube | Yes |  | 2023-10-18 |  | PVC | 1980 | Yes |  | 2023-10-18 |  | Non-lead
049223 | 54 CANNON ROYAL DR |  | Unknown, Non-Lead | Yes |  | 2024-02-28 |  | PVC | 2009 | Yes |  | 2024-02-28 |  | Non-lead
049224 | 800 4TH ST & AVE A |  | Unknown, Non-Lead | No |  |  |  | PVC | 2002 | No |  |  |  | Non-lead
049225 | 1321 WILLIAM ST |  | Polytube | Yes |  | 2024-06-14 |  | PVC | 1958 | Yes |  | 2024-06-14 |  | Non-lead
049226 | 562 DOGWOOD LN |  | Unknown, Non-Lead | No |  |  |  | Unknown, Non-Lead | 2002 | No |  |  |  | Non-lead
049227 | 30362 OVERSEAS HWY |  | Polytube | Yes |  | 2024-01-19 |  | PVC | 1972 | Yes |  | 2024-01-19 |  | Non-lead
049228 | 226 KEY HAVEN RD |  | Unknown, Non-Lead | Yes |  | 2023-05-04 |  | Unknown, Non-Lead | 2002 | Yes |  | 2023-05-04 |  | Non-lead
049229 | 558 POWELL AVE |  | Polytube | Yes |  | 2023-01-25 |  | PVC | 1987 | Yes |  | 2023-01-25 |  | Non-lead
049230 | L10 B9 22957 RED FISH LN |  | Polytube | Yes |  | 2022-12-28 |  | PVC | 1985 | Yes |  | 2022-12-28 |  | Non-lead
049231 | 45 PALMETTO DR |  | Unknown, Non-Lead | No |  |  |  | Unknown, Non-Lead | 2002 | No |  |  |  | Non-lead
049232 | 114 SIMONTON ST |  | Polytube | Yes |  | 2022-11-01 |  | PVC | 1968 | Yes |  | 2022-11-01 |  | Non-lead
049233 | 138 SIMONTON ST |  | PVC | Yes |  | 2022-10-31 |  | PVC | 1968 | Yes |  | 2022-10-31 |  | Non-lead
049234 | 134 SIMONTON ST |  | PVC | Yes |  | 2022-10-31 |  | PVC | 1968 | Yes |  | 2022-10-31 |  | Non-lead
049237 | 110 SIMONTON ST |  | Polytube | Yes |  | 2023-07-10 |  | PVC | 1968 | Yes |  | 2023-07-10 |  | Non-lead
049238 | 130 SIMONTON ST |  | PVC | Yes |  | 2024-05-17 |  | PVC | 1968 | Yes |  | 2024-05-17 |  | Non-lead
049239 | 122 SIMONTON ST |  | Polytube | Yes |  | 2022-10-31 |  | PVC | 1948 | Yes |  | 2022-10-31 |  | Non-lead
049240 | 146 SIMONTON ST |  | Polytube | Yes |  | 2022-10-31 |  | PVC | 1968 | Yes |  | 2022-10-31 |  | Non-lead
049241 | 535 GREENE ST |  | Polytube | Yes |  | 2022-10-31 |  | PVC | 1968 | Yes |  | 2022-10-31 |  | Non-lead
049242 | 139 OCEAN VIEW DR |  | Polytube | Yes |  | 2022-11-08 |  | PVC | 1943 | Yes |  | 2022-11-08 |  | Non-lead
049243 | 46 BASS AVE |  | Polytube | Yes |  | 2021-11-02 |  | PVC | 2007 | Yes |  | 2021-11-02 |  | Non-lead
049244 | 105 STROMBOLI DR |  | Unknown, Non-Lead | Yes |  | 2019-02-08 |  | PVC | 2003 | Yes |  | 2019-02-08 |  | Non-lead
049245 | 247 ATLANTIC BLVD |  | Polytube | Yes |  | 2022-06-10 |  | PVC | 1979 | Yes |  | 2022-06-10 |  | Non-lead
049246 | 109 SAN MARCO DR |  | Polytube | Yes |  | 2020-09-30 |  | Polytube | 2004 | Yes |  | 2020-09-30 |  | Non-Lead
049247 | LEFT 261 10TH ST |  | Unknown, Non-Lead | Yes |  | 2019-05-15 |  | Unknown, Non-Lead | 2005 | Yes |  | 2019-05-15 |  | Non-lead
049248 | 29819 TROPICAL TRADER RD |  | Polytube | Yes |  | 2022-12-06 |  | PVC | 1985 | Yes |  | 2022-12-06 |  | Non-lead
049249 | 203 DAVID LN |  | Unknown, Non-Lead | Yes |  | 2023-11-01 |  | Unknown, Non-Lead | 2003 | Yes |  | 2023-11-01 |  | Non-lead
049250 | 873 INDIES RD |  | Unknown, Non-Lead | Yes |  | 2018-03-05 |  | PVC | 2002 | Yes |  | 2018-03-05 |  | Non-lead
049251 | 741 80TH OCEAN ST |  | Unknown, Non-Lead | Yes |  | 2022-03-01 |  | Unknown, Non-Lead | 2002 | Yes |  | 2022-03-01 |  | Non-lead
049252 | WEST 20824 9TH AVE |  | Polytube | Yes |  | 2023-01-25 |  | Copper | 2003 | Yes |  | 2023-01-25 |  | Non-lead
049253 | 1410 ALBURY ST |  | Unknown, Non-Lead | Yes |  | 2021-02-28 |  | Unknown, Non-Lead | 2002 | Yes |  | 2021-02-28 |  | Non-lead
049254 | 606 VIRGINIA ST |  | Unknown, Non-Lead | Yes |  | 2020-10-07 |  | Unknown, Non-Lead | 2002 | Yes |  | 2020-10-07 |  | Non-lead
049255 | 717 CATHERINE ST |  | Polytube | Yes |  | 2023-10-13 |  | PVC | 1933 | Yes |  | 2023-10-13 |  | Non-lead
049256 | 719 CATHERINE ST |  | Unknown, Non-Lead | Yes |  | 2018-05-11 |  | Unknown, Non-Lead | 2014 | Yes |  | 2018-05-11 |  | Non-lead
049257 | 1402 ELIZA ST |  | Unknown, Non-Lead | Yes |  | 2021-07-16 |  | Unknown, Non-Lead | 2002 | Yes |  | 2021-07-16 |  | Non-lead
049258 | APT 012A 3314 NORTHSIDE DR |  | PVC | Yes |  | 2023-05-26 |  | PVC | 1985 | Yes |  | 2023-05-26 |  | Non-lead
049259 | 38 PALMETTO DR |  | Unknown, Non-Lead | Yes |  | 2024-01-24 |  | PVC | 2003 | Yes |  | 2024-01-24 |  | Non-lead
049260 | 3314 NORTHSIDE DR |  | PVC | Yes |  | 2022-06-13 |  | PVC | 1985 | Yes |  | 2022-06-13 |  | Non-lead
049261 | LOCATION POOL 308 MARGARET ST |  | Unknown | Yes |  | 2023-02-01 |  | PVC | 1954 | Yes |  | 2023-02-01 |  | Lead Status Unknown
049262 | 242 PUEBLO ST |  | Unknown, Non-Lead | Yes |  | 2019-01-23 |  | PVC | 2003 | Yes |  | 2019-01-23 |  | Non-lead
049263 | 246 SUNSET DR |  | Polytube | Yes |  | 2022-06-29 |  | PVC |  | Yes |  | 2022-06-29 |  | Non-lead
049264 | 48 BASS AVE |  | Polytube | Yes |  | 2022-03-08 |  | Copper | 1980 | Yes |  | 2022-03-08 |  | Non-lead
049265 | 105 SAN MARCO DR |  | Unknown, Non-Lead | Yes |  | 2021-04-29 |  | Unknown, Non-Lead | 2004 | Yes |  | 2021-04-29 |  | Non-lead
049266 | 395 S HARBOR Dr |  | Unknown, Non-Lead | Yes |  | 2019-08-12 |  | Unknown, Non-Lead | 2002 | Yes |  | 2019-08-12 |  | Non-lead
049267 | 95 SACARMA DR |  | Polytube | Yes |  | 2022-11-09 |  | PVC | 1982 | Yes |  | 2022-11-09 |  | Non-lead
049268 | SLIP D11 1801 N ROOSEVELT BLVD |  | Polytube | Yes |  | 2022-07-12 |  | Polytube | 1983 | Yes |  | 2022-07-12 |  | Non-lead
049269 | APT B 707 WASHINGTON ST |  | Polytube | Yes |  | 2024-07-10 |  | PVC | 1939 | Yes |  | 2024-07-10 |  | Non-lead
049270 | 55 BOCA CHICA RD |  | PVC | Yes |  | 2022-09-26 |  | PVC | 1983 | Yes |  | 2022-09-26 |  | Non-lead
049271 | 939 FLEMING ST |  | Polytube | Yes |  | 2022-12-02 |  | PVC | 1955 | Yes |  | 2022-12-02 |  | Non-lead
049272 | 2041 SUGARLOAF BLVD |  | Polytube | Yes |  | 2022-06-01 |  | PVC | 2003 | Yes |  | 2022-06-01 |  | Non-lead
049273 | 426 GRINNELL ST |  | Polytube | Yes |  | 2023-02-10 |  | PVC | 1955 | Yes |  | 2023-02-10 |  | Non-lead
049274 | 1 DONKEY MILK ALLEY |  | Polytube | Yes |  | 2023-02-01 |  | PVC | 1933 | Yes |  | 2023-02-01 |  | Non-lead
049275 | 150 WILDER RD |  | Polytube | Yes |  | 2024-03-07 |  | PVC |  | Yes |  | 2024-03-07 |  | Non-lead
049276 | 2527 PATTERSON AVE |  | Unknown, Non-Lead | No |  |  |  | Unknown, Non-Lead | 2002 | No |  |  |  | Non-lead
049277 | 23096 TARPON LN |  | Unknown, Non-Lead | Yes |  | 2018-01-05 |  | PVC | 2002 | Yes |  | 2018-01-05 |  | Non-lead
049278 | APT 1 620 JOSEPHINE PARKER RD |  | Unknown, Non-Lead | Yes |  | 2023-03-15 |  | Unknown, Non-Lead | 1996 | Yes |  | 2023-03-15 |  | Non-lead
049279 | APT 2 615 1/2 DUVAL ST |  | Unknown, Non-Lead | No |  |  |  | Unknown, Non-Lead | 1996 | No |  |  |  | Non-lead
049280 | UNIT 3 615 1/2 DUVAL ST |  | Polytube | Yes |  | 2022-11-07 |  | PVC | 1953 | Yes |  | 2022-11-07 |  | Non-lead
049281 | L245 245 ATLANTIC Blvd |  | Unknown, Non-Lead | Yes |  | 2021-05-17 |  | PVC | 2002 | Yes |  | 2021-05-17 |  | Non-lead
049282 | 502 SOUND DR |  | Polytube | Yes |  | 2024-06-14 |  | PVC | 2003 | Yes |  | 2024-06-14 |  | Non-lead
049283 | L3 B6 348 S COCONUT PALM BLVD |  | Polytube | Yes |  | 2023-02-01 |  | PVC | 1983 | Yes |  | 2023-02-01 |  | Non-lead
049284 | 101 GULFVIEW DR |  | Unknown, Non-Lead | Yes |  | 2022-05-02 |  | PVC | 2003 | Yes |  | 2022-05-02 |  | Non-lead
049285 | 158 COCOA DR |  | Unknown, Non-Lead | No |  |  |  | Unknown, Non-Lead | 2004 | No |  |  |  | Non-lead
049286 | 15 AVENUE F |  | Polytube | Yes |  | 2023-09-25 |  | PVC | 2004 | Yes |  | 2023-09-25 |  | Non-lead
049287 | 711 10TH St |  | Polytube | Yes |  | 2022-10-22 |  | PVC | 1979 | Yes |  | 2022-10-22 |  | Non-lead
049288 | 701 10TH ST |  | Unknown, Non-Lead | Yes |  | 2024-08-06 |  | Unknown, Non-Lead | 2002 | Yes |  | 2024-08-06 |  | Non-lead
049289 | 394 70TH |  | Polytube | Yes |  | 2023-03-09 |  | PVC | 1979 | Yes |  | 2023-03-09 |  | Non-lead
049290 | 345 STIRRUP KEY BLVD |  | Unknown, Non-Lead | Yes |  | 2022-04-19 |  | Unknown, Non-Lead | 2002 | Yes |  | 2022-04-19 |  | Non-lead
049291 | UNIT 28 3029 N ROOSEVELT BLVD |  | Unknown, Non-Lead | Yes |  | 2024-09-13 |  | Unknown, Non-Lead | 2002 | Yes |  | 2024-09-13 |  | Non-lead
049292 | UNIT 29 3029 N ROOSEVELT BLVD |  | Unknown, Non-Lead | Yes |  | 2019-10-24 |  | Unknown, Non-Lead | 2002 | Yes |  | 2019-10-24 |  | Non-lead
049293 | UNIT 30 3029 N ROOSEVELT BLVD |  | Unknown, Non-Lead | No |  |  |  | Unknown, Non-Lead | 2002 | No |  |  |  | Non-lead
049294 | UNIT 31 3029 N ROOSEVELT BLVD |  | Unknown, Non-Lead | Yes |  | 2019-09-16 |  | Copper | 2003 | Yes |  | 2019-09-16 |  | Non-lead
049295 | UNIT 32 3029 N ROOSEVELT BLVD |  | Unknown, Non-Lead | No |  |  |  | Unknown, Non-Lead | 2003 | No |  |  |  | Non-lead
049296 | UNIT 33 3029 N ROOSEVELT BLVD |  | Unknown, Non-Lead | Yes |  | 2019-07-15 |  | Unknown, Non-Lead | 2003 | Yes |  | 2019-07-15 |  | Non-lead
049297 | UNIT 34 3029 N ROOSEVELT BLVD |  | Unknown, Non-Lead | Yes |  | 2019-09-06 |  | Unknown, Non-Lead | 2003 | Yes |  | 2019-09-06 |  | Non-lead
049298 | UNIT 35 3029 N ROOSEVELT BLVD |  | Unknown, Non-Lead | No |  |  |  | Unknown, Non-Lead | 2003 | No |  |  |  | Non-lead
049299 | 570 97TH OCEAN ST |  | Unknown, Non-Lead | Yes |  | 2023-11-20 |  | Unknown, Non-Lead | 2002 | Yes |  | 2023-11-20 |  | Non-lead
049300 | 23 MARLIN AVE |  | Polytube | Yes |  | 2022-11-03 |  | PVC | 1958 | Yes |  | 2022-11-03 |  | Non-lead
049301 | 121 GIARDINO DR |  | Unknown, Non-Lead | Yes |  | 2020-12-03 |  | Polytube | 2004 | Yes |  | 2020-12-03 |  | Non-lead
049302 | 15 NORTH DR |  | Unknown, Non-Lead | Yes |  | 2022-05-10 |  | PVC | 2001 | Yes |  | 2022-05-10 |  | Non-lead
049303 | 79 BAY DR |  | Unknown, Non-Lead | Yes |  | 2020-11-06 |  | PVC | 2002 | Yes |  | 2020-11-06 |  | Non-lead
049305 | 155 DUBONNET RD |  | Unknown, Non-Lead | Yes |  | 2022-01-10 |  | Unknown, Non-Lead | 2010 | Yes |  | 2022-01-10 |  | Non-lead
049306 | 329 WOODS AVE |  | Polytube | Yes |  | 2022-06-14 |  | PVC | 1987 | Yes |  | 2022-06-14 |  | Non-lead
049307 | 550 BONITA AVE |  | Unknown, Non-Lead | No |  |  |  | Unknown, Non-Lead | 2003 | No |  |  |  | Non-lead
049308 | 655 CABRERA ST |  | Polytube | Yes |  | 2022-10-31 |  | PVC | 1959 | Yes |  | 2022-10-31 |  | Non-lead
049310 | B-23 20730 1ST AVE WEST |  | Polytube | Yes |  | 2024-09-24 |  | PVC | 2002 | Yes |  | 2024-09-24 |  | Non-lead
049311 | 17168 FLYING FISH LN |  | Polytube | Yes |  | 2022-06-29 |  | PVC | 2003 | Yes |  | 2022-06-29 |  | Non-lead
049312 | 28254 HELEN AVE |  | Polytube | Yes |  | 2024-06-04 |  | PVC | 1971 | Yes |  | 2024-06-04 |  | Non-lead
049313 | 22822 JOHN SILVER LN |  | Unknown, Non-Lead | No |  |  |  | Unknown, Non-Lead | 2002 | No |  |  |  | Non-lead
049314 | 159 KEY HAVEN RD |  | Unknown, Non-Lead | No |  |  |  | PVC | 2012 | No |  |  |  | Non-lead
049315 | 17084 GREEN TURTLE LN |  | Polytube | Yes |  | 2023-05-04 |  | PVC | 1983 | Yes |  | 2023-05-04 |  | Non-lead
049316 | 82100 OVERSEAS Hwy |  | Steel | Yes |  | 2022-06-27 |  | PVC | 1973 | Yes |  | 2022-06-27 |  | Non-lead
049317 | 102200 OVERSEAS HWY |  | Unknown, Non-Lead | Yes |  | 2020-04-17 |  | Unknown, Non-Lead | 2012 | Yes |  | 2020-04-17 |  | Non-lead
049318 | 120 VENETIAN WAY |  | Unknown, Non-Lead | No |  |  |  | Unknown, Non-Lead | 2002 | No |  |  |  | Non-lead
049319 | 234 AZALEA ST |  | Unknown, Non-Lead | Yes |  | 2019-11-27 |  | Unknown, Non-Lead | 2003 | Yes |  | 2019-11-27 |  | Non-lead
049320 | 209 CORAL RD |  | Unknown, Non-Lead | Yes |  | 2020-09-25 |  | Unknown, Non-Lead | 2002 | Yes |  | 2020-09-25 |  | Non-lead
049321 | 11750 5TH OCEAN AVE |  | Polytube | Yes |  | 2022-09-30 |  | PVC | 1953 | Yes |  | 2022-09-30 |  | Non-lead
049323 | 583 INDIES RD |  | Polytube | Yes |  | 2022-07-29 |  | PVC | 2002 | Yes |  | 2022-07-29 |  | Non-lead
049324 | 860 LAGOON DR |  | Unknown, Non-Lead | Yes |  | 2018-07-12 |  | PVC | 1992 | Yes |  | 2018-07-12 |  | Non-lead
049325 | 939 E CARIBBEAN DR |  | Polytube | Yes |  | 2019-03-31 |  | PVC | 1981 | Yes |  | 2019-03-31 |  | Non-lead
049326 | 805 1ST ST |  | Unknown, Non-Lead | Yes |  | 2019-11-18 |  | Unknown, Non-Lead | 2003 | Yes |  | 2019-11-18 |  | Non-lead
049327 | 511 AVE A |  | Polytube | Yes |  | 2022-07-06 |  | PVC | 2002 | Yes |  | 2022-07-06 |  | Non-lead
049328 | 753 EAST SHORE DR |  | Unknown, Non-Lead | Yes |  | 2019-04-25 |  | PVC | 2003 | Yes |  | 2019-04-25 |  | Non-lead
049329 | LOT 07A 6630 MALONEY AVE |  | PVC | Yes |  | 2023-03-06 |  | PVC | 1986 | Yes |  | 2023-03-06 |  | Non-lead
049330 | LOT 09B 6630 MALONEY AVE |  | Polytube | Yes |  | 2023-03-06 |  | PVC | 1986 | Yes |  | 2023-03-06 |  | Non-lead
049331 | 979 GIBRALTER RD |  | Polytube | Yes |  | 2022-08-22 |  | PVC | 2002 | Yes |  | 2022-08-22 |  | Non-lead
049332 | 101 MAGNOLIA |  | Polytube | Yes |  | 2022-11-23 |  | PVC | 1975 | Yes |  | 2022-11-23 |  | Non-lead
049333 | 110 PORTO SALVO DR |  | Polytube | Yes |  | 2022-03-21 |  | Copper | 2003 | Yes |  | 2022-03-21 |  | Non-lead
049334 | 206 BOUGANVILLA ST |  | Unknown, Non-Lead | No |  |  |  | Unknown, Non-Lead | 2003 | No |  |  |  | Non-lead
049335 | 227 S BAY HARBOR DR |  | Polytube | Yes |  | 2021-04-27 |  | PVC | 1991 | Yes |  | 2021-04-27 |  | Non-lead
049337 | 3 DRIFTWOOD DR |  | Polytube | Yes |  | 2024-05-21 |  | PVC | 2002 | Yes |  | 2024-05-21 |  | Non-lead
049338 | W 20791 2ND AVE |  | Unknown, Non-Lead | Yes |  | 2018-05-22 |  | PVC | 2002 | Yes |  | 2018-05-22 |  | Non-lead
049339 | 806 TRUMAN AVE |  | Polytube | Yes |  | 2023-03-28 |  | PVC | 1918 | Yes |  | 2023-03-28 |  | Non-lead
049340 | 2330 SEIDENBERG AVE |  | Unknown, Non-Lead | No |  |  |  | Unknown, Non-Lead | 2002 | No |  |  |  | Non-lead
049341 | 331 E CARIBBEAN DR |  | Unknown, Non-Lead | Yes |  | 2020-01-23 |  | PVC | 1994 | Yes |  | 2020-01-23 |  | Non-lead
049342 | 17067 MARLIN DR |  | Unknown, Non-Lead | Yes |  | 2024-08-30 |  | Unknown, Non-Lead | 2006 | Yes |  | 2024-08-30 |  | Non-lead
049343 | LOCATION BOAT 5950 PENINSULAR AVE |  | Unknown, Non-Lead | Yes |  | 2017-07-31 |  | PVC | 2020 | Yes |  | 2017-07-31 |  | Non-lead
049344 | APT 2 1409 5TH ST |  | Unknown, Non-Lead | No |  |  |  | Unknown, Non-Lead | 2001 | No |  |  |  | Non-lead
049345 | 17345 JAMAICA LANE |  | Unknown, Non-Lead | Yes |  | 2018-11-30 |  | Unknown, Non-Lead | 2003 | Yes |  | 2018-11-30 |  | Non-lead
049346 | L22 1212 VON PHISTER ST |  | Polytube | Yes |  | 2023-03-17 |  | PVC | 2002 | Yes |  | 2023-03-17 |  | Non-lead
049347 | UNIT 09 3029 N ROOSEVELT BLVD |  | Unknown, Non-Lead | Yes |  | 2017-10-23 |  | Unknown, Non-Lead | 2002 | Yes |  | 2017-10-23 |  | Non-lead
049348 | UNIT 10 3029 N ROOSEVELT BLVD |  | Polytube | Yes |  | 2023-07-18 |  | PVC | 2002 | Yes |  | 2023-07-18 |  | Non-lead
049349 | UNIT 11 3029 N ROOSEVELT BLVD |  | Unknown, Non-Lead | Yes |  | 2024-03-15 |  | Unknown, Non-Lead | 2002 | Yes |  | 2024-03-15 |  | Non-lead
049350 | UNIT 12 3029 N ROOSEVELT BLVD |  | Unknown, Non-Lead | Yes |  | 2021-08-11 |  | PVC | 2002 | Yes |  | 2021-08-11 |  | Non-lead
049351 | UNIT 13 3029 N ROOSEVELT BLVD |  | Polytube | Yes |  | 2022-10-17 |  | PVC | 2002 | Yes |  | 2022-10-17 |  | Non-lead
049352 | UNIT 14 3029 N ROOSEVELT BLVD |  | Unknown, Non-Lead | Yes |  | 2024-07-15 |  | Unknown, Non-Lead | 2002 | Yes |  | 2024-07-15 |  | Non-lead
049353 | UNIT 15 3029 N ROOSEVELT BLVD |  | Unknown, Non-Lead | No |  |  |  | Unknown, Non-Lead | 2002 | No |  |  |  | Non-lead
049354 | UNIT 16 3029 N ROOSEVELT BLVD |  | Unknown, Non-Lead | Yes |  | 2020-07-29 |  | Unknown, Non-Lead | 2002 | Yes |  | 2020-07-29 |  | Non-lead
049355 | UNIT 17 3029 N ROOSEVELT BLVD |  | Unknown, Non-Lead | Yes |  | 2018-01-02 |  | Unknown, Non-Lead | 2002 | Yes |  | 2018-01-02 |  | Non-lead
049356 | UNIT 18 3029 N ROOSEVELT BLVD |  | Unknown, Non-Lead | No |  |  |  | Unknown, Non-Lead | 2002 | No |  |  |  | Non-lead
049357 | UNIT 19 3029 N ROOSEVELT BLVD |  | Unknown, Non-Lead | No |  |  |  | Unknown, Non-Lead | 2002 | No |  |  |  | Non-lead
049358 | UNIT 20 3029 N ROOSEVELT BLVD |  | Unknown, Non-Lead | No |  |  |  | Unknown, Non-Lead | 2002 | No |  |  |  | Non-lead
049359 | UNIT 21 3029 N ROOSEVELT BLVD |  | Unknown, Non-Lead | Yes |  | 2018-10-10 |  | PVC | 2002 | Yes |  | 2018-10-10 |  | Non-lead
049360 | UNIT 22 3029 N ROOSEVELT BLVD |  | Polytube | Yes |  | 2023-09-13 |  | PVC | 2002 | Yes |  | 2023-09-13 |  | Non-lead
049361 | UNIT 23 3029 N ROOSEVELT BLVD |  | Unknown, Non-Lead | Yes |  | 2024-01-08 |  | Unknown, Non-Lead | 2002 | Yes |  | 2024-01-08 |  | Non-lead
049362 | UNIT 24 3029 N ROOSEVELT BLVD |  | Unknown, Non-Lead | Yes |  | 2021-09-17 |  | PVC | 2002 | Yes |  | 2021-09-17 |  | Non-lead
049363 | UNIT 25 3029 N ROOSEVELT BLVD |  | Unknown, Non-Lead | Yes |  | 2018-06-15 |  | Unknown, Non-Lead | 2002 | Yes |  | 2018-06-15 |  | Non-lead
049364 | UNIT 26 3029 N ROOSEVELT BLVD |  | Unknown, Non-Lead | No |  |  |  | Unknown, Non-Lead | 2002 | No |  |  |  | Non-lead
049365 | UNIT 27 3029 N ROOSEVELT BLVD |  | Unknown, Non-Lead | Yes |  | 2021-03-15 |  | Unknown, Non-Lead | 2002 | Yes |  | 2021-03-15 |  | Non-lead
049366 | APT B 1510 SEMINARY ST |  | Copper | Yes |  | 2024-03-22 |  | Copper | 1985 | Yes |  | 2024-03-22 |  | Non-lead
049367 | 1700 JOHNSON ST |  | Unknown, Non-Lead | Yes |  | 2019-03-11 |  | Unknown, Non-Lead | 2003 | Yes |  | 2019-03-11 |  | Non-lead
049369 | 16880 TAMARIND DR |  | Polytube | Yes |  | 2023-08-25 |  | PVC | 1972 | Yes |  | 2023-08-25 |  | Non-lead
049370 | 85 SOUTH POINT DR |  | Unknown, Non-Lead | No |  |  |  | Unknown, Non-Lead | 2003 | No |  |  |  | Non-lead
049371 | 17306 JAMAICA LN |  | Unknown, Non-Lead | Yes |  | 2021-09-16 |  | PVC | 2002 | Yes |  | 2021-09-16 |  | Non-lead
049373 | L9 B3 21 MUTINY PL |  | Unknown, Non-Lead | Yes |  | 2019-10-29 |  | Unknown, Non-Lead | 2001 | Yes |  | 2019-10-29 |  | Non-lead
049374 | 22 MANGROVE LN |  | Unknown, Non-Lead | Yes |  | 2018-06-19 |  | PVC | 2003 | Yes |  | 2018-06-19 |  | Non-lead
049375 | 126 OCEAN SHORES DR |  | Unknown, Non-Lead | Yes |  | 2019-11-19 |  | PVC | 1991 | Yes |  | 2019-11-19 |  | Non-lead
049376 | 148 CORAL AVE |  | Unknown, Non-Lead | No |  |  |  | Unknown, Non-Lead | 2003 | No |  |  |  | Non-lead
049377 | 510 AVENUE A |  | Unknown, Non-Lead | Yes |  | 2021-11-22 |  | Unknown, Non-Lead | 2004 | Yes |  | 2021-11-22 |  | Non-lead
049378 | AKA951 909 CAROLINE ST |  | Unknown, Non-Lead | Yes |  | 2024-06-25 |  | Unknown, Non-Lead | 2002 | Yes |  | 2024-06-25 |  | Non-lead
049379 | 951 CAROLINE ST |  | Unknown, Non-Lead | Yes |  | 2023-08-08 |  | Unknown, Non-Lead | 2002 | Yes |  | 2023-08-08 |  | Non-lead
049380 | 213 AVE G |  | Polytube | Yes |  | 2024-08-30 |  | PVC | 2010 | Yes |  | 2024-08-30 |  | Non-lead
049381 | APT UP 1807 ATLANTIC BLVD |  | Polytube | Yes |  | 2022-09-22 |  | PVC | 1938 | Yes |  | 2022-09-22 |  | Non-lead
049382 | 5105 COLLEGE RD |  | Unknown, Non-Lead | Yes |  | 2023-05-04 |  | No Piping | 1947 | Yes |  | 2023-05-04 |  | Non-lead
049383 | RD 573 INDIES |  | Unknown, Non-Lead | Yes |  | 2017-08-02 |  | PVC | 1996 | Yes |  | 2017-08-02 |  | Non-lead
049384 | LANE 121 GULFWINDS |  | Unknown, Non-Lead | Yes |  | 2020-07-20 |  | PVC | 1992 | Yes |  | 2020-07-20 |  | Non-lead
049385 | 416 25TH St |  | Polytube | Yes |  | 2022-12-20 |  | PVC | 1972 | Yes |  | 2022-12-20 |  | Non-lead
049386 | 418 25TH ST |  | Polytube | Yes |  | 2022-12-20 |  | PVC | 1975 | Yes |  | 2022-12-20 |  | Non-lead
049387 | 124 BRUCE CT |  | Polytube | Yes |  | 2023-06-20 |  | PVC | 2003 | Yes |  | 2023-06-20 |  | Non-lead
049388 | APT UP 1125 GRINNELL ST |  | Polytube | Yes |  | 2023-03-23 |  | PVC | 1928 | Yes |  | 2023-03-23 |  | Non-lead
049389 | 1718 VON PHISTER ST |  | Polytube | Yes |  | 2022-11-10 |  | PVC | 1953 | Yes |  | 2022-11-10 |  | Non-lead
049390 | 1716 VON PHISTER ST |  | Unknown, Non-Lead | Yes |  | 2019-12-20 |  | Unknown, Non-Lead | 2002 | Yes |  | 2019-12-20 |  | Non-lead
049391 | 22946 TEACH LN |  | Polytube | Yes |  | 2024-04-23 |  | Copper | 2002 | Yes |  | 2024-04-23 |  | Non-lead
049392 | 22937 JOHN AVERY LN |  | Unknown, Non-Lead | Yes |  | 2017-12-18 |  | Unknown, Non-Lead | 2006 | Yes |  | 2017-12-18 |  | Non-lead
049395 | 5960 PENNISULA AVE |  | Unknown, Non-Lead | No |  |  |  | Unknown, Non-Lead | 2003 | No |  |  |  | Non-lead
049396 | 5950 PENNISULA AVE |  | Unknown, Non-Lead | Yes |  | 2017-01-24 |  | Unknown, Non-Lead | 2020 | Yes |  | 2017-01-24 |  | Non-lead
049397 | 5950 PENNISULA AVE |  | Unknown, Non-Lead | No |  |  |  | Unknown, Non-Lead | 2020 | No |  |  |  | Non-lead
049398 | L30 17266 JAMAICA DR |  | Polytube | Yes |  | 2019-07-23 |  | PVC | 2003 | Yes |  | 2019-07-23 |  | Non-lead
049399 | 26 KEY HAVEN RD |  | Unknown, Non-Lead | Yes |  | 2024-09-24 |  | PVC | 1990 | Yes |  | 2024-09-24 |  | Non-lead
049400 | 2 STICKNEY LN |  | Polytube | Yes |  | 2022-11-03 |  | PVC | 1935 | Yes |  | 2022-11-03 |  | Non-lead
049401 | 390 LESRHODES DR |  | Unknown, Non-Lead | Yes |  | 2018-04-11 |  | Copper | 2002 | Yes |  | 2018-04-11 |  | Non-lead
049402 | LT18B4 23020 BONITO LN |  | Unknown, Non-Lead | No |  |  |  | Unknown, Non-Lead | 2002 | No |  |  |  | Non-lead
049405 | 150 DICKIE WAY |  | Polytube | Yes |  | 2023-01-30 |  | PVC | 1956 | Yes |  | 2023-01-30 |  | Non-lead
049406 | 223 AZALEA ST |  | Unknown, Non-Lead | Yes |  | 2018-11-15 |  | Unknown, Non-Lead | 2001 | Yes |  | 2018-11-15 |  | Non-lead
049407 | 83 LAKE SHORE DR |  | Unknown, Non-Lead | Yes |  | 2021-07-02 |  | PVC | 2002 | Yes |  | 2021-07-02 |  | Non-lead
049408 | UNIT 101 5960 PENINSULAR AVE |  | Unknown, Non-Lead | No |  |  |  | Unknown, Non-Lead | 2003 | No |  |  |  | Non-lead
049409 | UNIT 201 5960 PENINSULAR AVE |  | Unknown, Non-Lead | Yes |  | 2024-05-31 |  | Unknown, Non-Lead | 2003 | Yes |  | 2024-05-31 |  | Non-lead
049410 | UNIT 102 5960 PENINSULAR AVE |  | Unknown, Non-Lead | Yes |  | 2019-02-05 |  | Unknown, Non-Lead | 2020 | Yes |  | 2019-02-05 |  | Non-lead
049411 | UNIT 202 5960 PENINSULAR AVE |  | Unknown, Non-Lead | Yes |  | 2019-05-17 |  | Unknown, Non-Lead | 2003 | Yes |  | 2019-05-17 |  | Non-lead
049412 | UNIT 103 5960 PENINSULAR AVE |  | Unknown, Non-Lead | Yes |  | 2024-02-05 |  | PVC | 2020 | Yes |  | 2024-02-05 |  | Non-lead
049413 | UNIT 203 5960 PENINSULAR AVE |  | Unknown, Non-Lead | Yes |  | 2024-08-27 |  | Unknown, Non-Lead | 2003 | Yes |  | 2024-08-27 |  | Non-lead
049414 | UNIT 104 5960 PENINSULAR AVE |  | Unknown, Non-Lead | Yes |  | 2019-07-01 |  | PVC | 2020 | Yes |  | 2019-07-01 |  | Non-lead
049415 | UNIT 204 5960 PENINSULAR AVE |  | Unknown, Non-Lead | No |  |  |  | Unknown, Non-Lead | 2003 | No |  |  |  | Non-lead
049416 | UNIT 105 5960 PENINSULAR AVE |  | Unknown, Non-Lead | No |  |  |  | Unknown, Non-Lead | 2003 | No |  |  |  | Non-lead
049417 | UNIT 205 5960 PENINSULAR AVE |  | Unknown, Non-Lead | Yes |  | 2019-06-19 |  | PVC | 2003 | Yes |  | 2019-06-19 |  | Non-lead
049418 | UNIT 106 5960 PENINSULAR AVE |  | Unknown, Non-Lead | Yes |  | 2020-12-03 |  | Unknown, Non-Lead | 2003 | Yes |  | 2020-12-03 |  | Non-lead
049419 | UNIT 206 5960 PENINSULAR AVE |  | Unknown, Non-Lead | No |  |  |  | Unknown, Non-Lead | 2003 | No |  |  |  | Non-lead
049420 | UNIT 107 5960 PENINSULAR AVE |  | Unknown, Non-Lead | Yes |  | 2021-11-29 |  | Unknown, Non-Lead | 2003 | Yes |  | 2021-11-29 |  | Non-lead
049421 | UNIT 207 5960 PENINSULAR AVE |  | Unknown, Non-Lead | Yes |  | 2017-11-01 |  | PVC | 2020 | Yes |  | 2017-11-01 |  | Non-lead
049422 | UNIT 108 5960 PENINSULAR AVE |  | Unknown, Non-Lead | No |  |  |  | Unknown, Non-Lead | 2003 | No |  |  |  | Non-lead
049423 | UNIT 208 5960 PENINSULAR AVE |  | Unknown, Non-Lead | No |  |  |  | Unknown, Non-Lead | 2020 | No |  |  |  | Non-lead
049424 | UNIT 109 5960 PENINSULAR AVE |  | Unknown, Non-Lead | No |  |  |  | Unknown, Non-Lead | 2003 | No |  |  |  | Non-lead
049425 | UNIT 209 5960 PENINSULAR AVE |  | Unknown, Non-Lead | No |  |  |  | Unknown, Non-Lead | 2020 | No |  |  |  | Non-lead
049426 | UNIT 110 5960 PENINSULAR AVE |  | Unknown, Non-Lead | Yes |  | 2018-07-23 |  | Unknown, Non-Lead | 2003 | Yes |  | 2018-07-23 |  | Non-lead
049427 | UNIT 210 5960 PENINSULAR AVE |  | Polytube | Yes |  | 2023-07-06 |  | PVC | 2020 | Yes |  | 2023-07-06 |  | Non-lead
049428 | UNIT 111 5960 PENINSULAR AVE |  | Unknown, Non-Lead | No |  |  |  | Unknown, Non-Lead | 2020 | No |  |  |  | Non-lead
049429 | UNIT 211 5960 PENINSULAR AVE |  | Unknown, Non-Lead | Yes |  | 2021-11-29 |  | Unknown, Non-Lead | 2003 | Yes |  | 2021-11-29 |  | Non-lead
049430 | COMMON AREA 5960 PENINSULAR AVE |  | PVC | Yes |  | 2023-03-08 |  | PVC | 2003 | Yes |  | 2023-03-08 |  | Non-lead
049431 | 2100 FLAGLER AVE |  | Unknown, Non-Lead | No |  |  |  | Unknown, Non-Lead | 2004 | No |  |  |  | Non-lead
049433 | 104 GULFSIDE DR |  | Unknown, Non-Lead | Yes |  | 2020-10-07 |  | Unknown, Non-Lead | 2004 | Yes |  | 2020-10-07 |  | Non-lead
049434 | (SEWER) 100 HAMMOCK TRL |  | Unknown, Non-Lead | Yes |  | 2021-11-08 |  | PVC | 2003 | Yes |  | 2021-11-08 |  | Non-lead
049435 | 202 AZALEA ST |  | Unknown, Non-Lead | No |  |  |  | Unknown, Non-Lead | 2002 | No |  |  |  | Non-lead
049436 | 91620 OVERSEAS HWY |  | Polytube | Yes |  | 2023-02-14 |  | Copper | 1940 | Yes |  | 2023-02-14 |  | Non-lead
049437 | 543 LAFITTE RD |  | Unknown, Non-Lead | Yes |  | 2018-01-17 |  | Unknown, Non-Lead | 2003 | Yes |  | 2018-01-17 |  | Non-lead
049438 | 150 COCO PLUM DR (SLIPS 1-50) |  | Polytube | Yes |  | 2022-10-22 |  | Unknown, Non-Lead | 1987 | Yes |  | 2022-10-22 |  | Non-lead
049439 | 1052 E CARIBBEAN DR |  | Polytube | Yes |  | 2023-04-24 |  | PVC | 1974 | Yes |  | 2023-04-24 |  | Non-lead
049440 | 330 13TH ST |  | Copper | Yes |  | 2024-01-04 |  | Copper | 2006 | Yes |  | 2024-01-04 |  | Non-lead
049441 | 121 SNAPPER CREEK DR |  | Unknown, Non-Lead | Yes |  | 2021-04-12 |  | Unknown, Non-Lead | 2002 | Yes |  | 2021-04-12 |  | Non-lead
049442 | APT 2 3739 DUCK AVE |  | Polytube | Yes |  | 2022-07-06 |  | PVC | 1963 | Yes |  | 2022-07-06 |  | Non-lead
049443 | 18 BONEFISH AVE |  | Unknown, Non-Lead | Yes |  | 2018-04-16 |  | Unknown, Non-Lead | 2000 | Yes |  | 2018-04-16 |  | Non-lead
049444 | 206 AZALEA ST |  | Unknown, Non-Lead | No |  |  |  | Unknown, Non-Lead | 2003 | No |  |  |  | Non-lead
049445 | 260 S COCONUT PALM BLVD |  | Unknown, Non-Lead | Yes |  | 2023-01-25 |  | PVC | 1997 | Yes |  | 2023-01-25 |  | Non-lead
049446 | L155 115 W PLAZA DEL SOL |  | Unknown, Non-Lead | Yes |  | 2020-07-17 |  | PVC | 2003 | Yes |  | 2020-07-17 |  | Non-lead
049447 | 10 SE MARLIN AVE |  | Unknown, Non-Lead | No |  |  |  | Unknown, Non-Lead | 2002 | No |  |  |  | Non-lead
049448 | 19931 OVERSEAS HWY |  | Unknown, Non-Lead | Yes |  | 2020-01-02 |  | Unknown, Non-Lead | 2002 | Yes |  | 2020-01-02 |  | Non-lead
049449 | 17033 CORAL DR |  | Unknown, Non-Lead | No |  |  |  | Unknown, Non-Lead | 2003 | No |  |  |  | Non-lead
049450 | 121 CUTLASS LN |  | Unknown, Non-Lead | Yes |  | 2021-06-30 |  | PVC | 2002 | Yes |  | 2021-06-30 |  | Non-lead
049451 | 510 BARRY AVE |  | Unknown, Non-Lead | No |  |  |  | Unknown, Non-Lead | 1990 | No |  |  |  | Non-lead
049452 | 13 BAY DRIVE |  | Polytube | Yes |  | 2023-08-21 |  | PVC | 1969 | Yes |  | 2023-08-21 |  | Non-lead
049453 | SLIP A 100 AVE I |  | Polytube | Yes |  | 2022-10-22 |  | PVC | 1987 | Yes |  | 2022-10-22 |  | Non-lead
049454 | SLIP B 100 AVE I |  | Polytube | Yes |  | 2023-02-08 |  | PVC | 1987 | Yes |  | 2023-02-08 |  | Non-lead
049455 | 29520 CUPON RD |  | Polytube | Yes |  | 2022-12-08 |  | PVC | 1983 | Yes |  | 2022-12-08 |  | Non-lead
049456 | INDIES CLUB AND SPA HAWKS CAY BLVD |  | Polytube | Yes |  | 2022-10-22 |  | PVC | 1961 | Yes |  | 2022-10-22 |  | Non-lead
049457 | 315 SOMBRERO BCH RD |  | Unknown, Non-Lead | Yes |  | 2020-08-28 |  | Unknown, Non-Lead | 2003 | Yes |  | 2020-08-28 |  | Non-lead
049458 | 903 THOMAS ST |  | Polytube | Yes |  | 2023-05-04 |  | Polytube | 1933 | Yes |  | 2023-05-04 |  | Non-lead
049459 | APT B 2501 FOGARTY AVE |  | Polytube | Yes |  | 2022-08-23 |  | PVC | 1963 | Yes |  | 2022-08-23 |  | Non-lead
049460 | 958 GULF DR |  | Unknown, Non-Lead | Yes |  | 2024-03-28 |  | Unknown, Non-Lead | 2003 | Yes |  | 2024-03-28 |  | Non-lead
049461 | 9 GARDENIA ST |  | Polytube | Yes |  | 2022-08-10 |  | PVC |  | Yes |  | 2022-08-10 |  | Non-lead
049462 | APT 3 1805 ATLANTIC BLVD |  | Polytube | Yes |  | 2022-09-22 |  | PVC | 1975 | Yes |  | 2022-09-22 |  | Non-lead
049463 | UNIT 4 1805 ATLANTIC BLVD |  | Polytube | Yes |  | 2022-09-22 |  | PVC | 1975 | Yes |  | 2022-09-22 |  | Non-lead
049464 | 3314 RIVIERA DR |  | Unknown, Non-Lead | Yes |  | 2021-06-21 |  | Unknown, Non-Lead | 2003 | Yes |  | 2021-06-21 |  | Non-lead
049465 | L-31 19401 CANAL DR |  | Unknown, Non-Lead | Yes |  | 2019-01-22 |  | Unknown, Non-Lead | 2002 | Yes |  | 2019-01-22 |  | Non-lead
049466 | 631 PIRATES RD |  | Unknown, Non-Lead | No |  |  |  | Unknown, Non-Lead | 1996 | No |  |  |  | Non-lead
049467 | 234 LIGNUMVITAE DR |  | Unknown, Non-Lead | No |  |  |  | Unknown, Non-Lead | 2003 | No |  |  |  | Non-lead
049468 | L1 B2 9 COUNTRY CLUB RD |  | Unknown, Non-Lead | Yes |  | 2019-12-10 |  | PVC | 2003 | Yes |  | 2019-12-10 |  | Non-lead
049469 | 547 OCEAN CAY DR |  | Unknown, Non-Lead | Yes |  | 2022-06-28 |  | Unknown, Non-Lead | 2004 | Yes |  | 2022-06-28 |  | Non-lead
049470 | AVE 38 BASS |  | Polytube | Yes |  | 2023-03-09 |  | PVC | 2004 | Yes |  | 2023-03-09 |  | Non-lead
049471 | 59 N BOUNTY LN |  | Unknown, Non-Lead | Yes |  | 2018-08-28 |  | PVC | 2004 | Yes |  | 2018-08-28 |  | Non-lead
049472 | 2516 RIDGE AVE |  | Polytube | Yes |  | 2023-03-20 |  | PVC | 1971 | Yes |  | 2023-03-20 |  | Non-lead
049473 | 317 SOMBRERO BEACH RD |  | Unknown, Non-Lead | No |  |  |  | Unknown, Non-Lead | 2003 | No |  |  |  | Non-lead
049474 | 171 8TH ST |  | Unknown, Non-Lead | Yes |  | 2019-04-08 |  | PVC | 2003 | Yes |  | 2019-04-08 |  | Non-lead
049475 | 119 ALYNN PL |  | Polytube | Yes |  | 2023-01-27 |  | PVC | 1977 | Yes |  | 2023-01-27 |  | Non-lead
049476 | 240 13TH ST |  | Unknown, Non-Lead | Yes |  | 2023-09-11 |  | PVC | 2003 | Yes |  | 2023-09-11 |  | Non-lead
049477 | DR 129 S LAYTON |  | Unknown, Non-Lead | Yes |  | 2023-05-04 |  | No Piping | 1986 | Yes |  | 2023-05-04 |  | Non-lead
049478 | L-24 21546 SACARMA DR |  | Polytube | Yes |  | 2022-11-09 |  | PVC | 1958 | Yes |  | 2022-11-09 |  | Non-lead
049479 | 30412 5TH ST |  | Polytube | Yes |  | 2022-06-24 |  | PVC |  | Yes |  | 2022-06-24 |  | Non-lead
049480 | L1BLK4 441 N AIRPORT DR |  | Unknown, Non-Lead | No |  |  |  | Unknown, Non-Lead | 2002 | No |  |  |  | Non-lead
049481 | 58 COCO PLUM DR |  | Unknown, Non-Lead | Yes |  | 2024-04-18 |  | Unknown, Non-Lead | 2015 | Yes |  | 2024-04-18 |  | Non-lead
049482 | 22658 US 1 SQUARE GROUPER HWY |  | Unknown, Non-Lead | Yes |  | 2021-07-30 |  | Unknown, Non-Lead | 2003 | Yes |  | 2021-07-30 |  | Non-lead
049483 | APT B 1400 WHITE ST |  | Polytube | Yes |  | 2022-09-08 |  | PVC | 1948 | Yes |  | 2022-09-08 |  | Non-lead
049484 | APT C 1400 WHITE ST |  | Polytube | Yes |  | 2023-03-17 |  | PVC | 1948 | Yes |  | 2023-03-17 |  | Non-lead
049486 | 17071 MARLIN DR |  | Unknown, Non-Lead | Yes |  | 2022-03-30 |  | PVC | 2002 | Yes |  | 2022-03-30 |  | Non-lead
049487 | 7009 SHRIMP RD |  | Unknown, Non-Lead | No |  |  |  | No Piping | 1968 | No |  |  |  | Non-lead
049488 | 22943 JOHN AVERY LN |  | Polytube | Yes |  | 2022-09-14 |  | PVC | 2002 | Yes |  | 2022-09-14 |  | Non-lead
049489 | 330 B AVE |  | Polytube | No |  |  |  | PVC | 2002 | No |  |  |  | Non-lead
049490 | 320 AVE B |  | Unknown, Non-Lead | No |  |  |  | Unknown, Non-Lead | 2002 | No |  |  |  | Non-lead
049491 | 340 AVENUE B |  | Polytube | Yes |  | 2023-07-14 |  | PVC | 1973 | Yes |  | 2023-07-14 |  | Non-lead
049492 | 22879 BLACKBEARD RD |  | Polytube | Yes |  | 2022-12-28 |  | PVC | 2002 | Yes |  | 2022-12-28 |  | Non-lead
049493 | DWN R 417 BAHAMA ST |  | Polytube | Yes |  | 2022-11-29 |  | PVC | 1963 | Yes |  | 2022-11-29 |  | Non-lead
049494 | #2 280 PALOMINO HORSE TRL |  | Polytube | Yes |  | 2024-04-25 |  | PVC | 1980 | Yes |  | 2024-04-25 |  | Non-lead
049495 | 109 STROMBOLI DR |  | Unknown, Non-Lead | Yes |  | 2018-11-21 |  | PVC | 2003 | Yes |  | 2018-11-21 |  | Non-lead
049496 | 804 MADRID ST |  | Unknown, Non-Lead | No |  |  |  | Unknown, Non-Lead | 2002 | No |  |  |  | Non-lead
049497 | 802 MADRID RD |  | Unknown, Non-Lead | Yes |  | 2020-09-22 |  | PVC | 2002 | Yes |  | 2020-09-22 |  | Non-lead
049498 | 103 COASTAL DR |  | Unknown, Non-Lead | Yes |  | 2022-12-12 |  | PVC | 2005 | Yes |  | 2022-12-12 |  | Non-lead
049499 | 450 BARRACUDA L18 |  | Unknown, Non-Lead | Yes |  | 2019-10-18 |  | PVC | 2004 | Yes |  | 2019-10-18 |  | Non-lead
049500 | 265 66TH ST |  | Polytube | Yes |  | 2022-09-22 |  | PVC | 2002 | Yes |  | 2022-09-22 |  | Non-lead
049501 | 45 LOBSTERTAIL RD |  | Polytube | Yes |  | 2022-12-12 |  | PVC | 1977 | Yes |  | 2022-12-12 |  | Non-lead
049502 | 240 G AVE |  | Unknown, Non-Lead | Yes |  | 2021-09-23 |  | PVC | 2003 | Yes |  | 2021-09-23 |  | Non-lead
049503 | S 136 INDIES |  | Unknown, Non-Lead | Yes |  | 2018-05-08 |  | PVC | 2004 | Yes |  | 2018-05-08 |  | Non-lead
049504 | 1380 73RD ST |  | Unknown, Non-Lead | Yes |  | 2023-08-16 |  | Unknown, Non-Lead | 2002 | Yes |  | 2023-08-16 |  | Non-lead
049506 | EAST 949 CARIBBEAN DR |  | Polytube | Yes |  | 2022-11-16 |  | PVC | 2002 | Yes |  | 2022-11-16 |  | Non-lead
049509 | 121 DOUBLOON LN |  | Polytube | Yes |  | 2022-11-07 |  | PVC | 1987 | Yes |  | 2022-11-07 |  | Non-lead
049510 | 17206 JAMAICA LANE |  | Unknown, Non-Lead | Yes |  | 2023-12-22 |  | Unknown, Non-Lead | 2003 | Yes |  | 2023-12-22 |  | Non-lead
049511 | L9B3 621 CAROLYN AVE |  | Unknown, Non-Lead | Yes |  | 2021-08-23 |  | PVC | 2002 | Yes |  | 2021-08-23 |  | Non-lead
049512 | L22 B8 27412 ST MARTIN LANE |  | Polytube | Yes |  | 2023-05-04 |  | PVC | 1982 | Yes |  | 2023-05-04 |  | Non-lead
049513 | APT B 1227 3RD ST |  | Polytube | Yes |  | 2023-04-26 |  | PVC | 1950 | Yes |  | 2023-04-26 |  | Non-lead
049514 | 723 INDIES RD |  | Unknown, Non-Lead | No |  |  |  | Unknown, Non-Lead | 2001 | No |  |  |  | Non-lead
049515 | 11 F AVE |  | Polytube | Yes |  | 2022-11-04 |  | PVC | 2004 | Yes |  | 2022-11-04 |  | Non-lead
049516 | 181 BAHAMA AVE |  | Unknown, Non-Lead | Yes |  | 2021-05-11 |  | Polytube | 2005 | Yes |  | 2021-05-11 |  | Non-lead
049517 | 491 CARIBBEAN DR |  | Unknown, Non-Lead | Yes |  | 2021-06-02 |  | PVC | 2003 | Yes |  | 2021-06-02 |  | Non-lead
049518 | 115 ARCTIC AVE |  | Unknown, Non-Lead | Yes |  | 2023-05-11 |  | Unknown, Non-Lead | 2005 | Yes |  | 2023-05-11 |  | Non-lead
049519 | 102 COASTAL DR |  | Unknown, Non-Lead | Yes |  | 2019-12-10 |  | Unknown, Non-Lead | 2005 | Yes |  | 2019-12-10 |  | Non-lead
049520 | 644 PONCE DE LEON |  | Polytube | Yes |  | 2023-02-08 |  | PVC | 1962 | Yes |  | 2023-02-08 |  | Non-lead
049521 | 75090 OVERSEAS HWY |  | Polytube | Yes |  | 2022-05-20 |  | PVC | 2011 | Yes |  | 2022-05-20 |  | Non-lead
049522 | 600 10TH ST |  | Unknown, Non-Lead | Yes |  | 2019-10-30 |  | PVC | 2003 | Yes |  | 2019-10-30 |  | Non-lead
049523 | 610 10TH ST |  | Unknown, Non-Lead | Yes |  | 2023-05-11 |  | Unknown, Non-Lead | 2003 | Yes |  | 2023-05-11 |  | Non-lead
049525 | 104 PIRATES COVE |  | Unknown, Non-Lead | Yes |  | 2023-08-16 |  | PVC | 2004 | Yes |  | 2023-08-16 |  | Non-lead
049526 | DR 69 CANNON ROYAL DR |  | Unknown, Non-Lead | No |  |  |  | Unknown, Non-Lead | 2004 | No |  |  |  | Non-lead
049527 | 1015 HOWE ST |  | Polytube | Yes |  | 2022-07-13 |  | PVC | 1933 | Yes |  | 2022-07-13 |  | Non-lead
049528 | 4 SUNSET KEY DR |  | Unknown, Non-Lead | Yes |  | 2022-05-27 |  | Unknown, Non-Lead | 2005 | Yes |  | 2022-05-27 |  | Non-lead
049529 | 139 SUNSET DR |  | Unknown, Non-Lead | Yes |  | 2018-05-17 |  | Unknown, Non-Lead | 2003 | Yes |  | 2018-05-17 |  | Non-lead
049530 | 91500 OVERSEAS HWY |  | Unknown, Non-Lead | No |  |  |  | Unknown, Non-Lead | 1998 | No |  |  |  | Non-lead
049531 | 185 GULFVIEW DR |  | Polytube | Yes |  | 2023-01-13 |  | PVC | 2004 | Yes |  | 2023-01-13 |  | Non-lead
049533 | BLDG1 100 HAMMOCK TRAIL |  | Unknown, Non-Lead | Yes |  | 2021-06-09 |  | Unknown, Non-Lead | 2003 | Yes |  | 2021-06-09 |  | Non-lead
049534 | APT 200 604 GREENE ST |  | Unknown | Yes |  | 2022-10-31 |  | Copper | 1928 | Yes |  | 2022-10-31 |  | Lead Status Unknown
049535 | APT 202 604 GREENE ST |  | Unknown | Yes |  | 2023-11-07 |  | Copper | 1928 | Yes |  | 2023-11-07 |  | Lead Status Unknown
049536 | APT 204 604 GREENE ST |  | Unknown | Yes |  | 2022-10-31 |  | Copper | 1928 | Yes |  | 2022-10-31 |  | Lead Status Unknown
049537 | APT 206 604 GREENE ST |  | Unknown | Yes |  | 2022-10-31 |  | Copper | 1928 | Yes |  | 2022-10-31 |  | Lead Status Unknown
049538 | 20 IBIS LN |  | Copper | Yes |  | 2024-03-21 |  | PVC | 2004 | Yes |  | 2024-03-21 |  | Non-lead
049539 | 531 5TH ST RS |  | Unknown, Non-Lead | Yes |  | 2024-03-26 |  | Unknown, Non-Lead | 1998 | Yes |  | 2024-03-26 |  | Non-lead
049540 | OCEAN 1680 74TH ST |  | Unknown, Non-Lead | Yes |  | 2022-11-10 |  | PVC | 2002 | Yes |  | 2022-11-10 |  | Non-lead
049541 | 31011 AVE C |  | Unknown, Non-Lead | Yes |  | 2020-06-22 |  | Unknown, Non-Lead | 2003 | Yes |  | 2020-06-22 |  | Non-lead
049542 | 295 13TH OCEAN ST |  | Unknown, Non-Lead | Yes |  | 2022-01-26 |  | Unknown, Non-Lead | 2003 | Yes |  | 2022-01-26 |  | Non-lead
049543 | 122 GALLEON LN |  | Polytube | Yes |  | 2022-07-25 |  | PVC | 2002 | Yes |  | 2022-07-25 |  | Non-lead
049544 | L9 B16 132 GALLEON LN |  | Polytube | Yes |  | 2022-11-15 |  | PVC | 2002 | Yes |  | 2022-11-15 |  | Non-lead
049545 | 17196 HIBISCUS LN |  | Polytube | Yes |  | 2022-06-29 |  | PVC | 2003 | Yes |  | 2022-06-29 |  | Non-lead
049546 | 21075 3RD AVE |  | Unknown, Non-Lead | Yes |  | 2018-08-30 |  | Unknown, Non-Lead | 2004 | Yes |  | 2018-08-30 |  | Non-lead
049547 | 17296 KEYSTONE RD |  | Unknown, Non-Lead | Yes |  | 2019-02-05 |  | Unknown, Non-Lead | 2003 | Yes |  | 2019-02-05 |  | Non-lead
049548 | BLDG2 100 HAMMOCK TRAIL |  | Unknown, Non-Lead | Yes |  | 2021-06-09 |  | PVC | 2003 | Yes |  | 2021-06-09 |  | Non-lead
049549 | 95601 OVERSEAS HWY PT TR 1 |  | Polytube | Yes |  | 2023-05-24 |  | PVC | 2007 | Yes |  | 2023-05-24 |  | Non-lead
049550 | 151 SEASIDE AVE |  | Unknown, Non-Lead | Yes |  | 2023-05-24 |  | PVC | 2004 | Yes |  | 2023-05-24 |  | Non-lead
049551 | 182 NORMANDY DR |  | Unknown, Non-Lead | No |  |  |  | Unknown, Non-Lead | 2003 | No |  |  |  | Non-lead
049552 | 203 AZALEA ST |  | Polytube | Yes |  | 2023-06-12 |  | Unknown, Non-Lead | 2004 | Yes |  | 2023-06-12 |  | Non-lead
049553 | 17097 BONITA LN W |  | Unknown, Non-Lead | Yes |  | 2024-04-29 |  | PVC | 2003 | Yes |  | 2024-04-29 |  | Non-lead
049554 | 824 TERRY LN |  | Polytube | Yes |  | 2022-07-25 |  | PVC | 1918 | Yes |  | 2022-07-25 |  | Non-lead
049555 | 710 PRADO CIRCLE |  | Polytube | Yes |  | 2024-10-07 |  | PVC | 1966 | Yes |  | 2024-10-07 |  | Non-lead
049556 | 775 CANDICE AVE |  | Polytube | Yes |  | 2023-01-25 |  | PVC | 1981 | Yes |  | 2023-01-25 |  | Non-lead
049557 | APT 2 629 UNITED ST |  | Polytube | Yes |  | 2023-11-15 |  | PVC | 1918 | Yes |  | 2023-11-15 |  | Non-lead
049558 | 1182 COATES LN |  | Polytube | Yes |  | 2022-10-31 |  | PVC | 1987 | Yes |  | 2022-10-31 |  | Non-lead
049559 | 341 AVE F |  | Unknown, Non-Lead | Yes |  | 2024-10-01 |  | Unknown, Non-Lead | 2002 | Yes |  | 2024-10-01 |  | Non-lead
049560 | 7600 OCEAN TERR |  | Polytube | Yes |  | 2023-02-06 |  | PVC | 2003 | Yes |  | 2023-02-06 |  | Non-lead
049561 | L-92 28308 COUNTY ROAD |  | Polytube | No |  |  |  | PVC | 1982 | No |  |  |  | Non-lead
049562 | 23033 WAHOO LANE |  | Unknown, Non-Lead | Yes |  | 2021-01-05 |  | Unknown, Non-Lead | 2003 | Yes |  | 2021-01-05 |  | Non-lead
049563 | L10B10 22945 BLUEGILL LN |  | Polytube | Yes |  | 2022-08-25 |  | PVC | 2003 | Yes |  | 2022-08-25 |  | Non-lead
049564 | L18 B5 215 SHORE AVE |  | Polytube | Yes |  | 2024-09-30 |  | PVC | 1986 | Yes |  | 2024-09-30 |  | Non-lead
049565 | 8000 OVERSEAS HWY |  | Unknown, Non-Lead | No |  |  |  | Unknown, Non-Lead | 1995 | No |  |  |  | Non-lead
049566 | 8000 OVERSEAS HWY |  | Unknown, Non-Lead | Yes |  | 2020-10-16 |  | Unknown, Non-Lead | 1995 | Yes |  | 2020-10-16 |  | Non-lead
049567 | 841 W OCEAN DR |  | Unknown, Non-Lead | Yes |  | 2024-05-08 |  | Unknown, Non-Lead | 2004 | Yes |  | 2024-05-08 |  | Non-lead
049568 | 959 E 75TH ST |  | Unknown, Non-Lead | Yes |  | 2024-01-11 |  | Unknown, Non-Lead | 2002 | Yes |  | 2024-01-11 |  | Non-lead
049569 | OCEAN 1138 76TH ST |  | Unknown, Non-Lead | Yes |  | 2024-05-20 |  | PVC | 2003 | Yes |  | 2024-05-20 |  | Non-lead
049570 | 1203 MOCKINGBIRD RD |  | Polytube | Yes |  | 2022-07-21 |  | PVC | 1986 | Yes |  | 2022-07-21 |  | Non-lead
049571 | 108 COASTAL DR |  | Unknown, Non-Lead | No |  |  |  | Unknown, Non-Lead | 2004 | No |  |  |  | Non-lead
049572 | 414 THIRD ST |  | Polytube | Yes |  | 2022-10-17 |  | PVC | 1973 | Yes |  | 2022-10-17 |  | Non-lead
049573 | 198 DOVE LAKE DR |  | Unknown, Non-Lead | Yes |  | 2016-12-19 |  | Unknown, Non-Lead | 2003 | Yes |  | 2016-12-19 |  | Non-lead
049574 | 106 SUNSET DR |  | Unknown, Non-Lead | Yes |  | 2021-11-15 |  | PVC | 2003 | Yes |  | 2021-11-15 |  | Non-lead
049575 | 1135 CALLE ENSENADA |  | Unknown, Non-Lead | Yes |  | 2021-03-31 |  | Unknown, Non-Lead | 2004 | Yes |  | 2021-03-31 |  | Non-lead
049576 | 2150 SOMBRERO BEACH RD |  | Polytube | Yes |  | 2022-07-13 |  | PVC | 2003 | Yes |  | 2022-07-13 |  | Non-lead
049577 | 2130 SOMBRERO BEACH RD |  | Unknown, Non-Lead | Yes |  | 2020-07-13 |  | Unknown, Non-Lead | 2003 | Yes |  | 2020-07-13 |  | Non-lead
049578 | 11760 2ND OCEAN AVE |  | Polytube | Yes |  | 2023-10-13 |  | PVC | 1958 | Yes |  | 2023-10-13 |  | Non-lead
049579 | 1900 H AVE |  | Unknown, Non-Lead | Yes |  | 2024-08-21 |  | Unknown, Non-Lead | 2003 | Yes |  | 2024-08-21 |  | Non-lead
049580 | D3 10TH AVE |  | Unknown, Non-Lead | Yes |  | 2024-09-27 |  | Unknown, Non-Lead | 2003 | Yes |  | 2024-09-27 |  | Non-lead
049581 | 733 DIANE ST |  | Unknown, Non-Lead | Yes |  | 2023-08-21 |  | Unknown, Non-Lead | 2003 | Yes |  | 2023-08-21 |  | Non-lead
049582 | 6 EVERGREEN CT |  | Unknown, Non-Lead | Yes |  | 2018-07-12 |  | Unknown, Non-Lead | 2004 | Yes |  | 2018-07-12 |  | Non-lead
049583 | APT REAR 2004 PATTERSON AVE |  | Unknown | Yes |  | 2023-04-26 |  | PVC | 1958 | Yes |  | 2023-04-26 |  | Lead Status Unknown
049584 | #B 30830 WATSON BLVD |  | Polytube | Yes |  | 2023-05-04 |  | Polytube | 1975 | Yes |  | 2023-05-04 |  | Non-lead
049585 | STE REAR 610 DUVAL ST |  | Unknown | Yes |  | 2022-09-26 |  | PVC | 1958 | Yes |  | 2022-09-26 |  | Lead Status Unknown
049586 | APT 4 604 TRUMAN AVE |  | Unknown, Non-Lead | Yes |  | 2022-04-11 |  | Unknown, Non-Lead | 2003 | Yes |  | 2022-04-11 |  | Non-lead
049587 | APT 1&2 604 TRUMAN AVE |  | Unknown, Non-Lead | Yes |  | 2021-07-20 |  | Unknown, Non-Lead | 2003 | Yes |  | 2021-07-20 |  | Non-lead
049588 | APT 3 604 TRUMAN AVE |  | Unknown, Non-Lead | Yes |  | 2017-10-30 |  | Unknown, Non-Lead | 2003 | Yes |  | 2017-10-30 |  | Non-lead
049589 | UNIT 1 1011 SIMONTON ST |  | Polytube | Yes |  | 2024-07-03 |  | PVC | 2003 | Yes |  | 2024-07-03 |  | Non-lead
049590 | APT 2 1011 SIMONTON ST |  | Unknown, Non-Lead | Yes |  | 2024-05-20 |  | Unknown, Non-Lead | 2003 | Yes |  | 2024-05-20 |  | Non-lead
049591 | APT 3 1011 SIMONTON ST |  | Unknown, Non-Lead | No |  |  |  | Unknown, Non-Lead | 2003 | No |  |  |  | Non-lead
049592 | COMMON 1009 SIMONTON ST |  | Unknown, Non-Lead | Yes |  | 2019-08-05 |  | Unknown, Non-Lead | 2003 | Yes |  | 2019-08-05 |  | Non-lead
049593 | UNIT 4 1011 SIMONTON ST |  | Unknown, Non-Lead | Yes |  | 2021-02-08 |  | Unknown, Non-Lead | 2003 | Yes |  | 2021-02-08 |  | Non-lead
049594 | #5 1011 SIMONTON ST |  | Unknown, Non-Lead | No |  |  |  | Unknown, Non-Lead | 2003 | No |  |  |  | Non-lead
049595 | SUITE 3 1009 SIMONTON ST |  | Unknown, Non-Lead | Yes |  | 2022-02-04 |  | Unknown, Non-Lead | 2003 | Yes |  | 2022-02-04 |  | Non-lead
049596 | #1&2 1009 SIMONTON ST |  | Unknown, Non-Lead | Yes |  | 2018-05-25 |  | Unknown, Non-Lead | 2003 | Yes |  | 2018-05-25 |  | Non-lead
049597 | APT 6F 1200 DUVAL ST |  | Unknown | Yes |  | 2022-09-26 |  | PVC | 1953 | Yes |  | 2022-09-26 |  | Lead Status Unknown
049598 | APT 5 1200 DUVAL ST |  | Polytube | Yes |  | 2022-07-08 |  | PVC | 1953 | Yes |  | 2022-07-08 |  | Non-lead
049599 | 1316 DUVAL ST |  | Unknown, Non-Lead | Yes |  | 2019-08-06 |  | Unknown, Non-Lead | 2002 | Yes |  | 2019-08-06 |  | Non-lead
049600 | L5BK25 186 SPANISH MAIN DR |  | Polytube | Yes |  | 2022-12-28 |  | PVC | 1984 | Yes |  | 2022-12-28 |  | Non-lead
049601 | 15 SEA LORE LN |  | Unknown, Non-Lead | Yes |  | 2019-08-02 |  | Unknown, Non-Lead | 2003 | Yes |  | 2019-08-02 |  | Non-lead
049602 | FIRE 100 HAMMOCKS TRAIL |  | Unknown, Non-Lead | Yes |  | 2019-06-05 |  | Unknown, Non-Lead | 2003 | Yes |  | 2019-06-05 |  | Non-lead
049603 | 77200 OVERSEAS HWY |  | Polytube | Yes |  | 2024-05-28 |  | PVC | 2010 | Yes |  | 2024-05-28 |  | Non-lead
049604 | 123 PEARL AVE |  | Unknown, Non-Lead | Yes |  | 2019-03-13 |  | Unknown, Non-Lead | 2020 | Yes |  | 2019-03-13 |  | Non-lead
049605 | 112 S AIRPORT RD |  | Polytube | Yes |  | 2022-05-12 |  | PVC | 2011 | Yes |  | 2022-05-12 |  | Non-lead
049606 | 985 VALENCIA RD |  | Unknown, Non-Lead | Yes |  | 2019-03-25 |  | Unknown, Non-Lead | 2003 | Yes |  | 2019-03-25 |  | Non-lead
049607 | 75550 OVERSEAS HWY |  | Polytube | Yes |  | 2022-07-05 |  | PVC | 1951 | Yes |  | 2022-07-05 |  | Non-lead
049608 | 722 SAMARITAN LN |  | Polytube | Yes |  | 2022-06-08 |  | PVC | 1938 | Yes |  | 2022-06-08 |  | Non-lead
049609 | 220 13TH ST |  | Unknown, Non-Lead | Yes |  | 2019-04-08 |  | PVC | 2003 | Yes |  | 2019-04-08 |  | Non-lead
049610 | BLVD 336 STIRRUP KEY |  | Polytube | Yes |  | 2024-08-26 |  | PVC | 2007 | Yes |  | 2024-08-26 |  | Non-lead
049611 | 2 OCEAN EAST DR |  | Unknown, Non-Lead | Yes |  | 2019-10-08 |  | PVC | 2005 | Yes |  | 2019-10-08 |  | Non-lead
049612 | 1501 WESTWARD HO |  | Unknown, Non-Lead | Yes |  | 2020-09-16 |  | Unknown, Non-Lead | 2003 | Yes |  | 2020-09-16 |  | Non-lead
049613 | DR 110 N BAHAMA |  | Unknown, Non-Lead | Yes |  | 2019-04-02 |  | PVC | 2003 | Yes |  | 2019-04-02 |  | Non-lead
049614 | 987 VALENCIA RD |  | Unknown, Non-Lead | No |  |  |  | Unknown, Non-Lead | 2003 | No |  |  |  | Non-lead
049615 | 982 GIBRALTAR RD |  | Polytube | Yes |  | 2023-02-08 |  | PVC | 1979 | Yes |  | 2023-02-08 |  | Non-lead
049616 | 986 GIBRALTAR RD |  | Polytube | Yes |  | 2023-02-08 |  | PVC | 1986 | Yes |  | 2023-02-08 |  | Non-lead
049617 | 124 LEONI DR |  | Polytube | Yes |  | 2022-09-19 |  | PVC | 1971 | Yes |  | 2022-09-19 |  | Non-lead
049618 | 125 GALLEON RD |  | Unknown, Non-Lead | Yes |  | 2019-04-29 |  | PVC | 2004 | Yes |  | 2019-04-29 |  | Non-lead
049619 | APT 4 815 PEARL ST |  | Polytube | Yes |  | 2022-09-22 |  | PVC | 1943 | Yes |  | 2022-09-22 |  | Non-lead
049620 | 100 GRINNELL ST |  | Steel | Yes |  | 2025-06-18 |  | Steel | 2003 | Yes |  | 2025-06-18 |  | Non-lead
049621 | 321 AVE F |  | Unknown, Non-Lead | No |  |  |  | Unknown, Non-Lead | 2003 | No |  |  |  | Non-lead
049622 | 17049 BONEFISH LN W |  | Unknown, Non-Lead | Yes |  | 2018-03-29 |  | PVC | 2003 | Yes |  | 2018-03-29 |  | Non-lead
049623 | COMMON 826 DUVAL ST |  | Polytube | Yes |  | 2022-09-26 |  | PVC | 1933 | Yes |  | 2022-09-26 |  | Non-lead
049624 | VACANT LAND |  | Polytube | Yes |  | 2023-01-11 |  | PVC |  | Yes |  | 2023-01-11 |  | Non-lead
049625 | L5 B3 131 ZANE GREY CREEK DR |  | Unknown, Non-Lead | Yes |  | 2019-02-11 |  | Unknown, Non-Lead | 1990 | Yes |  | 2019-02-11 |  | Non-lead
049626 | TRACT D 95625 OVERSEAS HWY |  | Polytube | Yes |  | 2022-09-20 |  | PVC | 1979 | Yes |  | 2022-09-20 |  | Non-lead
049627 | 120 BUENA VISTA CT |  | Polytube | Yes |  | 2022-08-26 |  | PVC | 2005 | Yes |  | 2022-08-26 |  | Non-lead
049628 | 159 SIOUX ST |  | Polytube | No |  |  |  | PVC | 2004 | No |  |  |  | Non-lead
049629 | STORE 27023 OVERSEAS HWY |  | Polytube | Yes |  | 2024-07-24 |  | PVC | 2003 | Yes |  | 2024-07-24 |  | Non-lead
049630 | 22993 CALICO JACK CIR |  | Unknown, Non-Lead | Yes |  | 2017-06-28 |  | Unknown, Non-Lead | 2003 | Yes |  | 2017-06-28 |  | Non-lead
049631 | 22976 OVERSEAS HWY |  | Unknown, Non-Lead | Yes |  | 2019-03-15 |  | Unknown, Non-Lead | 2003 | Yes |  | 2019-03-15 |  | Non-lead
049632 | 3701 PEARLMAN TER |  | Unknown, Non-Lead | Yes |  | 2021-03-22 |  | Unknown, Non-Lead | 2003 | Yes |  | 2021-03-22 |  | Non-lead
049633 | 422 BROWN DR |  | Unknown, Non-Lead | Yes |  | 2017-06-23 |  | Unknown, Non-Lead | 2003 | Yes |  | 2017-06-23 |  | Non-lead
049634 | 464 BARRACUDA BLVD |  | Unknown, Non-Lead | Yes |  | 2021-02-05 |  | Unknown, Non-Lead | 2006 | Yes |  | 2021-02-05 |  | Non-lead
049635 | 221 GULFVIEW DR |  | Polytube | Yes |  | 2022-06-27 |  | PVC | 2004 | Yes |  | 2022-06-27 |  | Non-lead
049636 | 447 BAHIA AVE |  | Unknown, Non-Lead | Yes |  | 2022-01-14 |  | PVC | 2003 | Yes |  | 2022-01-14 |  | Non-lead
049637 | 13 DRURY DR |  | Unknown, Non-Lead | Yes |  | 2017-08-10 |  | Unknown, Non-Lead | 2003 | Yes |  | 2017-08-10 |  | Non-lead
049638 | 249 OCEAN DR |  | Polytube | Yes |  | 2022-07-20 |  | PVC | 1961 | Yes |  | 2022-07-20 |  | Non-lead
049639 | ROAD 214 CORSAIR |  | Unknown, Non-Lead | Yes |  | 2023-10-26 |  | PVC | 2003 | Yes |  | 2023-10-26 |  | Non-lead
049641 | 29765 OSPREY LN |  | Unknown, Non-Lead | Yes |  | 2022-11-03 |  | PVC | 1988 | Yes |  | 2022-11-03 |  | Non-lead
049642 | 980 SHELTER BAY DR |  | Polytube | Yes |  | 2022-09-02 |  | PVC | 2003 | Yes |  | 2022-09-02 |  | Non-lead
049643 | 109 S INDIES DR |  | Unknown, Non-Lead | Yes |  | 2021-02-17 |  | Unknown, Non-Lead | 2003 | Yes |  | 2021-02-17 |  | Non-lead
049644 | 963 INDIES RD |  | Polytube | Yes |  | 2023-05-04 |  | PVC | 1981 | Yes |  | 2023-05-04 |  | Non-lead
049645 | M&BNDS 91390 OVERSEAS HWT PT OF GO L2 |  | Polytube | Yes |  | 2023-02-14 |  | PVC | 1978 | Yes |  | 2023-02-14 |  | Non-lead
049646 | 180 SUNRISE DR |  | Unknown, Non-Lead | Yes |  | 2024-08-20 |  | PVC | 2004 | Yes |  | 2024-08-20 |  | Non-lead
049647 | BLDG #2 133 HOOD AVE |  | Unknown, Non-Lead | No |  |  |  | Unknown, Non-Lead | 2003 | No |  |  |  | Non-lead
049648 | BLDG #3 133 HOOD AVE |  | Polytube | Yes |  | 2023-02-27 |  | PVC | 1982 | Yes |  | 2023-02-27 |  | Non-lead
049649 | 2 S BLACKWATER LN |  | Polytube | Yes |  | 2023-07-05 |  | PVC | 1982 | Yes |  | 2023-07-05 |  | Non-lead
049650 | AVE 556 BONITO 11 B7 |  | Unknown, Non-Lead | Yes |  | 2017-03-10 |  | Unknown, Non-Lead | 2003 | Yes |  | 2017-03-10 |  | Non-lead
049651 | 57 GARDEN COVE DR |  | Polytube | Yes |  | 2024-04-17 |  | PVC | 2014 | Yes |  | 2024-04-17 |  | Non-lead
049652 | L5 6 7 45 GARDEN COVE DR |  | Polytube | Yes |  | 2022-10-03 |  | PVC | 1949 | Yes |  | 2022-10-03 |  | Non-lead
049653 | 712 SHARON PL |  | Polytube | Yes |  | 2023-02-08 |  | PVC | 1972 | Yes |  | 2023-02-08 |  | Non-lead
049654 | 288 SOUTH DR |  | Unknown, Non-Lead | Yes |  | 2022-08-31 |  | Unknown, Non-Lead | 2004 | Yes |  | 2022-08-31 |  | Non-lead
049655 | COMMON 120 ANGELA ST |  | Unknown, Non-Lead | Yes |  | 2017-07-11 |  | Unknown, Non-Lead | 2003 | Yes |  | 2017-07-11 |  | Non-lead
049656 | MASTER TAP 224 FKAA LOWER MATECUMBE TAP |  | None | Yes |  | 2022-07-07 |  | None |  | Yes |  | 2022-07-07 |  | Non-lead
049657 | 40 BASS AVE |  | Unknown, Non-Lead | Yes |  | 2018-08-08 |  | PVC | 2007 | Yes |  | 2018-08-08 |  | Non-lead
049658 | 102850 OVERSEAS HWY |  | Unknown, Non-Lead | Yes |  | 2018-01-23 |  | PVC | 2003 | Yes |  | 2018-01-23 |  | Non-lead
049659 | 215 S COCONUT PALM BLVD |  | Unknown, Non-Lead | Yes |  | 2021-03-15 |  | Unknown, Non-Lead | 2003 | Yes |  | 2021-03-15 |  | Non-lead
049660 | 108 N BOUNTY LN |  | Unknown, Non-Lead | Yes |  | 2024-07-02 |  | PVC | 2016 | Yes |  | 2024-07-02 |  | Non-lead
049661 | STE 229 103400 OVERSEAS HWY |  | Polytube | Yes |  | 2023-05-04 |  | PVC | 1986 | Yes |  | 2023-05-04 |  | Non-lead
049662 | 28554 TORTUGA RD |  | Polytube | Yes |  | 2023-01-23 |  | PVC | 1983 | Yes |  | 2023-01-23 |  | Non-lead
049663 | 451 CORAL AVE |  | Unknown, Non-Lead | No |  |  |  | Unknown, Non-Lead | 2008 | No |  |  |  | Non-lead
049664 | 1350 W 63 ST |  | Polytube | Yes |  | 2023-03-08 |  | PVC | 1975 | Yes |  | 2023-03-08 |  | Non-lead
049665 | 230 13TH ST |  | Unknown, Non-Lead | Yes |  | 2024-08-09 |  | Unknown, Non-Lead | 2003 | Yes |  | 2024-08-09 |  | Non-lead
049666 | 71 TINGLER |  | Unknown, Non-Lead | Yes |  | 2023-11-13 |  | PVC | 2018 | Yes |  | 2023-11-13 |  | Non-lead
049667 | IRRIGATION 2700 FLAGLER AVE |  | Polytube | Yes |  | 2023-04-24 |  | Copper | 1958 | Yes |  | 2023-04-24 |  | Non-lead
049668 | 29194 POINSETTA LN |  | Unknown, Non-Lead | Yes |  | 2024-09-18 |  | Unknown, Non-Lead | 2004 | Yes |  | 2024-09-18 |  | Non-lead
049669 | US1 MARATHON AIRPORT |  | Polytube | Yes |  | 2022-11-16 |  | PVC | 1964 | Yes |  | 2022-11-16 |  | Non-lead
049670 | 658 POWELL AVE |  | Polytube | Yes |  | 2023-04-25 |  | PVC | 1986 | Yes |  | 2023-04-25 |  | Non-lead
049671 | APT D 714 ELIZABETH ST |  | Polytube | Yes |  | 2023-01-03 |  | PVC | 1982 | Yes |  | 2023-01-03 |  | Non-lead
049672 | 1105 OLIVIA ST |  | Polytube | Yes |  | 2023-03-16 |  | PVC | 1928 | Yes |  | 2023-03-16 |  | Non-lead
049673 | 14 EVERGREEN LN |  | Unknown, Non-Lead | Yes |  | 2019-09-03 |  | Unknown, Non-Lead | 2002 | Yes |  | 2019-09-03 |  | Non-lead
049674 | 113 AVE G |  | Unknown, Non-Lead | Yes |  | 2024-10-01 |  | Unknown, Non-Lead | 2005 | Yes |  | 2024-10-01 |  | Non-lead
049675 | 1 DIAMOND DR |  | Unknown, Non-Lead | Yes |  | 2023-12-27 |  | Unknown, Non-Lead | 2003 | Yes |  | 2023-12-27 |  | Non-lead
049676 | 20 DRIFTWOOD DR |  | Unknown, Non-Lead | No |  |  |  | Unknown, Non-Lead | 2001 | No |  |  |  | Non-lead
049677 | ACROSS 73 BLACKBEARD RD |  | Unknown, Non-Lead | Yes |  | 2024-05-08 |  | Unknown, Non-Lead | 1990 | Yes |  | 2024-05-08 |  | Non-lead
049678 | 1402 MERELYN LN |  | Unknown, Non-Lead | Yes |  | 2017-05-08 |  | Unknown, Non-Lead | 2003 | Yes |  | 2017-05-08 |  | Non-lead
049679 | 1404 MERELYN LN |  | Polytube | Yes |  | 2018-02-16 |  | PVC | 2003 | Yes |  | 2018-02-16 |  | Non-lead
049680 | 1406 MERELYN LN |  | Unknown, Non-Lead | Yes |  | 2019-09-19 |  | PVC | 2003 | Yes |  | 2019-09-19 |  | Non-lead
049681 | 1408 MERELYN LN |  | Unknown, Non-Lead | Yes |  | 2023-10-23 |  | Unknown, Non-Lead | 2003 | Yes |  | 2023-10-23 |  | Non-lead
049682 | 30450 WILHELMINA WAY |  | Unknown, Non-Lead | Yes |  | 2019-01-14 |  | Unknown, Non-Lead | 2003 | Yes |  | 2019-01-14 |  | Non-lead
049683 | 30444 WILHELMINA WAY |  | Unknown, Non-Lead | Yes |  | 2019-05-22 |  | Unknown, Non-Lead | 2003 | Yes |  | 2019-05-22 |  | Non-lead
049684 | 30438 WILHELMINA WAY |  | Unknown, Non-Lead | No |  |  |  | Unknown, Non-Lead | 2003 | No |  |  |  | Non-lead
049685 | 30432 WILHELMINA WAY |  | Unknown, Non-Lead | Yes |  | 2024-03-27 |  | Unknown, Non-Lead | 2003 | Yes |  | 2024-03-27 |  | Non-lead
049686 | 30426 WILHELMINA WAY |  | Polytube | No |  |  |  | PVC | 2003 | No |  |  |  | Non-lead
049687 | LIFTSTATION 142 SUNSHINE BLVD |  | Polytube | Yes |  | 2022-07-19 |  | PVC |  | Yes |  | 2022-07-19 |  | Non-lead
049688 | 30425 PINE WAY |  | Unknown, Non-Lead | Yes |  | 2019-02-28 |  | Unknown, Non-Lead | 2003 | Yes |  | 2019-02-28 |  | Non-lead
049689 | 30431 PINE WAY |  | Unknown, Non-Lead | Yes |  | 2019-04-29 |  | Unknown, Non-Lead | 2003 | Yes |  | 2019-04-29 |  | Non-lead
049690 | 30437 PINE WAY |  | Unknown, Non-Lead | No |  |  |  | Unknown, Non-Lead | 2003 | No |  |  |  | Non-lead
049691 | 30443 PINE WAY |  | Unknown, Non-Lead | Yes |  | 2024-09-23 |  | PVC | 2003 | Yes |  | 2024-09-23 |  | Non-lead
049692 | 30449 PINE WAY |  | Unknown, Non-Lead | Yes |  | 2021-08-27 |  | Unknown, Non-Lead | 2003 | Yes |  | 2021-08-27 |  | Non-lead
049693 | L22-23 460 BARRACUDA BLVD |  | Unknown, Non-Lead | Yes |  | 2018-07-06 |  | Unknown, Non-Lead | 2005 | Yes |  | 2018-07-06 |  | Non-lead
049694 | 178 TAMPA DR |  | Unknown, Non-Lead | Yes |  | 2024-02-05 |  | Unknown, Non-Lead | 2010 | Yes |  | 2024-02-05 |  | Non-lead
049695 | 84801 OLD HWY |  | Unknown, Non-Lead | Yes |  | 2017-10-24 |  | Unknown, Non-Lead | 2003 | Yes |  | 2017-10-24 |  | Non-lead
049696 | B16 32 ORANGE DR |  | Unknown, Non-Lead | Yes |  | 2019-07-11 |  | PVC | 2004 | Yes |  | 2019-07-11 |  | Non-lead
049697 | L10,11 446 BARRACUDA BLVD |  | Polytube | Yes |  | 2022-11-02 |  | PVC | 2007 | Yes |  | 2022-11-02 |  | Non-lead
049698 | APT 1 5201 5TH AVE |  | Unknown, Non-Lead | No |  |  |  | Unknown, Non-Lead | 2008 | No |  |  |  | Non-lead
049699 | #2 5201 5TH AVE |  | Unknown, Non-Lead | Yes |  | 2018-08-21 |  | Unknown, Non-Lead | 2008 | Yes |  | 2018-08-21 |  | Non-lead
049700 | LOT A 5205 5TH AVE |  | Polytube | Yes |  | 2023-04-27 |  | PVC | 2003 | Yes |  | 2023-04-27 |  | Non-lead
049701 | APT B 5205 5TH AVE |  | Unknown, Non-Lead | Yes |  | 2020-06-02 |  | Unknown, Non-Lead | 2003 | Yes |  | 2020-06-02 |  | Non-lead
049702 | APT A 5209 5TH AVE |  | Unknown, Non-Lead | Yes |  | 2019-10-28 |  | Unknown, Non-Lead | 2003 | Yes |  | 2019-10-28 |  | Non-lead
049703 | APT B 5209 5TH AVE |  | Unknown, Non-Lead | Yes |  | 2018-07-31 |  | Unknown, Non-Lead | 2003 | Yes |  | 2018-07-31 |  | Non-lead
049704 | APT A 5213 5TH AVE |  | PVC | Yes |  | 2023-02-23 |  | PVC | 2003 | Yes |  | 2023-02-23 |  | Non-lead
049705 | APT B 5213 5TH AVE |  | Unknown, Non-Lead | No |  |  |  | Unknown, Non-Lead | 2003 | No |  |  |  | Non-lead
049706 | APT 1-A 5217 5TH AVE |  | Unknown, Non-Lead | Yes |  | 2018-06-30 |  | Unknown, Non-Lead | 2003 | Yes |  | 2018-06-30 |  | Non-lead
049707 | APT 2-B 5217 5TH AVE |  | Unknown, Non-Lead | No |  |  |  | PVC | 2003 | No |  |  |  | Non-lead
049708 | LOT A 5221 5TH AVE |  | Unknown, Non-Lead | No |  |  |  | Unknown, Non-Lead | 2003 | No |  |  |  | Non-lead
049709 | APT B 5221 5TH AVE |  | Unknown, Non-Lead | Yes |  | 2020-05-26 |  | Unknown, Non-Lead | 2003 | Yes |  | 2020-05-26 |  | Non-lead
049710 | 1 5225 5TH AVE |  | Unknown, Non-Lead | Yes |  | 2024-02-27 |  | Unknown, Non-Lead | 2003 | Yes |  | 2024-02-27 |  | Non-lead
049711 | APT 2 5225 5TH AVE |  | Unknown, Non-Lead | Yes |  | 2020-03-02 |  | Unknown, Non-Lead | 2003 | Yes |  | 2020-03-02 |  | Non-lead
049712 | #A 5229 5TH AVE |  | Unknown, Non-Lead | No |  |  |  | Unknown, Non-Lead | 2003 | No |  |  |  | Non-lead
049713 | APT B 5229 5TH AVE |  | Unknown, Non-Lead | Yes |  | 2019-01-03 |  | Unknown, Non-Lead | 2003 | Yes |  | 2019-01-03 |  | Non-lead
049714 | A 5233 5TH AVE |  | Unknown, Non-Lead | Yes |  | 2017-03-27 |  | Unknown, Non-Lead | 2003 | Yes |  | 2017-03-27 |  | Non-lead
049715 | LOT B 5233 5TH AVE |  | Unknown, Non-Lead | Yes |  | 2021-04-08 |  | Unknown, Non-Lead | 2003 | Yes |  | 2021-04-08 |  | Non-lead
049716 | 1102 INDIES DR S |  | Unknown, Non-Lead | Yes |  | 2024-08-26 |  | Unknown, Non-Lead | 2003 | Yes |  | 2024-08-26 |  | Non-lead
049717 | 1146 BULEVAR DE PALMAS |  | Polytube | Yes |  | 2023-03-23 |  | PVC | 1961 | Yes |  | 2023-03-23 |  | Non-lead
049718 | LANE 17466 JAMAICA |  | Unknown, Non-Lead | Yes |  | 2023-10-18 |  | Unknown, Non-Lead | 2003 | Yes |  | 2023-10-18 |  | Non-lead
049719 | 165 13TH ST |  | Unknown, Non-Lead | Yes |  | 2018-08-10 |  | Unknown, Non-Lead | 2003 | Yes |  | 2018-08-10 |  | Non-lead
049720 | 27962 TEMPLE AVE |  | Polytube | Yes |  | 2023-01-26 |  | PVC | 1985 | Yes |  | 2023-01-26 |  | Non-lead
049721 | 1222 SEMINARY ST |  | Polytube | Yes |  | 2022-11-01 |  | PVC | 1948 | Yes |  | 2022-11-01 |  | Non-lead
049722 | L197 84 W PLAZA DEL SOL |  | Unknown, Non-Lead | No |  |  |  | Unknown, Non-Lead | 2004 | No |  |  |  | Non-lead
049723 | UNIT 2 319 SOMBRERO BEACH ROAD |  | Polytube | No |  |  |  | PVC | 1989 | No |  |  |  | Non-lead
049724 | 902 FLORIDA ST |  | Polytube | Yes |  | 2023-05-04 |  | PVC | 1948 | Yes |  | 2023-05-04 |  | Non-lead
049725 | 17305 JAMAICA LANE |  | Unknown, Non-Lead | Yes |  | 2024-02-28 |  | Unknown, Non-Lead | 1998 | Yes |  | 2024-02-28 |  | Non-lead
049728 | 12 EVERGREEN LN |  | Unknown, Non-Lead | Yes |  | 2024-08-22 |  | PVC | 2002 | Yes |  | 2024-08-22 |  | Non-lead
049729 | 1078 CALICO JACK CIR |  | Polytube | Yes |  | 2022-12-29 |  | PVC | 1990 | Yes |  | 2022-12-29 |  | Non-lead
049730 | 1223 OCEAN DR |  | Unknown, Non-Lead | Yes |  | 2022-11-28 |  | Unknown, Non-Lead | 2005 | Yes |  | 2022-11-28 |  | Non-lead
049731 | FIRE M 1316 DUVAL ST |  | Unknown, Non-Lead | Yes |  | 2019-05-13 |  | Unknown, Non-Lead | 2002 | Yes |  | 2019-05-13 |  | Non-lead
049732 | 107 COASTAL DR |  | Unknown, Non-Lead | Yes |  | 2024-05-15 |  | Unknown, Non-Lead | 2005 | Yes |  | 2024-05-15 |  | Non-lead
049733 | 150 PEACE AVE |  | Polytube | Yes |  | 2022-12-08 |  | PVC | 2004 | Yes |  | 2022-12-08 |  | Non-lead
049734 | B12 456 BARRACUDA BLVD |  | Unknown, Non-Lead | Yes |  | 2021-09-07 |  | Unknown, Non-Lead | 2005 | Yes |  | 2021-09-07 |  | Non-lead
049735 | 100 STROMBOLI DR |  | Unknown, Non-Lead | Yes |  | 2021-05-17 |  | Unknown, Non-Lead | 2004 | Yes |  | 2021-05-17 |  | Non-lead
049736 | CORN WRENN ST 89901 OVERSEAS HWY |  | Unknown, Non-Lead | Yes |  | 2023-03-02 |  | Cast Iron | 2004 | Yes |  | 2023-03-02 |  | Non-lead
049737 | JOSE MARTI DR |  | Unknown, Non-Lead | No |  |  |  | Unknown, Non-Lead | 1998 | No |  |  |  | Non-lead
049738 | 6 AMARYLLIS DR |  | Polytube | Yes |  | 2018-11-26 |  | PVC | 2003 | Yes |  | 2018-11-26 |  | Non-lead
049739 | UNIT 1 3 CASA ROMA LN |  | Unknown, Non-Lead | No |  |  |  | Unknown, Non-Lead | 1997 | No |  |  |  | Non-lead
049740 | STORE A 1111 EATON ST |  | Polytube | Yes |  | 2023-04-24 |  | PVC | 1964 | Yes |  | 2023-04-24 |  | Non-lead
049741 | STORE B 1111 EATON ST |  | Polytube | Yes |  | 2023-04-24 |  | PVC | 1964 | Yes |  | 2023-04-24 |  | Non-lead
049742 | 23011 SNAPPER LN |  | Unknown, Non-Lead | Yes |  | 2018-04-10 |  | PVC | 2003 | Yes |  | 2018-04-10 |  | Non-lead
049743 | 22982 HAWKINS LN |  | Polytube | Yes |  | 2022-08-29 |  | PVC | 2004 | Yes |  | 2022-08-29 |  | Non-lead
049744 | 390 13TH ST |  | Unknown, Non-Lead | Yes |  | 2023-09-28 |  | Unknown, Non-Lead | 2004 | Yes |  | 2023-09-28 |  | Non-lead
049745 | #A 71 S CONCH AVE |  | Polytube | Yes |  | 2024-03-07 |  | PVC | 1953 | Yes |  | 2024-03-07 |  | Non-lead
049746 | ROAD 3938 DIANE |  | Unknown, Non-Lead | No |  |  |  | Unknown, Non-Lead | 2004 | No |  |  |  | Non-lead
049747 | IRRIGATION 27 AVENUE F |  | Unknown, Non-Lead | Yes |  | 2019-12-10 |  | Unknown, Non-Lead | 1989 | Yes |  | 2019-12-10 |  | Non-lead
049748 | 301 IXORA DR |  | Unknown, Non-Lead | Yes |  | 2024-06-05 |  | PVC | 2004 | Yes |  | 2024-06-05 |  | Non-lead
049749 | HYDRANT KE-066 LEON & PATRICIA ST |  | Unknown, Non-Lead | No |  |  |  | No Piping | Vacant | No |  |  |  | Non-lead
049754 | REAR 825 SOUTHARD ST |  | Polytube | Yes |  | 2023-03-06 |  | PVC | 1950 | Yes |  | 2023-03-06 |  | Non-lead
049755 | L174 17138 FLYING FISH LN |  | Polytube | Yes |  | 2023-11-29 |  | PVC | 1995 | Yes |  | 2023-11-29 |  | Non-lead
049756 | 2116 SEIDENBERG AVE |  | Unknown, Non-Lead | No |  |  |  | Unknown, Non-Lead | 2003 | No |  |  |  | Non-lead
049757 | LT8 B6 21084 E 2ND AVE |  | Unknown, Non-Lead | Yes |  | 2019-06-26 |  | Unknown, Non-Lead | 2003 | Yes |  | 2019-06-26 |  | Non-lead
049758 | LOT 35 35 PALMETTO DR |  | Unknown, Non-Lead | No |  |  |  | Unknown, Non-Lead | 2003 | No |  |  |  | Non-lead
049759 | 24743 PARK DR |  | Polytube | Yes |  | 2023-04-25 |  | PVC | 1983 | Yes |  | 2023-04-25 |  | Non-lead
049760 | 30356 KILLDEER LN |  | Polytube | Yes |  | 2023-03-27 |  | PVC | 2004 | Yes |  | 2023-03-27 |  | Non-lead
049761 | APT 4 828 WHITE ST |  | Unknown | Yes |  | 2022-09-09 |  | PVC | 1938 | Yes |  | 2022-09-09 |  | Lead Status Unknown
049762 | 132 SAN MARCO DR |  | Unknown, Non-Lead | Yes |  | 2020-10-21 |  | PVC | 2000 | Yes |  | 2020-10-21 |  | Non-lead
049763 | UNIT 7 82762 OVERSEAS Hwy |  | Unknown, Non-Lead | Yes |  | 2021-09-27 |  | PVC | 1988 | Yes |  | 2021-09-27 |  | Non-lead
049764 | 8 82762 OVERSEAS Hwy |  | Unknown, Non-Lead | Yes |  | 2020-10-06 |  | PVC | 1988 | Yes |  | 2020-10-06 |  | Non-lead
049765 | 101 GULFVIEW DR |  | Unknown, Non-Lead | Yes |  | 2024-01-26 |  | Unknown, Non-Lead | 2003 | Yes |  | 2024-01-26 |  | Non-lead
049766 | 31 BAHAMA AVE |  | Unknown, Non-Lead | No |  |  |  | Unknown, Non-Lead | 2003 | No |  |  |  | Non-lead
049767 | 342 SPANISH MAIN DR |  | Unknown, Non-Lead | Yes |  | 2020-06-25 |  | PVC | 1997 | Yes |  | 2020-06-25 |  | Non-lead
049768 | 1634 FLAGLER AVE |  | Unknown, Non-Lead | Yes |  | 2024-02-20 |  | Unknown, Non-Lead | 2004 | Yes |  | 2024-02-20 |  | Non-lead
049769 | 810 1ST ST |  | Unknown, Non-Lead | No |  |  |  | Unknown, Non-Lead | 2003 | No |  |  |  | Non-lead
049770 | 163 KEY HAVEN RD |  | Polytube | Yes |  | 2024-08-30 |  | PVC | 1980 | Yes |  | 2024-08-30 |  | Non-lead
049771 | 206 4TH ST |  | Unknown, Non-Lead | No |  |  |  | Unknown, Non-Lead | 2003 | No |  |  |  | Non-lead
049772 | LT17B4 23030 BONITO LANE |  | Unknown, Non-Lead | No |  |  |  | Unknown, Non-Lead | 2002 | No |  |  |  | Non-lead
049773 | 723 PATTISON DR |  | Polytube | Yes |  | 2023-08-28 |  | PVC | 2008 | Yes |  | 2023-08-28 |  | Non-lead
049774 | 1401 GRINNELL ST |  | Unknown, Non-Lead | Yes |  | 2024-09-12 |  | Unknown, Non-Lead | 2003 | Yes |  | 2024-09-12 |  | Non-lead
049775 | 11 EVERGREEN AVE |  | Unknown, Non-Lead | Yes |  | 2022-01-18 |  | PVC | 1995 | Yes |  | 2022-01-18 |  | Non-lead
049776 | 61 BAY DRIVE |  | Unknown, Non-Lead | Yes |  | 2018-09-28 |  | Unknown, Non-Lead | 1990 | Yes |  | 2018-09-28 |  | Non-lead
049777 | COMMON 826 TERRY LN |  | Polytube | Yes |  | 2024-05-16 |  | PVC | 1918 | Yes |  | 2024-05-16 |  | Non-lead
049778 | 29361 FORRESTAL |  | Unknown, Non-Lead | Yes |  | 2019-05-06 |  | PVC | 2005 | Yes |  | 2019-05-06 |  | Non-lead
049779 | 17029 BONEFISH LN |  | Unknown, Non-Lead | Yes |  | 2021-06-28 |  | Unknown, Non-Lead | 2004 | Yes |  | 2021-06-28 |  | Non-lead
049780 | 113 SNAPPER CREEK DR |  | Unknown, Non-Lead | Yes |  | 2023-11-16 |  | Unknown, Non-Lead | 2003 | Yes |  | 2023-11-16 |  | Non-lead
049781 | 857 ELLEN DR |  | Unknown, Non-Lead | Yes |  | 2020-06-02 |  | Unknown, Non-Lead | 2004 | Yes |  | 2020-06-02 |  | Non-lead
049782 | 138 SAN MARCO DR |  | Polytube | Yes |  | 2023-07-20 |  | PVC | 2004 | Yes |  | 2023-07-20 |  | Non-lead
049783 | 91550 OVERSEAS MED ARTS BLD HWY |  | Unknown, Non-Lead | Yes |  | 2024-05-17 |  | Cast Iron | 1998 | Yes |  | 2024-05-17 |  | Non-lead
049784 | 102 CORTEZ DR |  | Unknown, Non-Lead | Yes |  | 2020-08-19 |  | PVC | 2019 | Yes |  | 2020-08-19 |  | Non-lead
049785 | STORE 2811 N ROOSEVELT BLVD |  | Unknown, Non-Lead | Yes |  | 2017-04-28 |  | Unknown, Non-Lead | 2003 | Yes |  | 2017-04-28 |  | Non-lead
049786 | 108 DUVAL ST |  | PVC | Yes |  | 2023-01-05 |  | Unknown | 1891 | Yes |  | 2023-01-05 |  | Lead Status Unknown
049788 | 201 9TH ST |  | Polytube | Yes |  | 2022-10-22 |  | PVC | 1968 | Yes |  | 2022-10-22 |  | Non-lead
049789 | 31019 AVE C |  | Unknown, Non-Lead | Yes |  | 2024-03-15 |  | Unknown, Non-Lead | 2003 | Yes |  | 2024-03-15 |  | Non-lead
049790 | 30050 POND LN |  | Polytube | Yes |  | 2024-08-23 |  | PVC | 1975 | Yes |  | 2024-08-23 |  | Non-lead
049791 | 631 8TH ST |  | Unknown, Non-Lead | Yes |  | 2020-05-27 |  | PVC | 2004 | Yes |  | 2020-05-27 |  | Non-lead
049792 | 751 W INDIES DR |  | Polytube | Yes |  | 2020-09-29 |  | PVC | 2004 | Yes |  | 2020-09-29 |  | Non-lead
049793 | L6BK21 20864 W 4TH AVE |  | Unknown, Non-Lead | Yes |  | 2024-07-25 |  | Unknown, Non-Lead | 2004 | Yes |  | 2024-07-25 |  | Non-lead
049794 | 830 CRANE BLVD |  | Unknown, Non-Lead | Yes |  | 2024-07-29 |  | PVC | 2003 | Yes |  | 2024-07-29 |  | Non-lead
049795 | 800 AMELIA ST |  | Polytube | Yes |  | 2023-10-19 |  | PVC | 1938 | Yes |  | 2023-10-19 |  | Non-lead
049796 | 6003 PENINSULAR AVE |  | Polytube | Yes |  | 2023-12-27 |  | PVC |  | Yes |  | 2023-12-27 |  | Non-lead
049797 | 1120 VIRGINIA ST |  | Polytube | Yes |  | 2023-03-30 |  | PVC | 1913 | Yes |  | 2023-03-30 |  | Non-lead
049798 | 174 TAMPA DR |  | Unknown, Non-Lead | Yes |  | 2018-08-21 |  | PVC | 2010 | Yes |  | 2018-08-21 |  | Non-lead
049799 | 117 HOLIDAY BLVD |  | Unknown, Non-Lead | No |  |  |  | Unknown, Non-Lead | 2004 | No |  |  |  | Non-lead
049800 | 233 SECOND RD |  | Polytube | Yes |  | 2022-10-17 |  | PVC | 1986 | Yes |  | 2022-10-17 |  | Non-lead
049801 | 10 BASS AVE |  | Unknown, Non-Lead | No |  |  |  | Unknown, Non-Lead | 2003 | No |  |  |  | Non-lead
049802 | 61 N BAY HARBOR DR |  | Unknown, Non-Lead | No |  |  |  | Unknown, Non-Lead | 2005 | No |  |  |  | Non-lead
049803 | 553 LAFITTE RD |  | Unknown, Non-Lead | Yes |  | 2024-07-22 |  | Unknown, Non-Lead | 2003 | Yes |  | 2024-07-22 |  | Non-lead
049804 | &2 B15 21136 SUNNY LANE LOT1 |  | Unknown, Non-Lead | Yes |  | 2024-10-04 |  | Unknown, Non-Lead | 2004 | Yes |  | 2024-10-04 |  | Non-lead
049805 | 456 AIRPORT DR S |  | Unknown, Non-Lead | No |  |  |  | Unknown, Non-Lead | 2004 | No |  |  |  | Non-lead
049806 | 30610 LYTTONS WAY |  | Unknown, Non-Lead | Yes |  | 2018-04-26 |  | Unknown, Non-Lead | 1990 | Yes |  | 2018-04-26 |  | Non-lead
049807 | 670 DOLPHIN ST |  | Unknown, Non-Lead | Yes |  | 2018-08-09 |  | Unknown, Non-Lead | 1988 | Yes |  | 2018-08-09 |  | Non-lead
049809 | APT 1 1704 CATHERINE ST |  | Polytube | Yes |  | 2022-08-29 |  | PVC | 1953 | Yes |  | 2022-08-29 |  | Non-lead
049810 | UNIT B 1010 GRINNELL ST |  | Unknown | Yes |  | 2024-09-13 |  | PVC | 1981 | Yes |  | 2024-09-13 |  | Lead Status Unknown
049811 | UNIT C 1010 GRINNELL ST |  | Unknown | Yes |  | 2023-03-23 |  | PVC | 1981 | Yes |  | 2023-03-23 |  | Lead Status Unknown
049812 | UNIT D 1010 GRINNELL ST |  | Unknown | Yes |  | 2023-03-23 |  | PVC | 1981 | Yes |  | 2023-03-23 |  | Lead Status Unknown
049813 | 454 SUMMERLAND RD |  | Unknown, Non-Lead | Yes |  | 2024-02-09 |  | Unknown, Non-Lead | 2010 | Yes |  | 2024-02-09 |  | Non-lead
049814 | 621 8TH ST |  | Unknown, Non-Lead | Yes |  | 2020-06-02 |  | Unknown, Non-Lead | 2004 | Yes |  | 2020-06-02 |  | Non-lead
049815 | DR 1235 COURY |  | Unknown, Non-Lead | Yes |  | 2017-09-29 |  | Unknown, Non-Lead | 2004 | Yes |  | 2017-09-29 |  | Non-lead
049816 | 31027 C AVE |  | Unknown, Non-Lead | Yes |  | 2017-08-02 |  | PVC | 2003 | Yes |  | 2017-08-02 |  | Non-lead
049817 | 261 8TH ST |  | Polytube | Yes |  | 2023-08-15 |  | Galvanized | 2004 | Yes |  | 2023-08-15 |  | Galvanized Requiring Replacement
049818 | 271 8TH ST |  | Unknown, Non-Lead | Yes |  | 2019-09-09 |  | Unknown, Non-Lead | 2004 | Yes |  | 2019-09-09 |  | Non-lead
049819 | HOUSE 309 JULIA ST |  | Polytube | Yes |  | 2022-07-13 |  | PVC | 1958 | Yes |  | 2022-07-13 |  | Non-lead
049820 | LANE 7201 SIMRAN |  | Unknown, Non-Lead | Yes |  | 2022-01-12 |  | Unknown, Non-Lead | 2003 | Yes |  | 2022-01-12 |  | Non-lead
049821 | LANE 7202 SIMRAN |  | Unknown, Non-Lead | Yes |  | 2021-08-05 |  | PVC | 2003 | Yes |  | 2021-08-05 |  | Non-lead
049822 | LANE 7203 SIMRAN |  | Unknown, Non-Lead | Yes |  | 2021-08-18 |  | Unknown, Non-Lead | 2003 | Yes |  | 2021-08-18 |  | Non-lead
049823 | LANE 7204 SIMRAN |  | Unknown, Non-Lead | Yes |  | 2023-09-08 |  | Unknown, Non-Lead | 2003 | Yes |  | 2023-09-08 |  | Non-lead
049824 | LANE 7205 SIMRAN |  | Unknown, Non-Lead | Yes |  | 2019-11-20 |  | Polytube | 2003 | Yes |  | 2019-11-20 |  | Non-lead
049825 | 7206 SIMRAN LN |  | Unknown, Non-Lead | Yes |  | 2021-04-28 |  | Unknown, Non-Lead | 2003 | Yes |  | 2021-04-28 |  | Non-lead
049826 | LANE 7207 SIMRAN |  | Polytube | Yes |  | 2024-05-01 |  | PVC | 2003 | Yes |  | 2024-05-01 |  | Non-lead
049827 | LANE 7208 SIMRAN |  | Polytube | Yes |  | 2024-03-01 |  | PVC | 2011 | Yes |  | 2024-03-01 |  | Non-lead
049828 | 7209 SIMRAN LN |  | Unknown, Non-Lead | Yes |  | 2022-01-12 |  | Unknown, Non-Lead | 2003 | Yes |  | 2022-01-12 |  | Non-lead
049829 | LANE 7210 SIMRAN |  | Unknown, Non-Lead | Yes |  | 2024-07-08 |  | Unknown, Non-Lead | 2011 | Yes |  | 2024-07-08 |  | Non-lead
049830 | 7211 SIMRAN LN |  | Unknown, Non-Lead | Yes |  | 2023-12-08 |  | Unknown, Non-Lead | 2003 | Yes |  | 2023-12-08 |  | Non-lead
049831 | LANE 7212 SIMRAN |  | Unknown, Non-Lead | Yes |  | 2021-06-18 |  | Unknown, Non-Lead | 2003 | Yes |  | 2021-06-18 |  | Non-lead
049832 | LANE 7213 SIMRAN |  | Unknown, Non-Lead | No |  |  |  | Unknown, Non-Lead | 2003 | No |  |  |  | Non-lead
049833 | LANE 7214 SIMRAN |  | Polytube | Yes |  | 2021-07-07 |  | PVC | 2003 | Yes |  | 2021-07-07 |  | Non-lead
049834 | LANE 7215 SIMRAN |  | Unknown, Non-Lead | Yes |  | 2020-01-31 |  | Unknown, Non-Lead | 2003 | Yes |  | 2020-01-31 |  | Non-lead
049835 | LANE 7216 SIMRAN |  | Unknown, Non-Lead | Yes |  | 2024-03-11 |  | Unknown, Non-Lead | 2003 | Yes |  | 2024-03-11 |  | Non-lead
049836 | LANE 7217 SIMRAN |  | Unknown, Non-Lead | Yes |  | 2024-05-17 |  | PVC | 2003 | Yes |  | 2024-05-17 |  | Non-lead
049837 | 7218 SIMRAN LN |  | Unknown, Non-Lead | Yes |  | 2021-04-28 |  | Unknown, Non-Lead | 2003 | Yes |  | 2021-04-28 |  | Non-lead
049838 | LANE 7219 SIMRAN |  | Unknown, Non-Lead | Yes |  | 2022-10-11 |  | Unknown, Non-Lead | 2003 | Yes |  | 2022-10-11 |  | Non-lead
049839 | LANE 7220 SIMRAN |  | Polytube | Yes |  | 2022-09-23 |  | PVC | 2003 | Yes |  | 2022-09-23 |  | Non-lead
049840 | LANE 7221 SIMRAN |  | Unknown, Non-Lead | Yes |  | 2024-03-20 |  | Unknown, Non-Lead | 2003 | Yes |  | 2024-03-20 |  | Non-lead
049841 | LANE 7222 SIMRAN |  | Unknown, Non-Lead | Yes |  | 2017-01-04 |  | Unknown, Non-Lead | 2003 | Yes |  | 2017-01-04 |  | Non-lead
049842 | LANE 7223 SIMRAN |  | Unknown, Non-Lead | No |  |  |  | Unknown, Non-Lead | 2003 | No |  |  |  | Non-lead
049843 | LANE 7224 SIMRAN |  | Unknown, Non-Lead | Yes |  | 2021-04-28 |  | Unknown, Non-Lead | 2003 | Yes |  | 2021-04-28 |  | Non-lead
049844 | TERRAC 7401 MARINA |  | Unknown, Non-Lead | No |  |  |  | Unknown, Non-Lead | 2004 | No |  |  |  | Non-lead
049845 | LANE 7226 SIMRAN |  | Polytube | Yes |  | 2023-10-04 |  | PVC | 2003 | Yes |  | 2023-10-04 |  | Non-lead
049846 | LANE 7228 SIMRAN |  | Unknown, Non-Lead | Yes |  | 2021-04-28 |  | Unknown, Non-Lead | 2003 | Yes |  | 2021-04-28 |  | Non-lead
049847 | TERR 7402 MARINA |  | Unknown, Non-Lead | No |  |  |  | Unknown, Non-Lead | 2004 | No |  |  |  | Non-lead
049848 | 113 WINDY POINT CIR |  | Unknown, Non-Lead | Yes |  | 2024-06-21 |  | Unknown, Non-Lead | 2004 | Yes |  | 2024-06-21 |  | Non-lead
049849 | 95 COCO PLUM DR |  | Ductile Iron | Yes |  | 2024-07-26 |  | Ductile Iron |  | Yes |  | 2024-07-26 |  | Non-lead
049850 | 95 COCO PLUM DR |  | Ductile Iron | Yes |  | 2024-07-29 |  | Ductile Iron | 1985 | Yes |  | 2024-07-29 |  | Non-lead
049851 | 9400 OVERSEAS HWY |  | Unknown | Yes |  | 2022-11-17 |  | Unknown | 1964 | Yes |  | 2022-11-17 |  | Lead Status Unknown
049852 | 31035 AVE C |  | Unknown, Non-Lead | No |  |  |  | Unknown, Non-Lead | 2003 | No |  |  |  | Non-lead
049853 | 316 WOODS AVE |  | Unknown, Non-Lead | Yes |  | 2019-02-08 |  | PVC | 2004 | Yes |  | 2019-02-08 |  | Non-lead
049854 | 103491 OVERSEAS HWY |  | Polytube | Yes |  | 2022-10-27 |  | PVC | 1956 | Yes |  | 2022-10-27 |  | Non-lead
049856 | IRRIGATION 101 SAPODILLA DR |  | Polytube | Yes |  | 2023-02-06 |  | PVC |  | Yes |  | 2023-02-06 |  | Non-lead
049857 | 143 PLANTATION BLVD |  | Unknown, Non-Lead | Yes |  | 2020-11-24 |  | Unknown, Non-Lead | 2006 | Yes |  | 2020-11-24 |  | Non-lead
049858 | WEST L16 B3 24245 CARIBBEAN DR |  | Polytube | Yes |  | 2022-11-01 |  | PVC | 2003 | Yes |  | 2022-11-01 |  | Non-lead
049859 | HYDRANT MK-017 109TH ST & 1ST AVE BEALLS GULF |  | Unknown, Non-Lead | No |  |  |  | No Piping | 1963 | No |  |  |  | Non-lead
049860 | 29542 LUCRECIA ST |  | Polytube | Yes |  | 2024-07-17 |  | PVC |  | Yes |  | 2024-07-17 |  | Non-lead
049861 | PEBBLE BCH |  | Polytube | Yes |  | 2022-10-22 |  | PVC | 1961 | Yes |  | 2022-10-22 |  | Non-lead
049863 | 247 APACHE ST |  | Polytube | Yes |  | 2023-05-17 |  | PVC | 1965 | Yes |  | 2023-05-17 |  | Non-lead
049864 | 78 JOHN SILVER DR |  | Unknown, Non-Lead | Yes |  | 2021-12-31 |  | Unknown, Non-Lead | 2004 | Yes |  | 2021-12-31 |  | Non-lead
049865 | 54 TARPON AVE |  | Unknown, Non-Lead | Yes |  | 2019-08-26 |  | PVC | 2003 | Yes |  | 2019-08-26 |  | Non-lead
049866 | 3 MIAMI DR |  | Polytube | Yes |  | 2021-07-13 |  | PVC | 2005 | Yes |  | 2021-07-13 |  | Non-lead
049867 | 1130 GRAND ST |  | Unknown, Non-Lead | No |  |  |  | Unknown, Non-Lead | 2004 | No |  |  |  | Non-lead
049868 | #1 82769 OLD Hwy |  | Polytube | Yes |  | 2022-06-28 |  | PVC | 1978 | Yes |  | 2022-06-28 |  | Non-lead
049869 | APT 2 82769 OLD HWY |  | Polytube | Yes |  | 2022-06-28 |  | PVC | 1978 | Yes |  | 2022-06-28 |  | Non-lead
049870 | APT 3 82769 OLD HWY |  | Polytube | Yes |  | 2022-06-28 |  | PVC | 1978 | Yes |  | 2022-06-28 |  | Non-lead
049872 | 1141 OCEAN DR |  | Unknown, Non-Lead | Yes |  | 2021-01-04 |  | PVC | 2005 | Yes |  | 2021-01-04 |  | Non-lead
049873 | SOUTHERNMOST PT 1300 BL WHITEHEAD ST |  | Polytube | Yes |  | 2023-08-31 |  | PVC | 1939 | Yes |  | 2023-08-31 |  | Non-lead
049874 | 95 W PLAZA GRANADA |  | Polytube | Yes |  | 2022-06-06 |  | PVC | 2005 | Yes |  | 2022-06-06 |  | Non-lead
049875 | 1002 CRANE LT 4 BK 1 |  | Unknown, Non-Lead | Yes |  | 2018-04-27 |  | PVC | 2005 | Yes |  | 2018-04-27 |  | Non-lead
049876 | 124 FOURTH LN |  | Unknown, Non-Lead | Yes |  | 2022-11-22 |  | Unknown, Non-Lead | 2004 | Yes |  | 2022-11-22 |  | Non-lead
049878 | 4 BROADWAY ST |  | Unknown, Non-Lead | Yes |  | 2019-02-12 |  | Unknown, Non-Lead | 2004 | Yes |  | 2019-02-12 |  | Non-lead
049879 | 151 S INDIES DR |  | Unknown, Non-Lead | Yes |  | 2024-05-29 |  | Unknown, Non-Lead | 2004 | Yes |  | 2024-05-29 |  | Non-lead
049880 | LIFT STATION . PEBBLE BEACH LN |  | Polytube | Yes |  | 2022-10-22 |  | PVC | 1961 | Yes |  | 2022-10-22 |  | Non-lead
049881 | 120 SANDS LN |  | Polytube | Yes |  | 2024-09-06 |  | PVC | 1990 | Yes |  | 2024-09-06 |  | Non-lead
049882 | 1205- 1207 PEBBLE BEACH LN |  | Polytube | Yes |  | 2022-10-22 |  | PVC | 1961 | Yes |  | 2022-10-22 |  | Non-lead
049883 | 1197- 1199 PEBBLE BEACH LN |  | Polytube | Yes |  | 2022-10-22 |  | PVC | 1961 | Yes |  | 2022-10-22 |  | Non-lead
049884 | APT 2 313 AMELIA ST |  | Unknown, Non-Lead | No |  |  |  | Unknown, Non-Lead | 2001 | No |  |  |  | Non-lead
049885 | 43 BLUEWATER DR |  | Unknown, Non-Lead | Yes |  | 2019-11-18 |  | Unknown, Non-Lead | 2004 | Yes |  | 2019-11-18 |  | Non-lead
049886 | 22994 ANNE BONNY LN |  | Unknown, Non-Lead | Yes |  | 2022-04-04 |  | Unknown, Non-Lead | 2004 | Yes |  | 2022-04-04 |  | Non-lead
049887 | 22984 ANNE BONNY LN |  | Unknown, Non-Lead | Yes |  | 2023-08-30 |  | PVC | 2004 | Yes |  | 2023-08-30 |  | Non-lead
049888 | 31111 AVENUE B |  | Polytube | Yes |  | 2022-07-15 |  | PVC |  | Yes |  | 2022-07-15 |  | Non-lead
049889 | KEY DEER BLVD |  | Polytube | Yes |  | 2023-04-20 |  | PVC |  | Yes |  | 2023-04-20 |  | Non-lead
049890 | 140 STROMBOLI DR |  | Polytube | Yes |  | 2020-08-19 |  | PVC | 2004 | Yes |  | 2020-08-19 |  | Non-lead
049891 | 550 OCEAN CAY DR |  | Polytube | Yes |  | 2022-11-09 |  | PVC | 2005 | Yes |  | 2022-11-09 |  | Non-lead
049892 | 105164 OVERSEAS HWY |  | Polytube | Yes |  | 2022-07-25 |  | PVC | 1949 | Yes |  | 2022-07-25 |  | Non-lead
049893 | 94100 OVERSEAS HWY |  | Polytube | Yes |  | 2022-05-13 |  | PVC | 2005 | Yes |  | 2022-05-13 |  | Non-lead
049894 | 247 BAY DR |  | Unknown, Non-Lead | Yes |  | 2024-05-16 |  | Unknown, Non-Lead | 2005 | Yes |  | 2024-05-16 |  | Non-lead
049895 | 616 OLIVIA ST |  | Unknown, Non-Lead | Yes |  | 2022-03-11 |  | Unknown, Non-Lead | 2006 | Yes |  | 2022-03-11 |  | Non-lead
049896 | APT 2 REAR 2229 SEIDENBERG AVE |  | Polytube | Yes |  | 2023-04-26 |  | PVC | 1957 | Yes |  | 2023-04-26 |  | Non-lead
049897 | LOT 58 648 POWELL AVE |  | Unknown, Non-Lead | No |  |  |  | Unknown, Non-Lead | 2003 | No |  |  |  | Non-lead
049898 | 17275 KEYSTONE RD |  | Unknown, Non-Lead | Yes |  | 2021-12-13 |  | Unknown, Non-Lead | 2005 | Yes |  | 2021-12-13 |  | Non-lead
049899 | 638 POWELL AVE |  | Unknown, Non-Lead | Yes |  | 2019-01-09 |  | Unknown, Non-Lead | 2004 | Yes |  | 2019-01-09 |  | Non-lead
049900 | LT19B4 23010 BONITO LANE |  | Unknown, Non-Lead | No |  |  |  | Unknown, Non-Lead | 2004 | No |  |  |  | Non-lead
049901 | 1201- 1203 PEBBLE BEACH LN |  | Copper | Yes |  | 2022-10-22 |  | PVC | 1961 | Yes |  | 2022-10-22 |  | Non-lead
049902 | 1140 GREENBRIAR |  | Polytube | Yes |  | 2022-10-22 |  | PVC | 1961 | Yes |  | 2022-10-22 |  | Non-lead
049903 | 1144 GREENBRIAR |  | Polytube | Yes |  | 2022-10-22 |  | PVC | 1961 | Yes |  | 2022-10-22 |  | Non-lead
049904 | 1148 GREENBRIAR |  | Polytube | Yes |  | 2022-10-22 |  | PVC | 1961 | Yes |  | 2022-10-22 |  | Non-lead
049905 | 1152 GREENBRIAR |  | Polytube | Yes |  | 2022-10-22 |  | PVC | 1961 | Yes |  | 2022-10-22 |  | Non-lead
049906 | 94 DRIFTWOOD DR |  | Unknown, Non-Lead | Yes |  | 2024-08-28 |  | PVC | 2009 | Yes |  | 2024-08-28 |  | Non-lead
049907 | DR 24 BOULDER |  | Unknown, Non-Lead | Yes |  | 2023-05-19 |  | PVC | 2004 | Yes |  | 2023-05-19 |  | Non-lead
049908 | GULF 400 123RD ST |  | Unknown, Non-Lead | Yes |  | 2024-04-22 |  | Unknown, Non-Lead | 2003 | Yes |  | 2024-04-22 |  | Non-lead
049910 | 65760 OVERSEAS HWY |  | Polytube | Yes |  | 2022-12-15 |  | PVC | 2007 | Yes |  | 2022-12-15 |  | Non-lead
049911 | 33 CYPRESS AVE |  | Copper | Yes |  | 2024-04-22 |  | Cast Iron | 1978 | Yes |  | 2024-04-22 |  | Non-lead
049912 | 30374 OLEANDER BLVD |  | Polytube | Yes |  | 2022-06-24 |  | PVC | 1968 | Yes |  | 2022-06-24 |  | Non-lead
049913 | 26945 ANGELFISH LN |  | Unknown, Non-Lead | No |  |  |  | Unknown, Non-Lead | 2004 | No |  |  |  | Non-lead
049914 | WEST 20834 4TH AVE |  | Unknown, Non-Lead | No |  |  |  | Unknown, Non-Lead | 2005 | No |  |  |  | Non-lead
049915 | 693 DIANE ST |  | Polytube | Yes |  | 2023-07-17 |  | PVC | 2003 | Yes |  | 2023-07-17 |  | Non-lead
049916 | 77 COCONUT DR B15 |  | Unknown, Non-Lead | No |  |  |  | Unknown, Non-Lead | 2004 | No |  |  |  | Non-lead
049917 | 141 TEQUESTA ST |  | Unknown, Non-Lead | Yes |  | 2019-05-28 |  | Unknown, Non-Lead | 2004 | Yes |  | 2019-05-28 |  | Non-lead
049918 | 551 OCEAN CAY DR |  | Unknown, Non-Lead | Yes |  | 2021-07-13 |  | Unknown, Non-Lead | 2006 | Yes |  | 2021-07-13 |  | Non-lead
049919 | 2 BASS AVE |  | Polytube | Yes |  | 2022-02-02 |  | PVC | 2005 | Yes |  | 2022-02-02 |  | Non-lead
049920 | SOUTH SIDE 82909 OLD HWY |  | Polytube | Yes |  | 2022-06-22 |  | PVC | 1955 | Yes |  | 2022-06-22 |  | Non-lead
049921 | #2 1202 THOMPSON ST |  | Polytube | Yes |  | 2023-05-04 |  | PVC | 1958 | Yes |  | 2023-05-04 |  | Non-lead
049922 | APT UP 1108 OLIVIA ST |  | Polytube | Yes |  | 2023-03-16 |  | PVC | 1928 | Yes |  | 2023-03-16 |  | Non-lead
049924 | 272 LIME AVE |  | Unknown, Non-Lead | Yes |  | 2021-11-22 |  | Unknown, Non-Lead | 2004 | Yes |  | 2021-11-22 |  | Non-lead
049925 | 2 AVENUE F |  | Unknown, Non-Lead | Yes |  | 2019-02-28 |  | PVC | 2005 | Yes |  | 2019-02-28 |  | Non-lead
049926 | IRRIGATION 29184 ALLAMANDA LN |  | Unknown, Non-Lead | Yes |  | 2023-06-28 |  | Unknown, Non-Lead | 1993 | Yes |  | 2023-06-28 |  | Non-lead
049927 | OCEAN 773 73RD ST |  | Unknown, Non-Lead | Yes |  | 2021-03-15 |  | Unknown, Non-Lead | 2003 | Yes |  | 2021-03-15 |  | Non-lead
049928 | UNIT 206 508 SOUTHARD ST |  | Unknown | Yes |  | 2023-04-18 |  | PVC | 1963 | Yes |  | 2023-04-18 |  | Lead Status Unknown
049929 | APT 207 508 SOUTHARD ST |  | Unknown | Yes |  | 2022-12-29 |  | PVC | 1963 | Yes |  | 2022-12-29 |  | Lead Status Unknown
049930 | UNIT 103 508 SOUTHARD ST |  | Unknown | Yes |  | 2022-12-29 |  | PVC | 1976 | Yes |  | 2022-12-29 |  | Lead Status Unknown
049931 | UNIT 104 508 SOUTHARD ST |  | Unknown, Non-Lead | Yes |  | 2023-05-04 |  | No Piping | 1976 | Yes |  | 2023-05-04 |  | Non-lead
049932 | UNIT 105 508 SOUTHARD ST |  | Unknown, Non-Lead | Yes |  | 2023-05-04 |  | No Piping | 1976 | Yes |  | 2023-05-04 |  | Non-lead
049933 | UNIT 106 508 SOUTHARD ST |  | Unknown | Yes |  | 2024-04-08 |  | PVC | 1976 | Yes |  | 2024-04-08 |  | Lead Status Unknown
049934 | UNIT 107 508 SOUTHARD ST |  | Unknown, Non-Lead | Yes |  | 2023-05-04 |  | No Piping | 1976 | Yes |  | 2023-05-04 |  | Non-lead
049935 | APT 202 508 SOUTHARD ST |  | Unknown | Yes |  | 2022-12-29 |  | PVC | 1963 | Yes |  | 2022-12-29 |  | Lead Status Unknown
049936 | UNIT 203 508 SOUTHARD ST |  | Unknown | Yes |  | 2022-12-29 |  | PVC | 1963 | Yes |  | 2022-12-29 |  | Lead Status Unknown
049937 | UNIT 204 508 SOUTHARD ST |  | Unknown | Yes |  | 2022-12-29 |  | PVC | 1963 | Yes |  | 2022-12-29 |  | Lead Status Unknown
049938 | UNIT 205 508 SOUTHARD ST |  | Unknown | Yes |  | 2022-12-29 |  | PVC | 1963 | Yes |  | 2022-12-29 |  | Lead Status Unknown
049939 | 508 SOUTHARD ST |  | Unknown | Yes |  | 2022-12-29 |  | PVC | 1976 | Yes |  | 2022-12-29 |  | Lead Status Unknown
049940 | MOES 508 SOUTHARD ST |  | Unknown | Yes |  | 2022-12-29 |  | PVC | 1976 | Yes |  | 2022-12-29 |  | Lead Status Unknown
049941 | UNIT 201 508 SOUTHARD ST |  | Unknown | Yes |  | 2022-12-29 |  | PVC | 1963 | Yes |  | 2022-12-29 |  | Lead Status Unknown
049942 | 326 AVE A |  | Unknown, Non-Lead | No |  |  |  | Unknown, Non-Lead | 2004 | No |  |  |  | Non-lead
049944 | 200-B WILLIAM ST |  | Unknown, Non-Lead | No |  |  |  | No Piping | Vacant | No |  |  |  | Non-lead
049945 | 233 ELIZABETH ST |  | Unknown, Non-Lead | No |  |  |  | No Piping | Vacant | No |  |  |  | Non-lead
049946 | 26928 ANGELFISH RD |  | Unknown, Non-Lead | Yes |  | 2019-09-03 |  | Unknown, Non-Lead | 2004 | Yes |  | 2019-09-03 |  | Non-lead
049947 | UNIT 1 905 WHITE ST |  | Polytube | Yes |  | 2022-09-09 |  | PVC | 1938 | Yes |  | 2022-09-09 |  | Non-lead
049948 | APT 1 505 WHITEHEAD ST |  | Polytube | Yes |  | 2022-06-08 |  | PVC | 1940 | Yes |  | 2022-06-08 |  | Non-lead
049949 | FIRE 525 UNITED ST |  | Polytube | No |  |  |  | Unknown | 1938 | No |  |  |  | Lead Status Unknown
049950 | 29770 OVERSEAS HWY |  | Unknown, Non-Lead | Yes |  | 2023-03-13 |  | Unknown, Non-Lead | 2003 | Yes |  | 2023-03-13 |  | Non-lead
049951 | APT 2 2816 N ROOSEVELT BLVD |  | Unknown, Non-Lead | Yes |  | 2024-03-28 |  | Unknown, Non-Lead | 1992 | Yes |  | 2024-03-28 |  | Non-lead
049952 | APT 3 2816 N ROOSEVELT BLVD |  | Unknown, Non-Lead | Yes |  | 2021-01-07 |  | Unknown, Non-Lead | 1992 | Yes |  | 2021-01-07 |  | Non-lead
049953 | 82909 OLD HWY |  | Polytube | Yes |  | 2022-06-22 |  | PVC | 1955 | Yes |  | 2022-06-22 |  | Non-lead
049954 | 12 FLAMINGO HAMMOCK RD |  | Polytube | Yes |  | 2022-08-05 |  | PVC | 2004 | Yes |  | 2022-08-05 |  | Non-lead
049956 | 51 W PLAZA DEL SOL |  | Unknown, Non-Lead | Yes |  | 2021-03-30 |  | PVC | 2005 | Yes |  | 2021-03-30 |  | Non-lead
049957 | 21 HARBOR ISLAND DR |  | Unknown, Non-Lead | Yes |  | 2020-12-02 |  | PVC | 2005 | Yes |  | 2020-12-02 |  | Non-lead
049958 | 775 73RD OCEAN ST |  | Polytube | Yes |  | 2022-12-15 |  | PVC | 2003 | Yes |  | 2022-12-15 |  | Non-lead
049959 | 801 73RD ST |  | Unknown, Non-Lead | Yes |  | 2019-10-22 |  | PVC | 2003 | Yes |  | 2019-10-22 |  | Non-lead
049960 | 803 73RD OCEAN ST |  | Polytube | Yes |  | 2023-01-11 |  | PVC | 2003 | Yes |  | 2023-01-11 |  | Non-lead
049961 | 57519 BAILEY ST |  | Unknown, Non-Lead | Yes |  | 2018-08-08 |  | PVC | 2004 | Yes |  | 2018-08-08 |  | Non-lead
049962 | 23091 SNAPPER LN |  | Polytube | Yes |  | 2022-12-28 |  | PVC | 1985 | Yes |  | 2022-12-28 |  | Non-lead
049963 | APT 4 2816 N ROOSEVELT BLVD |  | Unknown, Non-Lead | Yes |  | 2024-03-28 |  | Unknown, Non-Lead | 1992 | Yes |  | 2024-03-28 |  | Non-lead
049964 | 177 N INDUSTRIAL RD |  | Polytube | Yes |  | 2022-07-15 |  | PVC | 1982 | Yes |  | 2022-07-15 |  | Non-lead
049965 | APT 2 2932 PATTERSON AVE |  | Unknown, Non-Lead | Yes |  | 2024-03-20 |  | Unknown, Non-Lead | 2002 | Yes |  | 2024-03-20 |  | Non-lead
049966 | 13 EVERGREEN AVE |  | Unknown, Non-Lead | Yes |  | 2022-02-24 |  | Unknown, Non-Lead | 2006 | Yes |  | 2022-02-24 |  | Non-lead
049967 | 51 SUNSET KEY DR |  | Unknown, Non-Lead | Yes |  | 2020-09-03 |  | Unknown, Non-Lead | 2005 | Yes |  | 2020-09-03 |  | Non-lead
049968 | L7&8 423 LESROHDE Dr |  | Unknown, Non-Lead | Yes |  | 2017-07-06 |  | Unknown, Non-Lead | 2004 | Yes |  | 2017-07-06 |  | Non-lead
049969 | 12 DUVAL ST |  | Polytube | Yes |  | 2022-10-28 |  | PVC | 1980 | Yes |  | 2022-10-28 |  | Non-lead
049970 | 821 W OCEAN DR |  | Polytube | Yes |  | 2022-10-22 |  | PVC |  | Yes |  | 2022-10-22 |  | Non-lead
049971 | UNIT 4 907 WHITE ST |  | Polytube | Yes |  | 2022-09-09 |  | PVC | 1938 | Yes |  | 2022-09-09 |  | Non-lead
049972 | 905/907 WHITE ST |  | Polytube | Yes |  | 2022-09-09 |  | PVC | 1938 | Yes |  | 2022-09-09 |  | Non-lead
049973 | 110 ANCHOR DR |  | Unknown, Non-Lead | Yes |  | 2017-11-06 |  | Cast Iron | 2004 | Yes |  | 2017-11-06 |  | Non-lead
049974 | 258 SPANISH MAIN DR |  | Polytube | Yes |  | 2022-12-28 |  | PVC | 1980 | Yes |  | 2022-12-28 |  | Non-lead
049975 | 21730 SPAIN BLVD |  | Polytube | Yes |  | 2022-12-28 |  | PVC |  | Yes |  | 2022-12-28 |  | Non-lead
049976 | #2 1440 17TH ST |  | PVC | Yes |  | 2024-08-20 |  | PVC | 1955 | Yes |  | 2024-10-02 |  | Non-lead
049977 | 2402 FOGARTY AVE |  | Polytube | Yes |  | 2022-08-23 |  | PVC | 1949 | Yes |  | 2022-08-23 |  | Non-lead
049978 | L4 SEC 2274 SAN REMO DR |  | Unknown, Non-Lead | Yes |  | 2019-07-22 |  | Unknown, Non-Lead | 2004 | Yes |  | 2019-07-22 |  | Non-lead
049979 | LOT 10 383 LES RHODE RD |  | Unknown, Non-Lead | Yes |  | 2017-03-31 |  | Unknown, Non-Lead | 1998 | Yes |  | 2017-03-31 |  | Non-lead
049980 | 1720 SOUTH ST |  | Polytube | Yes |  | 2022-10-26 |  | PVC | 1928 | Yes |  | 2022-10-26 |  | Non-lead
049981 | 27963 DIXIE AVE |  | Polytube | Yes |  | 2022-11-22 |  | PVC | 2004 | Yes |  | 2022-11-22 |  | Non-lead
049982 | 13 CINNAMON BARK LN |  | Unknown, Non-Lead | Yes |  | 2019-08-23 |  | PVC | 2006 | Yes |  | 2019-08-23 |  | Non-lead
049984 | 147 SEASIDE AVE |  | Unknown, Non-Lead | Yes |  | 2022-03-18 |  | PVC | 2004 | Yes |  | 2022-03-18 |  | Non-lead
049985 | FIRE 147 SEASIDE AVE |  | Unknown, Non-Lead | Yes |  | 2022-03-16 |  | Unknown, Non-Lead | 2004 | Yes |  | 2022-03-16 |  | Non-lead
049986 | 1210 MOCKINGBIRD RD |  | Unknown, Non-Lead | Yes |  | 2018-05-11 |  | Unknown, Non-Lead | 2005 | Yes |  | 2018-05-11 |  | Non-lead
049987 | 25 AVENUE F |  | Unknown, Non-Lead | Yes |  | 2023-07-24 |  | PVC | 2008 | Yes |  | 2023-07-24 |  | Non-lead
049988 | 857 COPA D'ORO |  | Unknown, Non-Lead | No |  |  |  | Unknown, Non-Lead | 2004 | No |  |  |  | Non-lead
049989 | 27376 TOBAGO LN |  | Unknown, Non-Lead | No |  |  |  | Unknown, Non-Lead | 2004 | No |  |  |  | Non-lead
049990 | 106 ANTIGUA ST |  | Polytube | Yes |  | 2022-12-01 |  | PVC | 2017 | Yes |  | 2022-12-01 |  | Non-lead
049991 | 349 STIRRUP KEY BLVD |  | Unknown, Non-Lead | Yes |  | 2022-04-21 |  | Unknown, Non-Lead | 2005 | Yes |  | 2022-04-21 |  | Non-lead
049993 | UNIT 3B 901 W OCEAN DR |  | Unknown, Non-Lead | Yes |  | 2023-10-25 |  | Unknown, Non-Lead | 2005 | Yes |  | 2023-10-25 |  | Non-lead
049994 | ST 201 2ND |  | Unknown, Non-Lead | Yes |  | 2021-04-26 |  | Unknown, Non-Lead | 2004 | Yes |  | 2021-04-26 |  | Non-lead
049995 | 108 N BAHAMA DR |  | Unknown, Non-Lead | Yes |  | 2021-11-05 |  | Unknown, Non-Lead | 2005 | Yes |  | 2021-11-05 |  | Non-lead
049996 | UNIT 2B 901 W OCEAN DR |  | Unknown, Non-Lead | Yes |  | 2017-05-09 |  | PVC | 2005 | Yes |  | 2017-05-09 |  | Non-lead
049997 | 2161 SAN MARCO DR |  | Polytube | Yes |  | 2023-01-31 |  | PVC | 2004 | Yes |  | 2023-01-31 |  | Non-lead
049998 | 75971 OVERSEAS HWY |  | Unknown, Non-Lead | Yes |  | 2021-08-17 |  | PVC | 2006 | Yes |  | 2021-08-17 |  | Non-lead
049999 | 1222 JOHNSON ST |  | Polytube | Yes |  | 2022-11-03 |  | PVC | 1953 | Yes |  | 2022-11-03 |  | Non-lead
050000 | LOT 4-1 999 MORRIS AVE |  | Polytube | Yes |  | 2022-09-26 |  | PVC | 1966 | Yes |  | 2022-09-26 |  | Non-lead
050001 | LOT 4-2 999 MORRIS AVE |  | Polytube | Yes |  | 2023-04-14 |  | PVC | 1966 | Yes |  | 2023-04-14 |  | Non-lead
050002 | #4-3 999 MORRIS AVE |  | Polytube | Yes |  | 2022-09-26 |  | PVC | 1966 | Yes |  | 2022-09-26 |  | Non-lead
050003 | #4-4 999 MORRIS AVE |  | Polytube | Yes |  | 2022-09-26 |  | PVC | 1966 | Yes |  | 2022-09-26 |  | Non-lead
050004 | LOT 4-5 999 MORRIS AVE |  | Polytube | Yes |  | 2022-09-26 |  | PVC | 1966 | Yes |  | 2022-09-26 |  | Non-lead
050005 | #4-6 999 MORRIS AVE |  | Polytube | Yes |  | 2022-09-26 |  | PVC | 1966 | Yes |  | 2022-09-26 |  | Non-lead
050006 | #4-7 999 MORRIS AVE |  | Polytube | Yes |  | 2022-09-26 |  | PVC | 1966 | Yes |  | 2022-09-26 |  | Non-lead
050007 | #4-8 999 MORRIS AVE |  | Polytube | Yes |  | 2022-09-26 |  | PVC | 1966 | Yes |  | 2022-09-26 |  | Non-lead
050008 | LOT 4-9 999 MORRIS AVE |  | Polytube | Yes |  | 2022-09-26 |  | PVC | 1966 | Yes |  | 2022-09-26 |  | Non-lead
050009 | #4-10 999 MORRIS AVE |  | Polytube | Yes |  | 2022-09-26 |  | PVC | 1966 | Yes |  | 2022-09-26 |  | Non-lead
050010 | LOT 4-11 999 MORRIS AVE |  | Polytube | Yes |  | 2022-09-26 |  | PVC | 1966 | Yes |  | 2022-09-26 |  | Non-lead
050011 | LOT 5-1 999 MORRIS AVE |  | Polytube | Yes |  | 2022-07-21 |  | PVC | 1966 | Yes |  | 2022-07-21 |  | Non-lead
050012 | #5-2 999 MORRIS AVE |  | Polytube | Yes |  | 2022-09-26 |  | PVC | 1966 | Yes |  | 2022-09-26 |  | Non-lead
050013 | #5-3 999 MORRIS AVE |  | Polytube | Yes |  | 2023-02-15 |  | PVC | 1966 | Yes |  | 2023-02-15 |  | Non-lead
050014 | LOT 5-4 999 MORRIS AVE |  | Polytube | Yes |  | 2022-09-26 |  | PVC | 1966 | Yes |  | 2022-09-26 |  | Non-lead
050015 | #5-5 999 MORRIS AVE |  | Polytube | Yes |  | 2022-09-26 |  | PVC | 1966 | Yes |  | 2022-09-26 |  | Non-lead
050016 | LOT 6-1 999 MORRIS AVE |  | Polytube | Yes |  | 2023-04-12 |  | PVC | 1966 | Yes |  | 2023-04-12 |  | Non-lead
050017 | #6-2 999 MORRIS AVE |  | Polytube | Yes |  | 2022-09-26 |  | PVC | 1966 | Yes |  | 2022-09-26 |  | Non-lead
050018 | LOT 6-3 999 MORRIS AVE |  | Polytube | Yes |  | 2022-06-08 |  | PVC | 1966 | Yes |  | 2022-06-08 |  | Non-lead
050019 | LOT 6-4 999 MORRIS AVE |  | Polytube | Yes |  | 2022-06-17 |  | PVC | 1966 | Yes |  | 2022-06-17 |  | Non-lead
050020 | #6-5 999 MORRIS AVE |  | Polytube | Yes |  | 2022-06-17 |  | PVC | 1966 | Yes |  | 2022-06-17 |  | Non-lead
050021 | LOT 6-6 999 MORRIS AVE |  | Polytube | Yes |  | 2022-06-17 |  | PVC | 1966 | Yes |  | 2022-06-17 |  | Non-lead
050022 | #6-7 999 MORRIS AVE |  | Polytube | Yes |  | 2022-09-26 |  | PVC | 1966 | Yes |  | 2022-09-26 |  | Non-lead
050023 | #6-8 999 MORRIS AVE |  | Polytube | Yes |  | 2022-09-26 |  | PVC | 1966 | Yes |  | 2022-09-26 |  | Non-lead
050024 | LOT 6-9 999 MORRIS AVE |  | Polytube | Yes |  | 2022-09-26 |  | PVC | 1966 | Yes |  | 2022-09-26 |  | Non-lead
050025 | #6-10 999 MORRIS AVE |  | Polytube | Yes |  | 2022-09-26 |  | PVC | 1966 | Yes |  | 2022-09-26 |  | Non-lead
050026 | #6-11 999 MORRIS AVE |  | Polytube | Yes |  | 2023-05-04 |  | PVC | 1966 | Yes |  | 2023-05-04 |  | Non-lead
050027 | #6-12 999 MORRIS AVE |  | Polytube | Yes |  | 2022-09-26 |  | PVC | 1966 | Yes |  | 2022-09-26 |  | Non-lead
050028 | #6-13 999 MORRIS AVE |  | Polytube | Yes |  | 2022-09-26 |  | PVC | 1966 | Yes |  | 2022-09-26 |  | Non-lead
050029 | #6-14 999 MORRIS AVE |  | Polytube | Yes |  | 2022-09-26 |  | PVC | 1966 | Yes |  | 2022-09-26 |  | Non-lead
050030 | #6-15 999 MORRIS AVE |  | Polytube | Yes |  | 2022-09-26 |  | PVC | 1966 | Yes |  | 2022-09-26 |  | Non-lead
050031 | #6-16 999 MORRIS AVE |  | Polytube | Yes |  | 2022-09-26 |  | PVC | 1966 | Yes |  | 2022-09-26 |  | Non-lead
050032 | #6-17 999 MORRIS AVE |  | Polytube | Yes |  | 2022-09-26 |  | PVC | 1966 | Yes |  | 2022-09-26 |  | Non-lead
050033 | LOT 6-18 999 MORRIS AVE |  | Polytube | Yes |  | 2022-09-26 |  | PVC | 1966 | Yes |  | 2022-09-26 |  | Non-lead
050034 | #6-19 999 MORRIS AVE |  | Polytube | Yes |  | 2022-09-26 |  | PVC | 1966 | Yes |  | 2022-09-26 |  | Non-lead
050035 | #6-20 999 MORRIS AVE |  | Polytube | Yes |  | 2022-09-26 |  | PVC | 1966 | Yes |  | 2022-09-26 |  | Non-lead
050036 | #6-21 999 MORRIS AVE |  | Polytube | Yes |  | 2023-01-31 |  | PVC | 1966 | Yes |  | 2023-01-31 |  | Non-lead
050037 | #6-22 999 MORRIS AVE |  | Polytube | Yes |  | 2022-09-26 |  | PVC | 1966 | Yes |  | 2022-09-26 |  | Non-lead
050038 | #6-23 999 MORRIS AVE |  | Polytube | Yes |  | 2022-09-26 |  | PVC | 1966 | Yes |  | 2022-09-26 |  | Non-lead
050039 | LOT 5-6 999 MORRIS AVE |  | Polytube | Yes |  | 2023-04-13 |  | None | 1966 | Yes |  | 2023-04-13 |  | Non-lead
050040 | 16 EVERGREEN LN |  | Unknown, Non-Lead | Yes |  | 2022-03-01 |  | Unknown, Non-Lead | 2005 | Yes |  | 2022-03-01 |  | Non-lead
050041 | 20 EMERALD DR |  | Unknown, Non-Lead | Yes |  | 2019-07-01 |  | Unknown, Non-Lead | 2004 | Yes |  | 2019-07-01 |  | Non-lead
050042 | 329 WILLIAM ST |  | Unknown | Yes |  | 2023-01-04 |  | Unknown | 1938 | Yes |  | 2023-01-04 |  | Lead Status Unknown
050043 | TRAILER STORAGE 23038 OVERSEAS HWY |  | Polytube | Yes |  | 2022-12-28 |  | PVC |  | Yes |  | 2022-12-28 |  | Non-lead
050044 | #2 2903 HARRIS AVE |  | Polytube | Yes |  | 2022-07-20 |  | PVC | 1953 | Yes |  | 2022-07-20 |  | Non-lead
050045 | UNIT 3A 901 W OCEAN DR |  | Unknown, Non-Lead | Yes |  | 2021-02-17 |  | Unknown, Non-Lead | 2005 | Yes |  | 2021-02-17 |  | Non-lead
050046 | 1 921 W OCEAN Dr |  | Unknown, Non-Lead | Yes |  | 2024-05-21 |  | PVC | 2005 | Yes |  | 2024-05-21 |  | Non-lead
050047 | UNIT 2A 901 W OCEAN DR |  | Unknown, Non-Lead | Yes |  | 2024-06-05 |  | Unknown, Non-Lead | 2005 | Yes |  | 2024-06-05 |  | Non-lead
050048 | 103 52ND ST |  | Unknown, Non-Lead | Yes |  | 2023-06-15 |  | Unknown, Non-Lead | 2004 | Yes |  | 2023-06-15 |  | Non-lead
050049 | 506 AVENIDA PRIMICER |  | Unknown, Non-Lead | Yes |  | 2024-07-22 |  | PVC | 2002 | Yes |  | 2024-07-22 |  | Non-lead
050050 | 914 PACKER ST |  | Unknown | Yes |  | 2023-03-21 |  | PVC | 1928 | Yes |  | 2023-03-21 |  | Lead Status Unknown
050051 | #1A 914 PACKER ST |  | Unknown | Yes |  | 2023-03-21 |  | PVC | 1928 | Yes |  | 2023-03-21 |  | Lead Status Unknown
050052 | UNIT 3 914 PACKER ST |  | Unknown | Yes |  | 2023-03-21 |  | PVC | 1928 | Yes |  | 2023-03-21 |  | Lead Status Unknown
050053 | 22972 HAWKINS LN |  | Unknown, Non-Lead | Yes |  | 2022-03-08 |  | Unknown, Non-Lead | 2007 | Yes |  | 2022-03-08 |  | Non-lead
050054 | APT 2 419 TRUMAN AVE |  | Polytube | Yes |  | 2022-09-26 |  | Polytube | 1928 | Yes |  | 2022-09-26 |  | Non-lead
050055 | 12 BASS AVE |  | Unknown, Non-Lead | Yes |  | 2019-06-19 |  | PVC | 2004 | Yes |  | 2019-06-19 |  | Non-lead
050056 | 174 BISCAYNE BLVD |  | Unknown, Non-Lead | Yes |  | 2022-02-11 |  | Unknown, Non-Lead | 2004 | Yes |  | 2022-02-11 |  | Non-lead
050057 | 189 BUTTONWOOD LN |  | Unknown, Non-Lead | Yes |  | 2021-06-21 |  | PVC | 2004 | Yes |  | 2021-06-21 |  | Non-lead
050058 | 370 SOUND DR |  | Unknown, Non-Lead | No |  |  |  | Unknown, Non-Lead | 2004 | No |  |  |  | Non-lead
050059 | 138 VENETIAN WAY |  | Polytube | Yes |  | 2022-08-05 |  | PVC | 2004 | Yes |  | 2022-08-05 |  | Non-lead
050060 | 800 EMMA ST |  | Unknown, Non-Lead | No |  |  |  | Unknown, Non-Lead | 1991 | No |  |  |  | Non-lead
050061 | 948 W OCEAN DR |  | Unknown, Non-Lead | Yes |  | 2021-02-26 |  | Unknown, Non-Lead | 2017 | Yes |  | 2021-02-26 |  | Non-lead
050062 | LOT 9 930 80TH ST |  | Unknown, Non-Lead | No |  |  |  | Unknown, Non-Lead | 1988 | No |  |  |  | Non-lead
050063 | 5204 DOGWOOD DELL |  | Unknown, Non-Lead | Yes |  | 2021-08-24 |  | Unknown, Non-Lead | 2012 | Yes |  | 2021-08-24 |  | Non-lead
050064 | 1000 122ND ST OCEAN |  | Unknown, Non-Lead | No |  |  |  | Unknown, Non-Lead | 2004 | No |  |  |  | Non-lead
050065 | 356 E SEAVIEW DR |  | Polytube | Yes |  | 2024-04-03 |  | PVC | 2005 | Yes |  | 2024-04-03 |  | Non-lead
050066 | REAR 1007 WATSON ST |  | Polytube | Yes |  | 2023-08-09 |  | PVC | 1918 | Yes |  | 2023-08-09 |  | Non-lead
050067 | #2 21538 OVERSEAS HWY |  | Polytube | Yes |  | 2022-12-28 |  | PVC | 1953 | Yes |  | 2022-12-28 |  | Non-lead
050068 | 2163 NAPLES RD |  | Polytube | Yes |  | 2023-01-10 |  | PVC | 1986 | Yes |  | 2023-01-10 |  | Non-lead
050069 | APT 1 2512 HARRIS AVE |  | Unknown, Non-Lead | Yes |  | 2018-04-27 |  | PVC | 2004 | Yes |  | 2018-04-27 |  | Non-lead
050070 | APT 2 2512 HARRIS AVE |  | Unknown, Non-Lead | Yes |  | 2018-11-07 |  | Unknown, Non-Lead | 2004 | Yes |  | 2018-11-07 |  | Non-lead
050071 | 11 AQUAMARINE DR |  | Polytube | Yes |  | 2022-07-05 |  | PVC | 2004 | Yes |  | 2022-07-05 |  | Non-lead
050072 | 630 LANG MILIAN ALY |  | Polytube | Yes |  | 2022-06-08 |  | PVC | 1928 | Yes |  | 2022-06-08 |  | Non-lead
050073 | 112 SEVERINO DR |  | Polytube | Yes |  | 2019-09-17 |  | PVC | 2007 | Yes |  | 2019-09-17 |  | Non-lead
050074 | 38 JUDY PL |  | Unknown, Non-Lead | No |  |  |  | Unknown, Non-Lead | 2004 | No |  |  |  | Non-lead
050075 | 1505 SHAW DR |  | Polytube | Yes |  | 2023-05-11 |  | PVC | 1978 | Yes |  | 2023-05-11 |  | Non-lead
050076 | BLVD 466 BARRACUDA |  | Unknown, Non-Lead | Yes |  | 2022-04-06 |  | Unknown, Non-Lead | 2005 | Yes |  | 2022-04-06 |  | Non-lead
050077 | DR 18 SILVER SPRINGS |  | Polytube | Yes |  | 2019-02-04 |  | Copper | 2005 | Yes |  | 2019-02-04 |  | Non-lead
050078 | 29157 IROQUOIS ST |  | Polytube | Yes |  | 2022-12-14 |  | PVC | 1983 | Yes |  | 2022-12-14 |  | Non-lead
050079 | 219 S ANGLERS DR |  | Polytube | Yes |  | 2024-04-22 |  | PVC | 2005 | Yes |  | 2024-04-22 |  | Non-lead
050080 | HYDRANT LK-019 JADE DR |  | Unknown, Non-Lead | Yes |  | 2022-08-17 |  | No Piping | Vacant | Yes |  | 2022-08-17 |  | Non-lead
050081 | 7544 GULFSTREAM BLVD |  | Unknown, Non-Lead | No |  |  |  | Unknown, Non-Lead | 2004 | No |  |  |  | Non-lead
050082 | 6465 OVERSEAS HWY 64TH ST |  | Polytube | Yes |  | 2023-08-02 |  | PVC | 2007 | Yes |  | 2023-08-02 |  | Non-lead
050083 | 1 CORAL WAY |  | Polytube | Yes |  | 2022-05-26 |  | PVC | 2004 | Yes |  | 2022-05-26 |  | Non-lead
050084 | 3 CORAL WAY |  | Polytube | Yes |  | 2020-05-29 |  | Polytube | 2004 | Yes |  | 2020-05-29 |  | Non-lead
050085 | 5 CORAL WAY |  | Unknown, Non-Lead | No |  |  |  | Unknown, Non-Lead | 2004 | No |  |  |  | Non-lead
050086 | 7 CORAL WAY |  | Unknown, Non-Lead | Yes |  | 2017-04-20 |  | Unknown, Non-Lead | 2004 | Yes |  | 2017-04-20 |  | Non-lead
050087 | 9 CORAL WAY |  | Polytube | Yes |  | 2024-04-23 |  | PVC | 2004 | Yes |  | 2024-04-23 |  | Non-lead
050088 | 11 CORAL WAY |  | Unknown, Non-Lead | Yes |  | 2018-12-14 |  | Unknown, Non-Lead | 2004 | Yes |  | 2018-12-14 |  | Non-lead
050089 | 13 CORAL WAY |  | Unknown, Non-Lead | No |  |  |  | Unknown, Non-Lead | 2004 | No |  |  |  | Non-lead
050090 | 15 CORAL WAY |  | Unknown, Non-Lead | Yes |  | 2021-07-01 |  | Unknown, Non-Lead | 2004 | Yes |  | 2021-07-01 |  | Non-lead
050091 | 17 CORAL WAY |  | Unknown, Non-Lead | No |  |  |  | Unknown, Non-Lead | 2004 | No |  |  |  | Non-lead
050092 | 19 CORAL WAY |  | Polytube | Yes |  | 2023-06-30 |  | PVC | 2004 | Yes |  | 2023-06-30 |  | Non-lead
050093 | 21 CORAL WAY |  | Unknown, Non-Lead | Yes |  | 2021-01-06 |  | Unknown, Non-Lead | 2004 | Yes |  | 2021-01-06 |  | Non-lead
050094 | 23 CORAL WAY |  | Unknown, Non-Lead | Yes |  | 2019-10-29 |  | Unknown, Non-Lead | 2004 | Yes |  | 2019-10-29 |  | Non-lead
050095 | 25 CORAL WAY |  | Unknown, Non-Lead | No |  |  |  | Unknown, Non-Lead | 2004 | No |  |  |  | Non-lead
050096 | 27 CORAL WAY |  | Unknown, Non-Lead | Yes |  | 2023-06-16 |  | Unknown, Non-Lead | 2004 | Yes |  | 2023-06-16 |  | Non-lead
050097 | 29 CORAL WAY |  | Unknown, Non-Lead | No |  |  |  | Unknown, Non-Lead | 2004 | No |  |  |  | Non-lead
050098 | 31 CORAL WAY |  | Unknown, Non-Lead | Yes |  | 2022-01-28 |  | Unknown, Non-Lead | 2004 | Yes |  | 2022-01-28 |  | Non-lead
050099 | 33 CORAL WAY |  | Unknown, Non-Lead | No |  |  |  | Unknown, Non-Lead | 2004 | No |  |  |  | Non-lead
050100 | 35 CORAL WAY |  | Unknown, Non-Lead | No |  |  |  | Unknown, Non-Lead | 2004 | No |  |  |  | Non-lead
050101 | 37 CORAL WAY |  | Unknown, Non-Lead | Yes |  | 2020-10-30 |  | Unknown, Non-Lead | 2004 | Yes |  | 2020-10-30 |  | Non-lead
050102 | 39 CORAL WAY |  | Unknown, Non-Lead | Yes |  | 2020-11-30 |  | PVC | 2004 | Yes |  | 2020-11-30 |  | Non-lead
050103 | 41 CORAL WAY |  | Unknown, Non-Lead | Yes |  | 2018-07-02 |  | Unknown, Non-Lead | 2004 | Yes |  | 2018-07-02 |  | Non-lead
050104 | 43 CORAL WAY |  | Unknown, Non-Lead | No |  |  |  | Unknown, Non-Lead | 2004 | No |  |  |  | Non-lead
050105 | 45 CORAL WAY |  | Polytube | Yes |  | 2023-08-02 |  | PVC | 2004 | Yes |  | 2023-08-02 |  | Non-lead
050106 | 47 CORAL WAY |  | Unknown, Non-Lead | No |  |  |  | Unknown, Non-Lead | 2004 | No |  |  |  | Non-lead
050107 | 49 CORAL WAY |  | Unknown, Non-Lead | Yes |  | 2021-08-10 |  | PVC | 2004 | Yes |  | 2021-08-10 |  | Non-lead
050108 | 51 CORAL WAY |  | Unknown, Non-Lead | Yes |  | 2019-04-29 |  | Unknown, Non-Lead | 2004 | Yes |  | 2019-04-29 |  | Non-lead
050109 | 53 CORAL WAY |  | Unknown, Non-Lead | Yes |  | 2020-03-02 |  | Unknown, Non-Lead | 2004 | Yes |  | 2020-03-02 |  | Non-lead
050110 | 55 CORAL WAY |  | Unknown, Non-Lead | No |  |  |  | Unknown, Non-Lead | 2004 | No |  |  |  | Non-lead
050111 | 34 CORAL WAY |  | Polytube | Yes |  | 2023-08-02 |  | PVC | 2004 | Yes |  | 2023-08-02 |  | Non-lead
050112 | 36 CORAL WAY |  | Polytube | Yes |  | 2022-11-18 |  | PVC | 2004 | Yes |  | 2022-11-18 |  | Non-lead
050113 | 38 CORAL WAY |  | Unknown, Non-Lead | Yes |  | 2022-07-05 |  | Polytube | 2004 | Yes |  | 2022-07-05 |  | Non-lead
050114 | 40 CORAL WAY |  | Unknown, Non-Lead | No |  |  |  | Unknown, Non-Lead | 2004 | No |  |  |  | Non-lead
050115 | 42 CORAL WAY |  | Unknown, Non-Lead | Yes |  | 2018-05-31 |  | Unknown, Non-Lead | 2004 | Yes |  | 2018-05-31 |  | Non-lead
050116 | 44 CORAL WAY |  | Unknown, Non-Lead | Yes |  | 2024-01-03 |  | Polytube | 2004 | Yes |  | 2024-01-03 |  | Non-lead
050117 | 46 CORAL WAY |  | Unknown, Non-Lead | No |  |  |  | Unknown, Non-Lead | 2004 | No |  |  |  | Non-lead
050118 | 48 CORAL WAY |  | Unknown, Non-Lead | No |  |  |  | Unknown, Non-Lead | 2004 | No |  |  |  | Non-lead
050119 | 50 CORAL WAY |  | Unknown, Non-Lead | No |  |  |  | Unknown, Non-Lead | 2004 | No |  |  |  | Non-lead
050120 | 52 CORAL WAY |  | Unknown, Non-Lead | No |  |  |  | Unknown, Non-Lead | 2004 | No |  |  |  | Non-lead
050121 | 54 CORAL WAY |  | Unknown, Non-Lead | Yes |  | 2023-01-18 |  | Unknown, Non-Lead | 2004 | Yes |  | 2023-01-18 |  | Non-lead
050122 | 56 CORAL WAY |  | Unknown, Non-Lead | No |  |  |  | Unknown, Non-Lead | 2004 | No |  |  |  | Non-lead
050123 | 4 CORAL WAY |  | Unknown, Non-Lead | Yes |  | 2021-10-05 |  | Unknown, Non-Lead | 2004 | Yes |  | 2021-10-05 |  | Non-lead
050124 | 6 CORAL WAY |  | Polytube | Yes |  | 2023-03-07 |  | PVC | 1949 | Yes |  | 2023-03-07 |  | Non-lead
050125 | 8 CORAL WAY |  | Unknown, Non-Lead | Yes |  | 2018-12-14 |  | PVC | 2004 | Yes |  | 2018-12-14 |  | Non-lead
050126 | 10 CORAL WAY |  | Unknown, Non-Lead | No |  |  |  | Unknown, Non-Lead | 2004 | No |  |  |  | Non-lead
050127 | 12 CORAL WAY |  | Unknown, Non-Lead | Yes |  | 2023-08-02 |  | Unknown, Non-Lead | 2004 | Yes |  | 2023-08-02 |  | Non-lead
050128 | 14 CORAL WAY |  | Unknown, Non-Lead | Yes |  | 2023-06-26 |  | Unknown, Non-Lead | 2004 | Yes |  | 2023-06-26 |  | Non-lead
050129 | 16 CORAL WAY |  | Unknown, Non-Lead | No |  |  |  | Unknown, Non-Lead | 2004 | No |  |  |  | Non-lead
050130 | 18 CORAL WAY |  | Unknown, Non-Lead | Yes |  | 2019-03-31 |  | Unknown, Non-Lead | 2004 | Yes |  | 2019-03-31 |  | Non-lead
050131 | 20 CORAL WAY |  | Unknown, Non-Lead | Yes |  | 2021-07-02 |  | Unknown, Non-Lead | 2004 | Yes |  | 2021-07-02 |  | Non-lead
050132 | 22 CORAL WAY |  | Unknown, Non-Lead | Yes |  | 2020-05-01 |  | PVC | 2004 | Yes |  | 2020-05-01 |  | Non-lead
050133 | 24 CORAL WAY |  | Unknown, Non-Lead | Yes |  | 2020-08-31 |  | PVC | 2004 | Yes |  | 2020-08-31 |  | Non-lead
050134 | 26 CORAL WAY |  | Polytube | No |  |  |  | PVC | 2004 | No |  |  |  | Non-lead
050135 | 28 CORAL WAY |  | Unknown, Non-Lead | Yes |  | 2021-01-06 |  | Unknown, Non-Lead | 2004 | Yes |  | 2021-01-06 |  | Non-lead
050136 | 30 CORAL WAY |  | Unknown, Non-Lead | No |  |  |  | Unknown, Non-Lead | 2004 | No |  |  |  | Non-lead
050137 | 32 CORAL WAY |  | Unknown, Non-Lead | No |  |  |  | Unknown, Non-Lead | 2004 | No |  |  |  | Non-lead
050138 | IRRIGATION 2 CORAL WAY |  | Unknown, Non-Lead | Yes |  | 2024-02-23 |  | Unknown, Non-Lead | 2004 | Yes |  | 2024-02-23 |  | Non-lead
050139 | APT 3 419 TRUMAN AVE |  | Polytube | Yes |  | 2022-09-26 |  | PVC | 1928 | Yes |  | 2022-09-26 |  | Non-lead
050140 | APT 4 419 TRUMAN AVE |  | Unknown | Yes |  | 2023-02-07 |  | PVC | 1928 | Yes |  | 2023-02-07 |  | Lead Status Unknown
050141 | 23012 SNAPPER LN |  | Unknown, Non-Lead | No |  |  |  | Unknown, Non-Lead | 2004 | No |  |  |  | Non-lead
050142 | LOT VACANT SAWYER L28 B4 DR |  | Polytube | Yes |  | 2023-11-30 |  | PVC | 1972 | Yes |  | 2023-11-30 |  | Non-lead
050143 | 16781 CYPRESS RD |  | Polytube | Yes |  | 2022-10-11 |  | PVC | 2005 | Yes |  | 2022-10-11 |  | Non-lead
050144 | APT 6 1626 SPAULDING CT |  | Copper | Yes |  | 2022-07-14 |  | PVC | 1966 | Yes |  | 2022-07-14 |  | Non-lead
050145 | APT 5 1626 SPAULDING CT |  | Copper | Yes |  | 2022-07-14 |  | PVC | 1966 | Yes |  | 2022-07-14 |  | Non-lead
050146 | 29515 ENTERPRISE AVE |  | Unknown, Non-Lead | Yes |  | 2024-07-25 |  | Unknown, Non-Lead | 2006 | Yes |  | 2024-07-25 |  | Non-lead
050147 | 38 BAMBOO TERR |  | Polytube | Yes |  | 2022-05-06 |  | PVC | 2005 | Yes |  | 2022-05-06 |  | Non-lead
050148 | LN 27431 ST CROIX |  | Unknown, Non-Lead | No |  |  |  | Unknown, Non-Lead | 2004 | No |  |  |  | Non-lead
050149 | 31043 C AVE |  | Polytube | No |  |  |  | PVC | 2004 | No |  |  |  | Non-lead
050150 | 31051 AVENUE C |  | Unknown, Non-Lead | No |  |  |  | Unknown, Non-Lead | 2005 | No |  |  |  | Non-lead
050151 | 31059 AVE C |  | Unknown, Non-Lead | Yes |  | 2023-08-23 |  | Unknown, Non-Lead | 2005 | Yes |  | 2023-08-23 |  | Non-lead
050152 | 31067 AVE C |  | Unknown, Non-Lead | Yes |  | 2019-04-16 |  | PVC | 2005 | Yes |  | 2019-04-16 |  | Non-lead
050153 | 31075 AVENUE C |  | Unknown, Non-Lead | Yes |  | 2024-01-30 |  | Unknown, Non-Lead | 2004 | Yes |  | 2024-01-30 |  | Non-lead
050154 | 10 EVERGREEN CT |  | Unknown, Non-Lead | No |  |  |  | Unknown, Non-Lead | 2004 | No |  |  |  | Non-lead
050155 | 2112 SEIDENBERG AVE |  | Unknown, Non-Lead | Yes |  | 2018-10-15 |  | Unknown, Non-Lead | 2004 | Yes |  | 2018-10-15 |  | Non-lead
050156 | 23024 WAHOO LN |  | Unknown, Non-Lead | Yes |  | 2019-01-31 |  | Unknown, Non-Lead | 2004 | Yes |  | 2019-01-31 |  | Non-lead
050157 | 55 QUAY RD |  | Polytube | Yes |  | 2024-05-06 |  | Copper | 1987 | Yes |  | 2024-05-06 |  | Non-lead
050158 | 101 PETRONIA ST |  | Polytube | Yes |  | 2023-01-09 |  | PVC | 2004 | Yes |  | 2023-01-09 |  | Non-lead
050159 | CT 114 MADEIRA |  | Unknown, Non-Lead | Yes |  | 2016-12-22 |  | Unknown, Non-Lead | 2005 | Yes |  | 2016-12-22 |  | Non-lead
050160 | 378 MAHOGANY DR |  | Unknown, Non-Lead | Yes |  | 2021-11-30 |  | Unknown, Non-Lead | 1989 | Yes |  | 2021-11-30 |  | Non-lead
050161 | 154 DUBONNET RD |  | Polytube | Yes |  | 2023-10-06 |  | PVC | 1979 | Yes |  | 2023-10-06 |  | Non-lead
050162 | 375 SO HARBOR DR |  | Unknown, Non-Lead | Yes |  | 2020-09-04 |  | Unknown, Non-Lead | 2005 | Yes |  | 2020-09-04 |  | Non-lead
050163 | 1032 GIBRALTAR RD |  | Polytube | Yes |  | 2024-08-09 |  | PVC | 1982 | Yes |  | 2024-08-09 |  | Non-lead
050164 | 10950 OVERSEAS HWY |  | Cast Iron | Yes |  | 2024-06-11 |  | Cast Iron | 1963 | Yes |  | 2024-06-11 |  | Non-lead
050165 | 30849 PALM DR |  | Polytube | Yes |  | 2022-11-15 |  | PVC | 1983 | Yes |  | 2022-11-15 |  | Non-lead
050166 | LOT 141 1571 OVERSEAS HWY |  | PVC | Yes |  | 2023-08-02 |  | PVC | 1952 | Yes |  | 2023-08-02 |  | Non-lead
050167 | 2129 YELLOWTAIL DR |  | Unknown, Non-Lead | Yes |  | 2024-05-01 |  | PVC | 2005 | Yes |  | 2024-05-01 |  | Non-lead
050168 | GULF 10803 6TH AVE |  | Unknown, Non-Lead | Yes |  | 2024-05-13 |  | Unknown, Non-Lead | 2004 | Yes |  | 2024-05-13 |  | Non-lead
050169 | APT 1 2669 N ROOSEVELT BLVD |  | Polytube | Yes |  | 2023-03-01 |  | PVC | 2004 | Yes |  | 2023-03-01 |  | Non-lead
050170 | APT 2 2669 N ROOSEVELT BLVD |  | Polytube | Yes |  | 2023-02-28 |  | PVC | 2004 | Yes |  | 2023-02-28 |  | Non-lead
050171 | APT 3 2669 N ROOSEVELT BLVD |  | Polytube | Yes |  | 2024-03-21 |  | PVC | 2004 | Yes |  | 2024-03-21 |  | Non-lead
050172 | APT 4 2669 N ROOSEVELT BLVD |  | PVC | Yes |  | 2024-03-21 |  | PVC | 2004 | Yes |  | 2024-03-21 |  | Non-lead
050173 | APT 5 2669 N ROOSEVELT BLVD |  | PVC | Yes |  | 2024-03-28 |  | PVC | 2004 | Yes |  | 2024-03-28 |  | Non-lead
050174 | APT 6 2669 N ROOSEVELT BLVD |  | Polytube | Yes |  | 2023-03-02 |  | PVC | 2004 | Yes |  | 2023-03-02 |  | Non-lead
050175 | APT 1 2665 N ROOSEVELT BLVD |  | Unknown, Non-Lead | Yes |  | 2024-04-19 |  | PVC | 2004 | Yes |  | 2024-04-19 |  | Non-lead
050176 | APT 2 2665 N ROOSEVELT BLVD |  | Unknown, Non-Lead | Yes |  | 2022-06-24 |  | PVC | 2004 | Yes |  | 2022-06-24 |  | Non-lead
050177 | APT 3 2665 N ROOSEVELT BLVD |  | Unknown, Non-Lead | Yes |  | 2022-06-27 |  | PVC | 2004 | Yes |  | 2022-06-27 |  | Non-lead
050178 | APT 4 2665 N ROOSEVELT BLVD |  | Unknown, Non-Lead | Yes |  | 2023-02-28 |  | PVC | 2004 | Yes |  | 2023-02-28 |  | Non-lead
050179 | APT 5 2665 N ROOSEVELT BLVD |  | Unknown, Non-Lead | Yes |  | 2023-03-01 |  | PVC | 2004 | Yes |  | 2023-03-01 |  | Non-lead
050180 | APT 6 2665 N ROOSEVELT BLVD |  | Unknown, Non-Lead | Yes |  | 2023-02-28 |  | PVC | 2004 | Yes |  | 2023-02-28 |  | Non-lead
050181 | APT 1 2667 N ROOSEVELT BLVD |  | Unknown, Non-Lead | Yes |  | 2020-10-09 |  | Unknown, Non-Lead | 2004 | Yes |  | 2020-10-09 |  | Non-lead
050182 | APT 2 2667 N ROOSEVELT BLVD |  | Unknown, Non-Lead | No |  |  |  | Unknown, Non-Lead | 2004 | No |  |  |  | Non-lead
050183 | APT 3 2667 N ROOSEVELT BLVD |  | PVC | Yes |  | 2024-03-28 |  | PVC | 2004 | Yes |  | 2024-03-28 |  | Non-lead
050184 | APT 4 2667 N ROOSEVELT BLVD |  | Unknown, Non-Lead | Yes |  | 2020-09-15 |  | Unknown, Non-Lead | 2004 | Yes |  | 2020-09-15 |  | Non-lead
050185 | APT 1 2663 N ROOSEVELT BLVD |  | Unknown, Non-Lead | No |  |  |  | Unknown, Non-Lead | 2004 | No |  |  |  | Non-lead
050186 | APT 2 2663 N ROOSEVELT BLVD |  | Unknown, Non-Lead | Yes |  | 2023-05-04 |  | Unknown, Non-Lead | 2004 | Yes |  | 2023-05-04 |  | Non-lead
050187 | APT 3 2663 N ROOSEVELT BLVD |  | Unknown, Non-Lead | No |  |  |  | Unknown, Non-Lead | 2004 | No |  |  |  | Non-lead
050188 | APT 4 2663 N ROOSEVELT BLVD |  | Unknown, Non-Lead | Yes |  | 2022-09-30 |  | PVC | 2004 | Yes |  | 2022-09-30 |  | Non-lead
050189 | APT 5 2663 N ROOSEVELT BLVD |  | Unknown, Non-Lead | Yes |  | 2020-02-18 |  | Unknown, Non-Lead | 2004 | Yes |  | 2020-02-18 |  | Non-lead
050190 | APT 6 2663 N ROOSEVELT BLVD |  | Unknown, Non-Lead | No |  |  |  | Unknown, Non-Lead | 2004 | No |  |  |  | Non-lead
050191 | 1220 2ND ST |  | Unknown | Yes |  | 2023-04-26 |  | PVC | 1950 | Yes |  | 2023-04-26 |  | Lead Status Unknown
050192 | GULF 10805 6TH AVE |  | Polytube | Yes |  | 2023-05-01 |  | PVC | 2004 | Yes |  | 2023-05-01 |  | Non-lead
050193 | LANE 27396 DOMINICA LN |  | Unknown, Non-Lead | Yes |  | 2018-06-12 |  | PVC | 2006 | Yes |  | 2018-06-12 |  | Non-lead
050194 | GULF 480 52 ST |  | Unknown, Non-Lead | Yes |  | 2024-09-23 |  | PVC | 2006 | Yes |  | 2024-09-23 |  | Non-lead
050195 | 1585 YELLOWTAIL DR |  | Unknown, Non-Lead | Yes |  | 2020-07-30 |  | PVC | 2004 | Yes |  | 2020-07-30 |  | Non-lead
050196 | IRRIGATION 90 COCO PLUM DR |  | Polytube | Yes |  | 2023-08-10 |  | PVC |  | Yes |  | 2023-08-10 |  | Non-lead
050197 | L9 BK2 2658 KOEHNS AVE |  | Polytube | Yes |  | 2023-04-17 |  | PVC | 1983 | Yes |  | 2023-04-17 |  | Non-lead
050198 | 17088 FLYING FISH LN |  | Unknown, Non-Lead | Yes |  | 2019-04-29 |  | Unknown, Non-Lead | 1995 | Yes |  | 2019-04-29 |  | Non-lead
050199 | LT1BK4 45 MUNSON AVE |  | Unknown, Non-Lead | Yes |  | 2017-02-22 |  | Unknown, Non-Lead | 2004 | Yes |  | 2017-02-22 |  | Non-lead
050200 | 441 WEST INDIES DR |  | Unknown, Non-Lead | Yes |  | 2024-07-29 |  | PVC | 2005 | Yes |  | 2024-07-29 |  | Non-lead
050201 | 1802 SEIDENBERG AVE |  | Polytube | Yes |  | 2023-12-05 |  | PVC | 1958 | Yes |  | 2023-12-05 |  | Non-lead
050202 | 17063 ALAMANDA DR W |  | Unknown, Non-Lead | Yes |  | 2018-10-29 |  | PVC | 2009 | Yes |  | 2018-10-29 |  | Non-lead
050203 | 20751 2ND AVE WEST |  | Unknown, Non-Lead | No |  |  |  | Unknown, Non-Lead | 1994 | No |  |  |  | Non-lead
050204 | BAY POINT WWTP 2 W CIRCLE DR |  | Unknown, Non-Lead | Yes |  | 2017-06-06 |  | Unknown, Non-Lead | 2005 | Yes |  | 2017-06-06 |  | Non-lead
050205 | 64 CANNON ROYAL DR |  | Unknown, Non-Lead | Yes |  | 2024-05-29 |  | Unknown, Non-Lead | 2006 | Yes |  | 2024-05-29 |  | Non-lead
050206 | 17159 BONEFISH LN W |  | Unknown, Non-Lead | No |  |  |  | Unknown, Non-Lead | 2006 | No |  |  |  | Non-lead
050207 | 136 W PLAZA GRANADA |  | Unknown, Non-Lead | Yes |  | 2020-01-23 |  | Unknown, Non-Lead | 1989 | Yes |  | 2020-01-23 |  | Non-lead
050208 | 175 OCEAN SHORES DR |  | Polytube | Yes |  | 2023-03-30 |  | PVC | 2004 | Yes |  | 2023-03-30 |  | Non-lead
050209 | 146 SIOUX ST |  | Unknown, Non-Lead | No |  |  |  | Unknown, Non-Lead | 2005 | No |  |  |  | Non-lead
050210 | 51 COCONUT DR |  | Polytube | No |  |  |  | PVC | 2004 | No |  |  |  | Non-lead
050211 | 245 BAY DR |  | Unknown, Non-Lead | No |  |  |  | Unknown, Non-Lead | 2004 | No |  |  |  | Non-lead
050212 | APT 3 1318 DUNCAN ST |  | Polytube | Yes |  | 2024-03-21 |  | PVC | 1943 | Yes |  | 2024-03-21 |  | Non-lead
050213 | APT 4 1318 DUNCAN ST |  | Polytube | Yes |  | 2022-09-19 |  | PVC | 1943 | Yes |  | 2022-09-19 |  | Non-lead
050214 | 27878 LOBSTERTAIL TRL |  | Polytube | Yes |  | 2024-05-21 |  | Polytube | 1974 | Yes |  | 2024-05-21 |  | Non-lead
050215 | 1020 SUGARLOAF BLVD |  | Unknown, Non-Lead | Yes |  | 2024-06-12 |  | Unknown, Non-Lead | 2005 | Yes |  | 2024-06-12 |  | Non-lead
050216 | 246 TROPICAL AVE |  | Polytube | Yes |  | 2023-10-13 |  | PVC | 2005 | Yes |  | 2023-10-13 |  | Non-lead
050217 | 3 SUNSET KEY DR |  | Polytube | Yes |  | 2023-01-09 |  | PVC | 2005 | Yes |  | 2023-01-09 |  | Non-lead
050218 | 26724 STATE RD 4A RD |  | Polytube | Yes |  | 2022-10-27 |  | PVC | 1982 | Yes |  | 2022-10-27 |  | Non-lead
050219 | OCEAN 1365 122ND ST |  | Unknown | Yes |  | 2024-08-30 |  | Unknown | 1957 | Yes |  | 2024-08-30 |  | Lead Status Unknown
050220 | OCEAN 1140 76TH ST |  | Unknown, Non-Lead | Yes |  | 2022-02-28 |  | PVC | 2004 | Yes |  | 2022-02-28 |  | Non-lead
050221 | 1555 122ND OCEAN ST |  | Polytube | Yes |  | 2022-09-30 |  | PVC | 1961 | Yes |  | 2022-09-30 |  | Non-lead
050222 | APT REAR 1215 ELIZA ST |  | Polytube | Yes |  | 2022-10-18 |  | PVC | 1933 | Yes |  | 2022-10-18 |  | Non-lead
050223 | 692 BLACKBEARD RD |  | Polytube | Yes |  | 2023-01-23 |  | PVC | 1982 | Yes |  | 2023-01-23 |  | Non-lead
050224 | 115 AVE G |  | Unknown, Non-Lead | No |  |  |  | Unknown, Non-Lead | 2005 | No |  |  |  | Non-lead
050225 | 314 AIRPORT DR S |  | Unknown, Non-Lead | Yes |  | 2019-12-26 |  | Unknown, Non-Lead | 2005 | Yes |  | 2019-12-26 |  | Non-lead
050226 | 4 BONEFISH AVE |  | Unknown, Non-Lead | Yes |  | 2021-10-04 |  | Unknown, Non-Lead | 2011 | Yes |  | 2021-10-04 |  | Non-lead
050227 | 230 KING AVE |  | Polytube | Yes |  | 2025-06-24 |  | PVC | 2006 | Yes |  | 2025-06-24 |  | Non-lead
050228 | 100 CORTEZ DR |  | Unknown, Non-Lead | Yes |  | 2024-04-23 |  | Unknown, Non-Lead | 2004 | Yes |  | 2024-04-23 |  | Non-lead
050229 | 29 SNAPPER AVE |  | Polytube | Yes |  | 2019-01-25 |  | PVC | 1994 | Yes |  | 2019-01-25 |  | Non-lead
050230 | 7 GOLF TER |  | Polytube | Yes |  | 2025-02-26 |  | PVC | 2006 | Yes |  | 2025-02-26 |  | Non-lead
050231 | APT 1 2673 N ROOSEVELT BLVD |  | Unknown, Non-Lead | Yes |  | 2023-03-02 |  | PVC | 2004 | Yes |  | 2023-03-02 |  | Non-lead
050232 | APT 2 2673 N ROOSEVELT BLVD |  | Unknown, Non-Lead | Yes |  | 2023-03-02 |  | PVC | 2004 | Yes |  | 2023-03-02 |  | Non-lead
050233 | APT 3 2673 N ROOSEVELT BLVD |  | Unknown, Non-Lead | Yes |  | 2024-08-08 |  | PVC | 2004 | Yes |  | 2024-08-08 |  | Non-lead
050234 | APT 4 2673 N ROOSEVELT BLVD |  | Unknown, Non-Lead | Yes |  | 2023-03-02 |  | PVC | 2004 | Yes |  | 2023-03-02 |  | Non-lead
050235 | APT 1 2671 N ROOSEVELT BLVD |  | Polytube | Yes |  | 2023-03-02 |  | PVC | 2004 | Yes |  | 2023-03-02 |  | Non-lead
050236 | APT 2 2671 N ROOSEVELT BLVD |  | Polytube | Yes |  | 2023-03-02 |  | PVC | 2004 | Yes |  | 2023-03-02 |  | Non-lead
050237 | APT 3 2671 N ROOSEVELT BLVD |  | Unknown, Non-Lead | Yes |  | 2023-03-02 |  | PVC | 2004 | Yes |  | 2023-03-02 |  | Non-lead
050238 | APT 4 2671 N ROOSEVELT BLVD |  | Polytube | Yes |  | 2023-03-03 |  | PVC | 2004 | Yes |  | 2023-03-03 |  | Non-lead
050239 | APT 5 2671 N ROOSEVELT BLVD |  | Unknown, Non-Lead | Yes |  | 2023-03-14 |  | PVC | 2004 | Yes |  | 2023-03-14 |  | Non-lead
050240 | APT 6 2671 N ROOSEVELT BLVD |  | Polytube | Yes |  | 2023-05-12 |  | PVC | 2004 | Yes |  | 2023-05-12 |  | Non-lead
050241 | APT 1 2675 N ROOSEVELT BLVD |  | Unknown, Non-Lead | No |  |  |  | Unknown, Non-Lead | 2004 | No |  |  |  | Non-lead
050242 | APT 2 2675 N ROOSEVELT BLVD |  | Unknown, Non-Lead | No |  |  |  | Unknown, Non-Lead | 2004 | No |  |  |  | Non-lead
050243 | APT 3 2675 N ROOSEVELT BLVD |  | Unknown, Non-Lead | Yes |  | 2023-01-18 |  | PVC | 2004 | Yes |  | 2023-01-18 |  | Non-lead
050244 | APT 4 2675 N ROOSEVELT BLVD |  | Unknown, Non-Lead | Yes |  | 2022-10-06 |  | PVC | 2004 | Yes |  | 2022-10-06 |  | Non-lead
050245 | APT 5 2675 N ROOSEVELT BLVD |  | Unknown, Non-Lead | No |  |  |  | Unknown, Non-Lead | 2004 | No |  |  |  | Non-lead
050246 | APT 6 2675 N ROOSEVELT BLVD |  | Polytube | Yes |  | 2023-05-15 |  | PVC | 2004 | Yes |  | 2023-05-15 |  | Non-lead
050247 | APT 1 2677 N ROOSEVELT BLVD |  | Unknown, Non-Lead | Yes |  | 2022-06-28 |  | PVC | 2004 | Yes |  | 2022-06-28 |  | Non-lead
050248 | APT 2 2677 N ROOSEVELT BLVD |  | Unknown, Non-Lead | Yes |  | 2021-03-12 |  | Unknown, Non-Lead | 2004 | Yes |  | 2021-03-12 |  | Non-lead
050249 | APT 3 2677 N ROOSEVELT BLVD |  | Unknown, Non-Lead | Yes |  | 2019-07-08 |  | PVC | 2004 | Yes |  | 2019-07-08 |  | Non-lead
050250 | APT 4 2677 N ROOSEVELT BLVD |  | Unknown, Non-Lead | Yes |  | 2023-05-18 |  | PVC | 2004 | Yes |  | 2023-05-18 |  | Non-lead
050251 | BLDG IRRIGATION 1 X N ROOSEVELT BLVD |  | Polytube | Yes |  | 2023-08-16 |  | PVC | 2004 | Yes |  | 2023-08-16 |  | Non-lead
050252 | BLDG IRRIGATION 2 X N ROOSEVELT BLVD |  | Unknown, Non-Lead | Yes |  | 2024-08-14 |  | Polytube | 2004 | Yes |  | 2024-08-14 |  | Non-lead
050253 | BLDG IRRIGATION 3 X N ROOSEVELT BLVD |  | Copper | Yes |  | 2022-06-21 |  | PVC | 2004 | Yes |  | 2022-06-21 |  | Non-lead
050254 | IRRRIGATION 4 . N ROOSEVELT BLVD |  | Unknown, Non-Lead | Yes |  | 2023-04-12 |  | Unknown, Non-Lead | 2004 | Yes |  | 2023-04-12 |  | Non-lead
050256 | 18 IBIS |  | Unknown, Non-Lead | Yes |  | 2022-03-18 |  | Unknown, Non-Lead | 2004 | Yes |  | 2022-03-18 |  | Non-lead
050257 | 1133 CALLE ENSENADA |  | Unknown, Non-Lead | Yes |  | 2023-08-16 |  | Unknown, Non-Lead | 2004 | Yes |  | 2023-08-16 |  | Non-lead
050258 | GULF 575 52ND ST |  | Unknown, Non-Lead | Yes |  | 2023-05-16 |  | Unknown, Non-Lead | 2004 | Yes |  | 2023-05-16 |  | Non-lead
050259 | 113 AVE A |  | Unknown, Non-Lead | Yes |  | 2024-01-24 |  | Unknown, Non-Lead | 1995 | Yes |  | 2024-01-24 |  | Non-lead
050260 | 130 NASSAU ST |  | Unknown, Non-Lead | Yes |  | 2023-10-27 |  | Unknown, Non-Lead | 2004 | Yes |  | 2023-10-27 |  | Non-lead
050261 | 7000 FRONT ST |  | Unknown, Non-Lead | Yes |  | 2019-07-29 |  | Unknown, Non-Lead | 1999 | Yes |  | 2019-07-29 |  | Non-lead
050262 | 989 GIBRALTAR RD |  | Polytube | Yes |  | 2023-02-07 |  | PVC | 1987 | Yes |  | 2023-02-07 |  | Non-lead
050263 | 127 VILLABELLA DR |  | Polytube | Yes |  | 2021-06-16 |  | PVC | 2006 | Yes |  | 2021-06-16 |  | Non-lead
050264 | 103 SANDS LN |  | Unknown | Yes |  | 2021-09-10 |  | Unknown | 2018 | Yes |  | 2021-09-10 |  | Lead Status Unknown
050265 | 3 NORTH DR |  | Unknown, Non-Lead | Yes |  | 2021-08-04 |  | PVC | 2004 | Yes |  | 2021-08-04 |  | Non-lead
050266 | 150 MILANO DR |  | Polytube | Yes |  | 2020-03-20 |  | PVC | 2006 | Yes |  | 2020-03-20 |  | Non-lead
050267 | SUITE 1 2816 N ROOSEVELT BLVD |  | Unknown, Non-Lead | No |  |  |  | Unknown, Non-Lead | 1992 | No |  |  |  | Non-lead
050268 | 22676 LA FITTE DR |  | Polytube | Yes |  | 2019-03-22 |  | PVC | 2004 | Yes |  | 2019-03-22 |  | Non-lead
050269 | APT REAR 2501 STAPLES AVE |  | Polytube | Yes |  | 2023-07-17 |  | PVC | 1958 | Yes |  | 2023-07-17 |  | Non-lead
050270 | 20772 2ND AVE WEST |  | Unknown, Non-Lead | No |  |  |  | Unknown, Non-Lead | 2004 | No |  |  |  | Non-lead
050271 | APTS UP 1110 WHITE ST |  | Polytube | Yes |  | 2024-09-12 |  | PVC | 1928 | Yes |  | 2024-09-12 |  | Non-lead
050272 | 21552 OVERSEAS HWY |  | Unknown, Non-Lead | Yes |  | 2020-07-06 |  | Unknown, Non-Lead | 2004 | Yes |  | 2020-07-06 |  | Non-lead
050273 | 22955 JOHN AVERY LN |  | Polytube | Yes |  | 2022-08-01 |  | PVC | 2004 | Yes |  | 2022-08-01 |  | Non-lead
050274 | 921 PACKER ST |  | Polytube | Yes |  | 2023-03-21 |  | PVC | 1928 | Yes |  | 2023-03-21 |  | Non-lead
050275 | 58 SUNSET KEY |  | Unknown, Non-Lead | No |  |  |  | Unknown, Non-Lead | 2005 | No |  |  |  | Non-lead
050276 | 436 AVENUE B |  | Unknown, Non-Lead | No |  |  |  | Unknown, Non-Lead | 2004 | No |  |  |  | Non-lead
050277 | 1109 MARGARET ST |  | Unknown, Non-Lead | No |  |  |  | Unknown, Non-Lead | 2003 | No |  |  |  | Non-lead
050278 | #2 3974 NO NAME RD |  | Polytube | Yes |  | 2024-10-07 |  | PVC | 1974 | Yes |  | 2024-10-07 |  | Non-lead
050279 | APT 1 2679 N ROOSEVELT BLVD |  | Unknown, Non-Lead | Yes |  | 2022-06-27 |  | PVC | 2004 | Yes |  | 2022-06-27 |  | Non-lead
050280 | APT 2 2679 N ROOSEVELT BLVD |  | Unknown, Non-Lead | Yes |  | 2020-07-01 |  | Other | 2004 | Yes |  | 2020-07-01 |  | Unknown
050281 | APT 3 2679 N ROOSEVELT BLVD |  | Unknown, Non-Lead | Yes |  | 2023-05-30 |  | PVC | 2004 | Yes |  | 2023-05-30 |  | Non-lead
050282 | APT 4 2679 N ROOSEVELT BLVD |  | Unknown, Non-Lead | Yes |  | 2023-05-25 |  | PVC | 2004 | Yes |  | 2023-05-25 |  | Non-lead
050283 | APT 5 2679 N ROOSEVELT BLVD |  | Unknown, Non-Lead | Yes |  | 2021-02-23 |  | Unknown, Non-Lead | 2004 | Yes |  | 2021-02-23 |  | Non-lead
050284 | APT 6 2679 N ROOSEVELT BLVD |  | Unknown, Non-Lead | Yes |  | 2023-05-25 |  | PVC | 2004 | Yes |  | 2023-05-25 |  | Non-lead
050285 | APT 1 2681 N ROOSEVELT BLVD |  | Unknown, Non-Lead | Yes |  | 2024-04-12 |  | Unknown, Non-Lead | 2004 | Yes |  | 2024-04-12 |  | Non-lead
050286 | APT 2 2681 N ROOSEVELT BLVD |  | Unknown, Non-Lead | Yes |  | 2024-04-17 |  | PVC | 2004 | Yes |  | 2024-04-17 |  | Non-lead
050287 | APT 3 2681 N ROOSEVELT BLVD |  | Unknown, Non-Lead | No |  |  |  | Unknown, Non-Lead | 2004 | No |  |  |  | Non-lead
050288 | APT 4 2681 N ROOSEVELT BLVD |  | Unknown, Non-Lead | Yes |  | 2024-04-23 |  | PVC | 2004 | Yes |  | 2024-04-23 |  | Non-lead
050289 | APT 5 2681 N ROOSEVELT BLVD |  | Unknown, Non-Lead | Yes |  | 2024-04-23 |  | Unknown, Non-Lead | 2004 | Yes |  | 2024-04-23 |  | Non-lead
050290 | APT 6 2681 N ROOSEVELT BLVD |  | Unknown, Non-Lead | No |  |  |  | Unknown, Non-Lead | 2004 | No |  |  |  | Non-lead
050291 | APT 7 2681 N ROOSEVELT BLVD |  | Unknown, Non-Lead | No |  |  |  | Unknown, Non-Lead | 2004 | No |  |  |  | Non-lead
050292 | APT 8 2681 N ROOSEVELT BLVD |  | Unknown, Non-Lead | Yes |  | 2024-04-22 |  | PVC | 2004 | Yes |  | 2024-04-22 |  | Non-lead
050293 | APT 1 2683 N ROOSEVELT BLVD |  | Unknown, Non-Lead | Yes |  | 2024-08-23 |  | PVC | 2004 | Yes |  | 2024-08-23 |  | Non-lead
050294 | APT 2 2683 N ROOSEVELT BLVD |  | Unknown, Non-Lead | Yes |  | 2024-03-28 |  | PVC | 2004 | Yes |  | 2024-03-28 |  | Non-lead
050295 | APT 3 2683 N ROOSEVELT BLVD |  | Unknown, Non-Lead | No |  |  |  | Unknown, Non-Lead | 2004 | No |  |  |  | Non-lead
050296 | APT 4 2683 N ROOSEVELT BLVD |  | Unknown, Non-Lead | No |  |  |  | Unknown, Non-Lead | 2004 | No |  |  |  | Non-lead
050297 | APT 201 124 SIMONTON ST |  | PVC | Yes |  | 2022-10-31 |  | PVC | 1968 | Yes |  | 2022-10-31 |  | Non-lead
050298 | UNIT 202 124 SIMONTON ST |  | PVC | Yes |  | 2022-10-31 |  | PVC | 1968 | Yes |  | 2022-10-31 |  | Non-lead
050299 | APT 203 124 SIMONTON ST |  | PVC | Yes |  | 2022-10-31 |  | PVC | 1968 | Yes |  | 2022-10-31 |  | Non-lead
050300 | APT 204 124 SIMONTON ST |  | PVC | Yes |  | 2022-10-31 |  | PVC | 1968 | Yes |  | 2022-10-31 |  | Non-lead
050301 | APT 1 2685 N ROOSEVELT BLVD |  | Unknown, Non-Lead | Yes |  | 2024-04-17 |  | Unknown, Non-Lead | 2004 | Yes |  | 2024-04-17 |  | Non-lead
050302 | APT 2 2685 N ROOSEVELT BLVD |  | Unknown, Non-Lead | Yes |  | 2024-04-23 |  | Unknown, Non-Lead | 2004 | Yes |  | 2024-04-23 |  | Non-lead
050303 | APT 3 2685 N ROOSEVELT BLVD |  | Unknown, Non-Lead | Yes |  | 2024-04-23 |  | Unknown, Non-Lead | 2004 | Yes |  | 2024-04-23 |  | Non-lead
050304 | APT 4 2685 N ROOSEVELT BLVD |  | Unknown, Non-Lead | Yes |  | 2024-04-23 |  | Unknown, Non-Lead | 2004 | Yes |  | 2024-04-23 |  | Non-lead
050305 | APT 5 2685 N ROOSEVELT BLVD |  | Unknown, Non-Lead | Yes |  | 2022-06-27 |  | PVC | 2004 | Yes |  | 2022-06-27 |  | Non-lead
050306 | APT 6 2685 N ROOSEVELT BLVD |  | Unknown, Non-Lead | No |  |  |  | Unknown, Non-Lead | 2004 | No |  |  |  | Non-lead
050307 | APT 7 2685 N ROOSEVELT BLVD |  | Unknown, Non-Lead | Yes |  | 2024-04-19 |  | Unknown, Non-Lead | 2004 | Yes |  | 2024-04-19 |  | Non-lead
050308 | APT 8 2685 N ROOSEVELT BLVD |  | Unknown, Non-Lead | Yes |  | 2024-04-25 |  | PVC | 2004 | Yes |  | 2024-04-25 |  | Non-lead
050309 | APT 1 2687 N ROOSEVELT BLVD |  | Unknown, Non-Lead | Yes |  | 2024-04-22 |  | PVC | 2004 | Yes |  | 2024-04-22 |  | Non-lead
050310 | APT 2 2687 N ROOSEVELT BLVD |  | Unknown, Non-Lead | Yes |  | 2024-04-23 |  | PVC | 2004 | Yes |  | 2024-04-23 |  | Non-lead
050311 | APT 3 2687 N ROOSEVELT BLVD |  | Unknown, Non-Lead | Yes |  | 2024-04-17 |  | PVC | 2004 | Yes |  | 2024-04-17 |  | Non-lead
050312 | APT 4 2687 N ROOSEVELT BLVD |  | Unknown, Non-Lead | Yes |  | 2024-04-25 |  | PVC | 2004 | Yes |  | 2024-04-25 |  | Non-lead
050313 | APT 5 2687 N ROOSEVELT BLVD |  | Unknown, Non-Lead | Yes |  | 2024-04-17 |  | PVC | 2004 | Yes |  | 2024-04-17 |  | Non-lead
050314 | APT 6 2687 N ROOSEVELT BLVD |  | Unknown, Non-Lead | Yes |  | 2024-04-23 |  | Unknown, Non-Lead | 2004 | Yes |  | 2024-04-23 |  | Non-lead
050315 | APT 1 2689 N ROOSEVELT BLVD |  | Unknown, Non-Lead | No |  |  |  | Unknown, Non-Lead | 2004 | No |  |  |  | Non-lead
050316 | APT 2 2689 N ROOSEVELT BLVD |  | Unknown, Non-Lead | No |  |  |  | Unknown, Non-Lead | 2004 | No |  |  |  | Non-lead
050317 | APT 3 2689 N ROOSEVELT BLVD |  | Polytube | Yes |  | 2019-06-17 |  | PVC | 2004 | Yes |  | 2019-06-17 |  | Non-lead
050318 | APT 4 2689 N ROOSEVELT BLVD |  | Unknown, Non-Lead | Yes |  | 2024-04-23 |  | Unknown, Non-Lead | 2004 | Yes |  | 2024-04-23 |  | Non-lead
050319 | 22937 PORT ROYAL LN |  | Unknown, Non-Lead | Yes |  | 2020-07-01 |  | Unknown, Non-Lead | 2005 | Yes |  | 2020-07-01 |  | Non-lead
050320 | 406 S HARBOR DR |  | Unknown, Non-Lead | Yes |  | 2022-03-25 |  | Unknown, Non-Lead | 2008 | Yes |  | 2022-03-25 |  | Non-lead
050321 | 975 GIBRALTAR RD |  | Unknown, Non-Lead | Yes |  | 2020-12-16 |  | PVC | 2015 | Yes |  | 2020-12-16 |  | Non-lead
050322 | 67 BAHAMA AVE |  | Unknown, Non-Lead | Yes |  | 2019-01-18 |  | Unknown, Non-Lead | 1991 | Yes |  | 2019-01-18 |  | Non-lead
050323 | 50 HIGH POINT RD |  | Polytube | Yes |  | 2024-05-22 |  | PVC | 1970 | Yes |  | 2024-05-22 |  | Non-lead
050324 | 123 SNAPPER CREEK DR |  | Unknown, Non-Lead | Yes |  | 2022-06-10 |  | Unknown, Non-Lead | 2002 | Yes |  | 2022-06-10 |  | Non-lead
050325 | 217 ANN ST |  | Polytube | Yes |  | 2022-11-07 |  | PVC | 1942 | Yes |  | 2022-11-07 |  | Non-lead
050326 | 919 THOMAS ST |  | Unknown | Yes |  | 2022-09-20 |  | Unknown | 1938 | Yes |  | 2022-09-20 |  | Lead Status Unknown
050327 | #2 921 THOMAS ST |  | Unknown | Yes |  | 2023-05-04 |  | PVC | 1938 | Yes |  | 2023-05-04 |  | Lead Status Unknown
050328 | APT 3 UP 921 THOMAS ST |  | Unknown | Yes |  | 2023-05-04 |  | PVC | 1938 | Yes |  | 2023-05-04 |  | Lead Status Unknown
050329 | APT FRONT 1 921 THOMAS ST |  | Unknown | Yes |  | 2023-05-04 |  | PVC | 1938 | Yes |  | 2023-05-04 |  | Lead Status Unknown
050330 | 25345 4TH ST |  | Polytube | Yes |  | 2023-04-25 |  | PVC | 1957 | Yes |  | 2023-04-25 |  | Non-lead
050331 | 304 JULIA ST |  | Polytube | Yes |  | 2023-10-05 |  | PVC | 1918 | Yes |  | 2023-10-05 |  | Non-lead
050332 | 821 LARGO RD |  | Unknown, Non-Lead | Yes |  | 2021-05-24 |  | Unknown, Non-Lead | 2008 | Yes |  | 2021-05-24 |  | Non-lead
050333 | COMMON 713 EMMA ST |  | Unknown, Non-Lead | Yes |  | 2023-12-08 |  | Unknown, Non-Lead | 2005 | Yes |  | 2023-12-08 |  | Non-lead
050334 | 9 821 W OCEAN Dr |  | Unknown, Non-Lead | Yes |  | 2020-06-17 |  | PVC | 2005 | Yes |  | 2020-06-17 |  | Non-lead
050335 | UNIT 8 821 W OCEAN DR |  | Unknown, Non-Lead | Yes |  | 2024-03-22 |  | Unknown, Non-Lead | 2005 | Yes |  | 2024-03-22 |  | Non-lead
050336 | UNIT 7 821 W OCEAN DR |  | Unknown, Non-Lead | Yes |  | 2024-03-25 |  | Unknown, Non-Lead | 2005 | Yes |  | 2024-03-25 |  | Non-lead
050337 | UNIT10 821 W OCEAN DR |  | Unknown, Non-Lead | Yes |  | 2020-06-17 |  | PVC | 2005 | Yes |  | 2020-06-17 |  | Non-lead
050338 | 1 821 W OCEAN Dr |  | Unknown, Non-Lead | Yes |  | 2020-06-17 |  | Unknown, Non-Lead | 2005 | Yes |  | 2020-06-17 |  | Non-lead
050339 | 2 821 W OCEAN Dr |  | Polytube | Yes |  | 2024-04-02 |  | PVC | 2005 | Yes |  | 2024-04-02 |  | Non-lead
050340 | 3 821 W OCEAN Dr |  | Unknown, Non-Lead | Yes |  | 2020-06-17 |  | PVC | 2005 | Yes |  | 2020-06-17 |  | Non-lead
050341 | 4 821 W OCEAN Dr |  | Unknown, Non-Lead | Yes |  | 2020-06-18 |  | Unknown, Non-Lead | 2005 | Yes |  | 2020-06-18 |  | Non-lead
050342 | 5 821 W OCEAN Dr |  | Unknown, Non-Lead | Yes |  | 2020-06-18 |  | PVC | 2005 | Yes |  | 2020-06-18 |  | Non-lead
050343 | UNIT 6 821 W OCEAN DR |  | Unknown, Non-Lead | Yes |  | 2021-03-25 |  | PVC | 2005 | Yes |  | 2021-03-25 |  | Non-lead
050344 | 50 N LAYTON DR |  | Polytube | Yes |  | 2022-11-02 |  | PVC | 1958 | Yes |  | 2022-11-02 |  | Non-lead
050347 | 17190 MOSHER DR |  | Unknown, Non-Lead | Yes |  | 2024-08-20 |  | Unknown, Non-Lead | 2004 | Yes |  | 2024-08-20 |  | Non-lead
050348 | 17180 MOSHER DR |  | Unknown, Non-Lead | Yes |  | 2024-07-29 |  | Unknown, Non-Lead | 2004 | Yes |  | 2024-07-29 |  | Non-lead
050349 | 17170 MOSHER DR |  | Unknown, Non-Lead | No |  |  |  | Unknown, Non-Lead | 2004 | No |  |  |  | Non-lead
050350 | 17160 MOSHER DR |  | Unknown, Non-Lead | No |  |  |  | Unknown, Non-Lead | 2004 | No |  |  |  | Non-lead
050351 | 17150 MOSHER DR |  | Unknown, Non-Lead | Yes |  | 2017-07-28 |  | PVC | 2004 | Yes |  | 2017-07-28 |  | Non-lead
050352 | 17140 MOSHER DR |  | Unknown, Non-Lead | Yes |  | 2022-01-03 |  | Unknown, Non-Lead | 2004 | Yes |  | 2022-01-03 |  | Non-lead
050353 | 17130 MOSHER DR |  | Unknown, Non-Lead | No |  |  |  | Unknown, Non-Lead | 2004 | No |  |  |  | Non-lead
050354 | 17120 MOSHER DR |  | Unknown, Non-Lead | No |  |  |  | Unknown, Non-Lead | 2004 | No |  |  |  | Non-lead
050355 | 17110 MOSHER DR |  | Unknown, Non-Lead | Yes |  | 2024-06-28 |  | Unknown, Non-Lead | 2004 | Yes |  | 2024-06-28 |  | Non-lead
050356 | 161 12TH ST |  | Unknown, Non-Lead | Yes |  | 2021-06-09 |  | PVC | 2006 | Yes |  | 2021-06-09 |  | Non-lead
050358 | 1251 WESTWARD HO LN |  | Polytube | Yes |  | 2023-01-11 |  | PVC | 2012 | Yes |  | 2023-01-11 |  | Non-lead
050359 | 671 8TH ST |  | Polytube | Yes |  | 2024-01-31 |  | PVC | 1971 | Yes |  | 2024-01-31 |  | Non-lead
050360 | 661 8TH ST |  | Unknown, Non-Lead | Yes |  | 2023-10-24 |  | PVC | 2005 | Yes |  | 2023-10-24 |  | Non-lead
050361 | 2505 FOGARTY AVE |  | Polytube | Yes |  | 2022-08-23 |  | PVC | 1958 | Yes |  | 2022-08-23 |  | Non-lead
050362 | APT 1 2691 N ROOSEVELT BLVD |  | Unknown, Non-Lead | Yes |  | 2024-04-19 |  | PVC | 2004 | Yes |  | 2024-04-19 |  | Non-lead
050363 | APT 2 2691 N ROOSEVELT BLVD |  | PVC | Yes |  | 2024-04-30 |  | PVC | 2004 | Yes |  | 2024-04-30 |  | Non-lead
050364 | APT 3 2691 N ROOSEVELT BLVD |  | Unknown, Non-Lead | Yes |  | 2024-04-19 |  | Unknown, Non-Lead | 2004 | Yes |  | 2024-04-19 |  | Non-lead
050365 | APT 4 2691 N ROOSEVELT BLVD |  | Unknown, Non-Lead | Yes |  | 2024-04-19 |  | PVC | 2004 | Yes |  | 2024-04-19 |  | Non-lead
050366 | APT 5 2691 N ROOSEVELT BLVD |  | Unknown, Non-Lead | Yes |  | 2024-03-28 |  | Unknown, Non-Lead | 2004 | Yes |  | 2024-03-28 |  | Non-lead
050367 | APT 6 2691 N ROOSEVELT BLVD |  | Unknown, Non-Lead | Yes |  | 2018-10-15 |  | Unknown, Non-Lead | 2004 | Yes |  | 2018-10-15 |  | Non-lead
050368 | APT 1 2693 N ROOSEVELT BLVD |  | Unknown, Non-Lead | Yes |  | 2024-04-02 |  | PVC | 2004 | Yes |  | 2024-04-02 |  | Non-lead
050369 | APT 2 2693 N ROOSEVELT BLVD |  | Polytube | Yes |  | 2024-04-15 |  | PVC | 2004 | Yes |  | 2024-04-15 |  | Non-lead
050370 | APT 3 2693 N ROOSEVELT BLVD |  | Unknown, Non-Lead | Yes |  | 2024-03-28 |  | Unknown, Non-Lead | 2004 | Yes |  | 2024-03-28 |  | Non-lead
050371 | APT 4 2693 N ROOSEVELT BLVD |  | Unknown, Non-Lead | Yes |  | 2024-04-01 |  | Unknown, Non-Lead | 2004 | Yes |  | 2024-04-01 |  | Non-lead
050372 | APT 5 2693 N ROOSEVELT BLVD |  | Unknown, Non-Lead | Yes |  | 2024-03-28 |  | Unknown, Non-Lead | 2004 | Yes |  | 2024-03-28 |  | Non-lead
050373 | APT 6 2693 N ROOSEVELT BLVD |  | Unknown, Non-Lead | Yes |  | 2023-11-21 |  | Unknown, Non-Lead | 2004 | Yes |  | 2023-11-21 |  | Non-lead
050374 | APT 1 2661 N ROOSEVELT BLVD |  | Polytube | Yes |  | 2023-03-01 |  | PVC | 2004 | Yes |  | 2023-03-01 |  | Non-lead
050375 | APT 2 2661 N ROOSEVELT BLVD |  | Polytube | Yes |  | 2023-03-01 |  | PVC | 2004 | Yes |  | 2023-03-01 |  | Non-lead
050376 | APT 3 2661 N ROOSEVELT BLVD |  | Unknown, Non-Lead | Yes |  | 2019-09-09 |  | Unknown, Non-Lead | 2004 | Yes |  | 2019-09-09 |  | Non-lead
050377 | APT 4 2661 N ROOSEVELT BLVD |  | Unknown, Non-Lead | Yes |  | 2017-08-08 |  | Unknown, Non-Lead | 2004 | Yes |  | 2017-08-08 |  | Non-lead
050378 | APT 5 2661 N ROOSEVELT BLVD |  | Unknown, Non-Lead | Yes |  | 2024-07-26 |  | Unknown, Non-Lead | 2004 | Yes |  | 2024-07-26 |  | Non-lead
050379 | APT 6 2661 N ROOSEVELT BLVD |  | Unknown, Non-Lead | Yes |  | 2024-03-28 |  | Unknown, Non-Lead | 2004 | Yes |  | 2024-03-28 |  | Non-lead
050380 | 119 ARTIC AVE |  | Polytube | Yes |  | 2023-05-31 |  | PVC | 2005 | Yes |  | 2023-05-31 |  | Non-lead
050381 | 283 PENINSULA WAY |  | Polytube | Yes |  | 2023-02-02 |  | PVC | 1984 | Yes |  | 2023-02-02 |  | Non-lead
050382 | 132 HARBOR LN |  | Unknown, Non-Lead | Yes |  | 2020-02-28 |  | PVC | 2005 | Yes |  | 2020-02-28 |  | Non-lead
050383 | 127 LONG KEY RD |  | Unknown, Non-Lead | Yes |  | 2021-06-02 |  | Unknown, Non-Lead | 2005 | Yes |  | 2021-06-02 |  | Non-lead
050384 | 129 LONG KEY RD |  | Polytube | Yes |  | 2022-12-21 |  | PVC | 2005 | Yes |  | 2022-12-21 |  | Non-lead
050385 | 2235 SAN SEBASTIAN DR |  | Unknown, Non-Lead | Yes |  | 2023-08-21 |  | Unknown, Non-Lead | 2005 | Yes |  | 2023-08-21 |  | Non-lead
050386 | 108 ZANE GREY CREEK DR |  | Polytube | Yes |  | 2022-06-27 |  | PVC | 1986 | Yes |  | 2022-06-27 |  | Non-lead
050387 | 134 S INDIES DR |  | Unknown, Non-Lead | No |  |  |  | Unknown, Non-Lead | 2004 | No |  |  |  | Non-lead
050388 | 201 W SEAVIEW LN |  | Unknown, Non-Lead | Yes |  | 2018-07-13 |  | Unknown, Non-Lead | 2005 | Yes |  | 2018-07-13 |  | Non-lead
050389 | 21024 2ND AVE |  | Unknown, Non-Lead | Yes |  | 2017-05-23 |  | Unknown, Non-Lead | 2005 | Yes |  | 2017-05-23 |  | Non-lead
050390 | 1422 SOUTH ST |  | Polytube | Yes |  | 2024-05-14 |  | PVC | 2004 | Yes |  | 2024-05-14 |  | Non-lead
050391 | APT 3 508 LOUISA ST |  | Polytube | Yes |  | 2022-09-26 |  | PVC | 1933 | Yes |  | 2022-09-26 |  | Non-lead
050392 | UNIT 2 508 LOUISA ST |  | Polytube | Yes |  | 2022-09-26 |  | PVC | 1933 | Yes |  | 2022-09-26 |  | Non-lead
050393 | UNIT 1 508 LOUISA ST |  | Polytube | Yes |  | 2022-09-26 |  | PVC | 1933 | Yes |  | 2022-09-26 |  | Non-lead
050394 | 2521 PATTERSON AVE |  | Polytube | Yes |  | 2023-05-04 |  | PVC | 1953 | Yes |  | 2023-05-04 |  | Non-lead
050395 | 81 SEASIDE N CT |  | Polytube | Yes |  | 2023-03-31 |  | PVC | 2005 | Yes |  | 2023-03-31 |  | Non-lead
050396 | BLDG16 82 SEASIDE NORTH CT |  | Polytube | Yes |  | 2025-07-14 |  | PVC | 2005 | Yes |  | 2022-02-25 |  | Non-lead
050397 | 83 SEASIDE N CT |  | Polytube | Yes |  | 2025-07-14 |  | PVC | 2005 | Yes |  | 2025-07-14 |  | Non-lead
050398 | 84 SEASIDE N CT |  | Polytube | Yes |  | 2025-06-11 |  | PVC | 2005 | Yes |  | 2025-06-11 |  | Non-lead
050399 | NORTH 60 SEASIDE CT |  | Polytube | Yes |  | 2025-08-01 |  | PVC | 2005 | Yes |  | 2025-08-01 |  | Non-lead
050400 | NORTH 61 SEASIDE CT |  | Polytube | Yes |  | 2025-08-01 |  | PVC | 2005 | Yes |  | 2025-08-01 |  | Non-lead
050401 | 62 SEASIDE NORTH CT |  | Polytube | Yes |  | 2025-08-01 |  | PVC | 2005 | Yes |  | 2025-08-01 |  | Non-lead
050402 | 63 SEASIDE NORTH CT |  | Polytube | Yes |  | 2025-07-02 |  | PVC | 2005 | Yes |  | 2025-07-02 |  | Non-lead
050403 | NORTH 64 SEASIDE CT |  | Unknown, Non-Lead | Yes |  | 2019-11-14 |  | PVC | 2005 | Yes |  | 2019-11-14 |  | Non-lead
050404 | 65 SEASIDE NORTH CT |  | Unknown, Non-Lead | Yes |  | 2020-06-18 |  | PVC | 2005 | Yes |  | 2020-06-18 |  | Non-lead
050405 | 85 SEASIDE N CT |  | Polytube | Yes |  | 2025-06-11 |  | PVC | 2005 | Yes |  | 2025-06-11 |  | Non-lead
050406 | 86 SEASIDE N CT |  | Polytube | Yes |  | 2025-07-14 |  | PVC | 2005 | Yes |  | 2025-07-14 |  | Non-lead
050407 | 87 SEASIDE N CT |  | Unknown, Non-Lead | Yes |  | 2020-12-14 |  | Unknown, Non-Lead | 2005 | Yes |  | 2020-12-14 |  | Non-lead
050408 | 88 SEASIDE N CT |  | Polytube | Yes |  | 2025-07-14 |  | PVC | 2005 | Yes |  | 2025-07-14 |  | Non-lead
050409 | 89 SEASIDE N CT |  | Polytube | Yes |  | 2023-01-09 |  | PVC | 2005 | Yes |  | 2023-01-09 |  | Non-lead
050410 | BLDG18 90 SEASIDE NORTH CT |  | Polytube | Yes |  | 2025-07-14 |  | PVC | 2005 | Yes |  | 2019-10-08 |  | Non-lead
050411 | 91 SEASIDE N CT |  | Polytube | Yes |  | 2025-07-14 |  | PVC | 2005 | Yes |  | 2019-07-19 |  | Non-lead
050412 | 92 SEASIDE NORTH CT |  | Polytube | Yes |  | 2025-07-14 |  | PVC | 2005 | Yes |  | 2020-07-09 |  | Non-lead
050413 | OFC 1 623 DUVAL ST |  | Unknown, Non-Lead | Yes |  | 2021-05-14 |  | Unknown, Non-Lead | 1996 | Yes |  | 2021-05-14 |  | Non-lead
050414 | OFC #2 623 DUVAL ST |  | Unknown, Non-Lead | Yes |  | 2021-06-25 |  | Unknown, Non-Lead | 1996 | Yes |  | 2021-06-25 |  | Non-lead
050415 | SUITE 201 623 DUVAL ST |  | Unknown, Non-Lead | Yes |  | 2021-03-05 |  | Unknown, Non-Lead | 1996 | Yes |  | 2021-03-05 |  | Non-lead
050416 | APT 2 623 DUVAL ST |  | Unknown, Non-Lead | Yes |  | 2021-04-07 |  | Unknown, Non-Lead | 1996 | Yes |  | 2021-04-07 |  | Non-lead
050417 | 843 INDIES RD |  | Unknown, Non-Lead | Yes |  | 2023-10-27 |  | Unknown, Non-Lead | 2005 | Yes |  | 2023-10-27 |  | Non-lead
050418 | 1458 OCEAN DR |  | Unknown, Non-Lead | No |  |  |  | Unknown, Non-Lead | 2005 | No |  |  |  | Non-lead
050419 | 2721 STAPLES AVE |  | Unknown, Non-Lead | Yes |  | 2024-06-24 |  | Unknown, Non-Lead | 2005 | Yes |  | 2024-06-24 |  | Non-lead
050420 | 21007 4TH AVE |  | Polytube | Yes |  | 2022-10-31 |  | PVC | 1968 | Yes |  | 2022-10-31 |  | Non-lead
050421 | 720 PRADO CIR |  | Unknown, Non-Lead | Yes |  | 2018-08-31 |  | Unknown, Non-Lead | 2004 | Yes |  | 2018-08-31 |  | Non-lead
050422 | 102 AVE K |  | Unknown, Non-Lead | Yes |  | 2024-08-08 |  | Unknown, Non-Lead | 2008 | Yes |  | 2024-08-08 |  | Non-lead
050423 | 563 86TH OCEAN ST |  | Unknown, Non-Lead | Yes |  | 2022-03-23 |  | Unknown, Non-Lead | 2005 | Yes |  | 2022-03-23 |  | Non-lead
050424 | 104 CALLE ENSUENO |  | Polytube | Yes |  | 2024-03-12 |  | PVC | 2005 | Yes |  | 2024-03-12 |  | Non-lead
050425 | Seafood Rest 11399 OVERSEAS Hwy |  | Polytube | Yes |  | 2023-05-17 |  | PVC | 1973 | Yes |  | 2023-05-17 |  | Non-lead
050426 | 57507 BAILEY ST |  | Unknown, Non-Lead | Yes |  | 2021-12-07 |  | Unknown, Non-Lead | 2004 | Yes |  | 2021-12-07 |  | Non-lead
050427 | AVE 786 DOLPHIN |  | Unknown, Non-Lead | Yes |  | 2023-02-09 |  | Unknown, Non-Lead | 2005 | Yes |  | 2023-02-09 |  | Non-lead
050428 | 103461 OVERSEAS HWY |  | Unknown, Non-Lead | No |  |  |  | Unknown, Non-Lead | 2004 | No |  |  |  | Non-lead
050429 | 136 S HAMMOCK RD |  | Unknown, Non-Lead | Yes |  | 2020-09-30 |  | Unknown, Non-Lead | 2005 | Yes |  | 2020-09-30 |  | Non-lead
050430 | 346 SOUND DR |  | Unknown, Non-Lead | No |  |  |  | Unknown, Non-Lead | 2009 | No |  |  |  | Non-lead
050431 | 131 AZALEA ST |  | Unknown, Non-Lead | No |  |  |  | Unknown, Non-Lead | 2006 | No |  |  |  | Non-lead
050432 | 93 SEASIDE N CT |  | Polytube | Yes |  | 2025-07-14 |  | PVC | 2005 | Yes |  | 2025-07-14 |  | Non-lead
050433 | 94 SEASIDE N CT |  | Polytube | Yes |  | 2025-07-14 |  | PVC | 2005 | Yes |  | 2025-07-14 |  | Non-lead
050434 | BLDG19 95 SEASIDE NORTH CT |  | Unknown, Non-Lead | No |  |  |  | Unknown, Non-Lead | 2005 | No |  |  |  | Non-lead
050435 | 96 SEASIDE N CT |  | Unknown, Non-Lead | Yes |  | 2020-12-17 |  | Unknown, Non-Lead | 2005 | Yes |  | 2020-12-17 |  | Non-lead
050436 | 97 SEASIDE CT |  | Unknown, Non-Lead | Yes |  | 2024-09-17 |  | Unknown, Non-Lead | 2005 | Yes |  | 2024-09-17 |  | Non-lead
050437 | APT 2 1201 19TH TER |  | Polytube | Yes |  | 2022-05-20 |  | PVC | 1961 | Yes |  | 2022-05-20 |  | Non-lead
050438 | 772 CANAL ST |  | Unknown, Non-Lead | No |  |  |  | Unknown, Non-Lead | 2005 | No |  |  |  | Non-lead
050439 | 101 COASTAL DR |  | Unknown, Non-Lead | Yes |  | 2020-07-13 |  | PVC | 2005 | Yes |  | 2020-07-13 |  | Non-lead
050440 | FIRE LINE 81850 OVERSEAS HWY |  | Unknown | Yes |  | 2023-02-21 |  | Unknown | 1980 | Yes |  | 2023-02-21 |  | Lead Status Unknown
050441 | LOT 1/2 OF 17 529 SOUND DR |  | Polytube | Yes |  | 2022-07-07 |  | PVC | 1976 | Yes |  | 2022-07-07 |  | Non-lead
050442 | 749 OCEANA AVE |  | Unknown, Non-Lead | Yes |  | 2021-09-09 |  | Unknown, Non-Lead | 2005 | Yes |  | 2021-09-09 |  | Non-lead
050443 | 23 SUGARLOAF DR |  | Unknown, Non-Lead | Yes |  | 2021-08-23 |  | Unknown, Non-Lead | 2006 | Yes |  | 2021-08-23 |  | Non-lead
050444 | L22B18 743 PIRATES RD |  | Polytube | Yes |  | 2023-01-23 |  | PVC | 1982 | Yes |  | 2023-01-23 |  | Non-lead
050445 | 153 INDIES RD |  | Unknown | Yes |  | 2023-07-13 |  | Unknown | 1963 | Yes |  | 2023-07-13 |  | Lead Status Unknown
050446 | 1117 ROYAL ST |  | Unknown, Non-Lead | Yes |  | 2022-03-28 |  | Unknown, Non-Lead | 2005 | Yes |  | 2022-03-28 |  | Non-lead
050448 | APT 2 1005 WATSON ST |  | Polytube | Yes |  | 2023-03-22 |  | PVC | 1933 | Yes |  | 2023-03-22 |  | Non-lead
050449 | 75 MUTINY PL |  | Unknown, Non-Lead | Yes |  | 2020-06-22 |  | Unknown, Non-Lead | 2002 | Yes |  | 2020-06-22 |  | Non-lead
050450 | TOWN HALL . OCEAN REEF Dr |  | Unknown, Non-Lead | Yes |  | 2021-08-20 |  | PVC | 2016 | Yes |  | 2021-08-20 |  | Non-lead
050451 | 173 HIBISCUS ST |  | Unknown, Non-Lead | Yes |  | 2021-10-15 |  | Unknown, Non-Lead | 2005 | Yes |  | 2021-10-15 |  | Non-lead
050452 | L11,12 1 LAKE VIEW DR |  | Unknown, Non-Lead | No |  |  |  | Unknown, Non-Lead | 2004 | No |  |  |  | Non-lead
050453 | UK5-028 UK5-028 US1 ISLAND MARKETPLACE |  | Unknown, Non-Lead | No |  |  |  | No Piping | Vacant | No |  |  |  | Non-lead
050454 | 124 SIMONTON ST |  | Unknown | Yes |  | 2023-01-27 |  | Unknown | 1968 | Yes |  | 2023-01-27 |  | Lead Status Unknown
050455 | 17054 CORAL DR |  | Polytube | Yes |  | 2023-07-26 |  | PVC | 2019 | Yes |  | 2023-07-26 |  | Non-lead
050456 | 660 KATHERINE ST |  | Unknown, Non-Lead | No |  |  |  | Unknown, Non-Lead | 2005 | No |  |  |  | Non-lead
050457 | APT 3 818 WHITEHEAD ST |  | PVC | Yes |  | 2024-02-05 |  | PVC | 1928 | Yes |  | 2024-02-05 |  | Non-lead
050458 | APT 4 818 WHITEHEAD ST |  | PVC | Yes |  | 2022-07-05 |  | PVC | 1928 | Yes |  | 2022-07-05 |  | Non-lead
050459 | APT 5 818 WHITEHEAD ST |  | PVC | Yes |  | 2022-07-05 |  | PVC | 1928 | Yes |  | 2022-07-05 |  | Non-lead
050460 | 528 65TH OCEAN ST |  | Unknown, Non-Lead | Yes |  | 2021-01-27 |  | Unknown, Non-Lead | 2005 | Yes |  | 2021-01-27 |  | Non-lead
050461 | 9960 AVIATION |  | Unknown, Non-Lead | No |  |  |  | Unknown, Non-Lead | 2005 | No |  |  |  | Non-lead
050462 | #63 H-4 2600 OVERSEAS HWY |  | Polytube | Yes |  | 2022-05-16 |  | Polytube | 2004 | Yes |  | 2022-05-16 |  | Non-lead
050463 | #62 H-3 2600 OVERSEAS HWY |  | Polytube | Yes |  | 2022-05-16 |  | Polytube | 2004 | Yes |  | 2022-05-16 |  | Non-lead
050464 | #61 H-2 2600 OVERSEAS HWY |  | Polytube | Yes |  | 2022-05-16 |  | Polytube | 2004 | Yes |  | 2022-05-16 |  | Non-lead
050466 | 69 ATLANTIC DR |  | Polytube | Yes |  | 2024-06-04 |  | PVC |  | Yes |  | 2024-06-04 |  | Non-lead
050467 | L7 BK8 21087 4TH AVE EAST |  | Unknown, Non-Lead | Yes |  | 2022-03-30 |  | Unknown, Non-Lead | 2005 | Yes |  | 2022-03-30 |  | Non-lead
050468 | 98 SEASIDE NORTH CT |  | Polytube | Yes |  | 2024-09-16 |  | PVC | 2005 | Yes |  | 2024-09-16 |  | Non-lead
050469 | 708 WHITE ST |  | Unknown, Non-Lead | Yes |  | 2022-03-18 |  | Unknown, Non-Lead | 2005 | Yes |  | 2022-03-18 |  | Non-lead
050470 | APT 2 1803 ATLANTIC BLVD |  | Polytube | Yes |  | 2022-09-22 |  | PVC | 1975 | Yes |  | 2022-09-22 |  | Non-lead
050471 | 223 INDIES RD |  | Polytube | Yes |  | 2022-10-13 |  | PVC | 1981 | Yes |  | 2022-10-13 |  | Non-lead
050472 | 28425 JOLLY ROGER DR |  | Polytube | Yes |  | 2023-01-23 |  | PVC | 1975 | Yes |  | 2023-01-23 |  | Non-lead
050473 | 103 AVENUE G |  | Polytube | Yes |  | 2023-07-05 |  | PVC | 1986 | Yes |  | 2023-07-05 |  | Non-lead
050474 | 1019 OCEAN SHORES DR |  | Unknown, Non-Lead | Yes |  | 2021-01-06 |  | PVC | 2006 | Yes |  | 2021-01-06 |  | Non-lead
050475 | L2 B14 29172 MANGO LN |  | Polytube | Yes |  | 2022-08-26 |  | PVC | 2007 | Yes |  | 2022-08-26 |  | Non-lead
050476 | GULF 5150 52ND ST & LOGGERHEAD LN |  | Polytube | Yes |  | 2023-02-15 |  | PVC | 1962 | Yes |  | 2023-02-15 |  | Non-lead
050477 | 226 SUNSET DR |  | Polytube | Yes |  | 2021-11-22 |  | PVC | 1958 | Yes |  | 2021-11-22 |  | Non-lead
050478 | BLDG #1 131 HOOD AVE |  | Unknown, Non-Lead | No |  |  |  | Unknown, Non-Lead | 2003 | No |  |  |  | Non-lead
050479 | BLDG #2 131 HOOD AVE |  | Unknown, Non-Lead | Yes |  | 2020-12-14 |  | Unknown, Non-Lead | 2003 | Yes |  | 2020-12-14 |  | Non-lead
050480 | BLDG #3 131 HOOD AVE |  | Polytube | Yes |  | 2023-01-31 |  | PVC | 1979 | Yes |  | 2023-01-31 |  | Non-lead
050481 | 11900 2ND AVE GULF |  | Polytube | Yes |  | 2022-08-15 |  | PVC | 2008 | Yes |  | 2022-08-15 |  | Non-lead
050482 | 98970 OVERSEAS HWY |  | Unknown, Non-Lead | No |  |  |  | Unknown, Non-Lead | 2005 | No |  |  |  | Non-lead
050483 | B19 18 TRANSYLVANIA AVE |  | Unknown, Non-Lead | Yes |  | 2020-08-04 |  | Unknown, Non-Lead | 2005 | Yes |  | 2020-08-04 |  | Non-lead
050484 | 27 BLUE RUNNER ST |  | Unknown, Non-Lead | Yes |  | 2019-02-05 |  | Unknown, Non-Lead | 2004 | Yes |  | 2019-02-05 |  | Non-lead
050485 | TOWN HALL FIRE METER . . OCEAN REEF DR |  | Unknown, Non-Lead | Yes |  | 2022-01-31 |  | Unknown, Non-Lead | 2016 | Yes |  | 2022-01-31 |  | Non-lead
050486 | 103 LONG KEY LAKE DR |  | Unknown, Non-Lead | Yes |  | 2022-04-28 |  | Unknown, Non-Lead | 2004 | Yes |  | 2022-04-28 |  | Non-lead
050487 | 103275 OVERSEAS HWY |  | Unknown, Non-Lead | Yes |  | 2021-04-05 |  | PVC | 2005 | Yes |  | 2021-04-05 |  | Non-lead
050488 | 504 CORTE DE LUNA |  | Polytube | Yes |  | 2022-11-17 |  | PVC | 2005 | Yes |  | 2022-11-17 |  | Non-lead
050489 | #60 H-1 2600 OVERSEAS HWY |  | Polytube | Yes |  | 2022-05-16 |  | Polytube | 2004 | Yes |  | 2022-05-16 |  | Non-lead
050490 | #66 H-7 2600 OVERSEAS HWY |  | Polytube | Yes |  | 2022-05-16 |  | Polytube | 2004 | Yes |  | 2022-05-16 |  | Non-lead
050491 | #64 H-5 2600 OVERSEAS HWY |  | Polytube | Yes |  | 2022-05-16 |  | Polytube | 2004 | Yes |  | 2022-05-16 |  | Non-lead
050492 | #65 H-6 2600 OVERSEAS HWY |  | Polytube | Yes |  | 2022-05-16 |  | Polytube | 2004 | Yes |  | 2022-05-16 |  | Non-lead
050493 | 11 ABACO RD |  | Polytube | Yes |  | 2022-10-03 |  | Copper | 1965 | Yes |  | 2022-10-03 |  | Non-lead
050494 | 10 CANNON POINT Rd |  | Polytube | Yes |  | 2022-09-30 |  | PVC |  | Yes |  | 2022-09-30 |  | Non-lead
050495 | 3 CONCH AVE DOCK |  | Polytube | Yes |  | 2022-10-22 |  | PVC | 1967 | Yes |  | 2022-10-22 |  | Non-lead
050496 | FIRE 99501 OVERSEAS HWY |  | Unknown, Non-Lead | No |  |  |  | Unknown, Non-Lead | 2005 | No |  |  |  | Non-lead
050497 | 103225 OVERSEAS HWY |  | Unknown, Non-Lead | Yes |  | 2021-06-07 |  | PVC | 2005 | Yes |  | 2021-06-07 |  | Non-lead
050498 | ST 211 2ND |  | Polytube | Yes |  | 2022-10-22 |  | PVC | 1972 | Yes |  | 2022-10-22 |  | Non-lead
050499 | 1265 COURY DR |  | Unknown, Non-Lead | Yes |  | 2019-08-21 |  | Unknown, Non-Lead | 2006 | Yes |  | 2019-08-21 |  | Non-lead
050500 | 420 25TH ST |  | Polytube | Yes |  | 2022-12-20 |  | PVC | 1975 | Yes |  | 2022-12-20 |  | Non-lead
050501 | LFTSTN 2600 OVERSEAS HWY |  | Polytube | Yes |  | 2022-10-25 |  | PVC |  | Yes |  | 2022-10-25 |  | Non-lead
050502 | #18 C-1 2600 OVERSEAS HWY |  | Copper | Yes |  | 2022-11-18 |  | Polytube |  | Yes |  | 2022-11-18 |  | Non-lead
050503 | STOP FIRE METER 516 WHITE ST |  | Unknown, Non-Lead | No |  |  |  | Unknown, Non-Lead | 2005 | No |  |  |  | Non-lead
050504 | CONSTR 500 WHITEHEAD ST |  | Unknown, Non-Lead | Yes |  | 2022-06-02 |  | No Piping | 1890 | Yes |  | 2022-06-02 |  | Non-lead
050505 | UNIT REAR 1020 WATSON LN |  | Polytube | Yes |  | 2023-03-22 |  | PVC | 1928 | Yes |  | 2023-03-22 |  | Non-lead
050506 | L19 B7 26 BOULDER DR |  | Unknown, Non-Lead | Yes |  | 2021-08-24 |  | PVC | 2017 | Yes |  | 2021-08-24 |  | Non-lead
050507 | L68BK2 823 INDIES RD |  | Unknown, Non-Lead | Yes |  | 2017-11-15 |  | Unknown, Non-Lead | 2006 | Yes |  | 2017-11-15 |  | Non-lead
050508 | 1011 SIMONTON ST |  | Unknown, Non-Lead | Yes |  | 2018-01-03 |  | Unknown, Non-Lead | 2003 | Yes |  | 2018-01-03 |  | Non-lead
050509 | L4&5B1 820 CRANE BLVD |  | Unknown, Non-Lead | Yes |  | 2018-03-14 |  | PVC | 2005 | Yes |  | 2018-03-14 |  | Non-lead
050510 | 822 CRANE BLVD |  | Polytube | Yes |  | 2022-10-28 |  | PVC | 2005 | Yes |  | 2022-10-28 |  | Non-lead
050511 | FIRE 524 FRONT ST |  | Polytube | Yes |  | 2022-03-16 |  | Unknown | 1977 | Yes |  | 2022-03-16 |  | Lead Status Unknown
050512 | 1135 WARNER RD |  | Polytube | Yes |  | 2024-06-04 |  | PVC |  | Yes |  | 2024-06-04 |  | Non-lead
050513 | 25041 OVERSEAS HWY |  | Polytube | Yes |  | 2022-08-31 |  | PVC |  | Yes |  | 2022-08-31 |  | Non-lead
050514 | 24840 PARK Dr |  | Unknown, Non-Lead | Yes |  | 2019-12-26 |  | Unknown, Non-Lead | 2015 | Yes |  | 2019-12-26 |  | Non-lead
050515 | BLDG 5 29 SEASIDE SOUTH CT |  | Unknown, Non-Lead | Yes |  | 2019-09-09 |  | Unknown, Non-Lead | 2005 | Yes |  | 2019-09-09 |  | Non-lead
050517 | 201 DUVAL ST |  | Polytube | Yes |  | 2022-12-02 |  | PVC | 1891 | Yes |  | 2022-12-02 |  | Non-lead
050518 | 236 S OCEAN SHORES DR |  | Polytube | Yes |  | 2022-11-18 |  | PVC | 2000 | Yes |  | 2022-11-18 |  | Non-lead
050519 | 1011 SNAPPER LN |  | Polytube | Yes |  | 2022-09-20 |  | PVC | 1982 | Yes |  | 2022-09-20 |  | Non-lead
050520 | UNIT B 219 PRESTON ST |  | Polytube | Yes |  | 2022-06-27 |  | PVC | 1934 | Yes |  | 2022-06-27 |  | Non-lead
050521 | L5,33 26 SILVER SPRINGS DR |  | Polytube | Yes |  | 2023-07-25 |  | PVC | 2008 | Yes |  | 2023-07-25 |  | Non-lead
050522 | 610 ISLAND DR |  | Unknown, Non-Lead | No |  |  |  | Unknown, Non-Lead | 2006 | No |  |  |  | Non-lead
050523 | POOL/4 2600 OVERSEAS Hwy |  | Unknown, Non-Lead | Yes |  | 2022-11-10 |  | PVC | 2004 | Yes |  | 2022-11-10 |  | Non-lead
050524 | MANAGE 2600 OVERSEAS HWY |  | Unknown, Non-Lead | Yes |  | 2023-07-17 |  | Unknown, Non-Lead | 2007 | Yes |  | 2023-07-17 |  | Non-lead
050525 | EXERCI 2600 OVERSEAS HWY |  | Unknown, Non-Lead | Yes |  | 2021-12-22 |  | Unknown, Non-Lead | 2007 | Yes |  | 2021-12-22 |  | Non-lead
050526 | DORMTY 2600 OVERSEAS Hwy |  | Polytube | Yes |  | 2023-11-14 |  | PVC | 2007 | Yes |  | 2023-11-14 |  | Non-lead
050527 | TIKI 2600 OVERSEAS Hwy |  | Copper | Yes |  | 2022-11-16 |  | PVC |  | Yes |  | 2022-11-16 |  | Non-lead
050528 | IRIG#5 2600 OVERSEAS HWY |  | Unknown, Non-Lead | Yes |  | 2021-12-22 |  | Unknown, Non-Lead | 2004 | Yes |  | 2021-12-22 |  | Non-lead
050529 | IRIG#2 2600 OVERSEAS HWY |  | Polytube | Yes |  | 2022-07-18 |  | PVC | 2007 | Yes |  | 2022-07-18 |  | Non-lead
050530 | IRGN#6 2600 OVERSEAS HWY |  | Polytube | Yes |  | 2022-05-16 |  | PVC | 2004 | Yes |  | 2022-05-16 |  | Non-lead
050531 | IRGT#3 2600 OVERSEAS Hwy |  | Unknown, Non-Lead | Yes |  | 2022-10-12 |  | Unknown, Non-Lead | 2004 | Yes |  | 2022-10-12 |  | Non-lead
050532 | IRGT#7 2600 OVERSEAS HWY |  | Polytube | Yes |  | 2023-04-26 |  | PVC | 2004 | Yes |  | 2023-04-26 |  | Non-lead
050533 | L4&5B1 824 CRANE BLVD |  | Unknown, Non-Lead | Yes |  | 2018-03-16 |  | PVC | 2005 | Yes |  | 2018-03-16 |  | Non-lead
050534 | 826 CRANE BLVD |  | Polytube | No |  |  |  | PVC | 2005 | No |  |  |  | Non-lead
050535 | 27457 CAYMAN LN |  | Polytube | Yes |  | 2023-05-04 |  | PVC |  | Yes |  | 2023-05-04 |  | Non-lead
050536 | LT3 B4 90 SAWYER DR |  | Unknown, Non-Lead | No |  |  |  | Unknown, Non-Lead | 2005 | No |  |  |  | Non-lead
050537 | L10BK2 22976 TEACH LANE |  | Unknown, Non-Lead | Yes |  | 2018-04-10 |  | PVC | 2005 | Yes |  | 2018-04-10 |  | Non-lead
050538 | BLDG 1 2 SEASIDE SOUTH CT |  | Polytube | Yes |  | 2023-01-31 |  | PVC | 2005 | Yes |  | 2023-01-31 |  | Non-lead
050539 | BLDG 1 3 SEASIDE SOUTH CT |  | Unknown, Non-Lead | No |  |  |  | Unknown, Non-Lead | 2005 | No |  |  |  | Non-lead
050540 | BLDG 1 4 SEASIDE SOUTH CT |  | Polytube | Yes |  | 2022-10-24 |  | PVC | 2005 | Yes |  | 2022-10-24 |  | Non-lead
050541 | BLDG 1 5 SEASIDE SOUTH CT |  | Unknown, Non-Lead | Yes |  | 2022-02-24 |  | Unknown, Non-Lead | 2005 | Yes |  | 2022-02-24 |  | Non-lead
050542 | BLDG 1 6 SEASIDE SOUTH CT |  | Polytube | Yes |  | 2022-08-19 |  | PVC | 2005 | Yes |  | 2022-08-19 |  | Non-lead
050543 | BLDG 2 7 SEASIDE SOUTH CT |  | Unknown, Non-Lead | No |  |  |  | Unknown, Non-Lead | 2005 | No |  |  |  | Non-lead
050544 | BLDG 2 8 SEASIDE SOUTH CT |  | Polytube | Yes |  | 2023-01-27 |  | PVC | 2005 | Yes |  | 2023-01-27 |  | Non-lead
050545 | BLDG 2 9 SEASIDE SOUTH CT |  | Polytube | Yes |  | 2022-08-19 |  | PVC | 2005 | Yes |  | 2022-08-19 |  | Non-lead
050546 | BLDG 2 10 SEASIDE SOUTH CT |  | Unknown, Non-Lead | No |  |  |  | Unknown, Non-Lead | 2005 | No |  |  |  | Non-lead
050547 | BLDG 2 11 SEASIDE SOUTH CT |  | Polytube | Yes |  | 2023-01-31 |  | PVC | 2005 | Yes |  | 2023-01-31 |  | Non-lead
050548 | BLDG 2 12 SEASIDE SOUTH CT |  | PVC | Yes |  | 2025-06-04 |  | Polytube | 2005 | Yes |  | 2022-06-27 |  | Non-lead
050549 | BLDG 3 13 SEASIDE SOUTH CT |  | Polytube | Yes |  | 2025-07-30 |  | PVC | 2005 | Yes |  | 2025-07-30 |  | Non-lead
050550 | BLDG 3 14 SEASIDE SOUTH CT |  | Polytube | Yes |  | 2025-07-30 |  | PVC | 2005 | Yes |  | 2025-07-30 |  | Non-lead
050551 | BLDG 3 15 SEASIDE SOUTH CT |  | Polytube | Yes |  | 2025-07-31 |  | PVC | 2005 | Yes |  | 2025-07-31 |  | Non-lead
050552 | BLDG 3 16 SEASIDE SOUTH CT |  | Polytube | Yes |  | 2025-08-01 |  | PVC | 2005 | Yes |  | 2025-08-01 |  | Non-lead
050553 | BLDG 3 17 SEASIDE SOUTH CT |  | Polytube | Yes |  | 2025-06-09 |  | PVC | 2005 | Yes |  | 2025-06-09 |  | Non-lead
050554 | BLDG 3 18 SEASIDE SOUTH CT |  | Polytube | Yes |  | 2025-06-09 |  | PVC | 2005 | Yes |  | 2025-06-09 |  | Non-lead
050555 | L15&16 24790 PARK DR |  | Polytube | Yes |  | 2018-07-10 |  | PVC | 2005 | Yes |  | 2018-07-10 |  | Non-lead
050556 | APT 3 1803 ATLANTIC BLVD |  | Polytube | Yes |  | 2022-09-22 |  | PVC | 1975 | Yes |  | 2022-09-22 |  | Non-lead
050557 | 50 SUNSET KEY DR |  | Unknown, Non-Lead | No |  |  |  | Unknown, Non-Lead | 2005 | No |  |  |  | Non-lead
050559 | IRRIGATION 3422 NORTHSIDE DR |  | Unknown, Non-Lead | Yes |  | 2020-09-16 |  | Unknown, Non-Lead | 2007 | Yes |  | 2020-09-16 |  | Non-lead
050560 | AREA 1805 ATLANTIC BLVD COMN |  | Polytube | Yes |  | 2023-09-13 |  | PVC | 1977 | Yes |  | 2023-09-13 |  | Non-lead
050561 | #17 B-12 2600 OVERSEAS HWY |  | Polytube | Yes |  | 2022-09-19 |  | Polytube | 2004 | Yes |  | 2022-09-19 |  | Non-lead
050562 | #16 B-11 2600 OVERSEAS HWY |  | Unknown, Non-Lead | No |  |  |  | PVC | 2007 | No |  |  |  | Non-lead
050563 | #15 B-10 2600 OVERSEAS HWY |  | Unknown, Non-Lead | Yes |  | 2024-03-18 |  | PVC | 2007 | Yes |  | 2024-03-18 |  | Non-lead
050564 | UNIT 14 B-9 2600 OVERSEAS HWY |  | Unknown, Non-Lead | Yes |  | 2020-09-16 |  | Unknown, Non-Lead | 2004 | Yes |  | 2020-09-16 |  | Non-lead
050565 | #13 B-8 2600 OVERSEAS HWY |  | Polytube | Yes |  | 2023-11-28 |  | Polytube | 2004 | Yes |  | 2023-11-28 |  | Non-lead
050566 | #12 B-7 2600 OVERSEAS HWY |  | Unknown, Non-Lead | Yes |  | 2024-09-16 |  | PVC | 2004 | Yes |  | 2024-09-16 |  | Non-lead
050567 | STE 11 2600 OVERSEAS B-6 HWY |  | Polytube | Yes |  | 2024-09-16 |  | PVC | 2004 | Yes |  | 2024-09-16 |  | Non-lead
050568 | #10 B-5 2600 OVERSEAS HWY |  | Unknown, Non-Lead | Yes |  | 2021-08-16 |  | PVC | 2004 | Yes |  | 2021-08-16 |  | Non-lead
050569 | UNIT B-04 2600 OVERSEAS HWY |  | Unknown, Non-Lead | Yes |  | 2022-05-10 |  | PVC | 2004 | Yes |  | 2022-05-10 |  | Non-lead
050570 | B-3 2600 OVERSEAS HWY #8 |  | Unknown, Non-Lead | Yes |  | 2023-07-17 |  | PVC | 2004 | Yes |  | 2023-07-17 |  | Non-lead
050571 | B-2 2600 OVERSEAS HWY #7 |  | Polytube | Yes |  | 2022-07-18 |  | PVC | 2004 | Yes |  | 2022-07-18 |  | Non-lead
050572 | UNIT 6 B-1 2600 OVERSEAS HWY |  | Unknown, Non-Lead | Yes |  | 2024-05-21 |  | PVC | 2004 | Yes |  | 2024-05-21 |  | Non-lead
050573 | FIRE 901 W OCEAN DR |  | Unknown, Non-Lead | No |  |  |  | Unknown, Non-Lead | 2005 | No |  |  |  | Non-lead
050574 | 51 CORAL LN |  | Unknown, Non-Lead | No |  |  |  | Unknown, Non-Lead | 2005 | No |  |  |  | Non-lead
050575 | 53 CORAL LANE |  | Polytube | Yes |  | 2022-05-31 |  | PVC | 2005 | Yes |  | 2022-05-31 |  | Non-lead
050576 | APT A 108 BRUCE CT |  | Polytube | Yes |  | 2023-02-01 |  | PVC | 1981 | Yes |  | 2023-02-01 |  | Non-lead
050577 | 370 E SEAVIEW DR |  | Unknown, Non-Lead | Yes |  | 2023-05-24 |  | PVC | 2006 | Yes |  | 2023-05-24 |  | Non-lead
050578 | 1405 12TH ST |  | Polytube | Yes |  | 2023-05-04 |  | PVC | 1973 | Yes |  | 2023-05-04 |  | Non-lead
050579 | UP 528 SIMONTON ST |  | Unknown | Yes |  | 2022-10-31 |  | Polytube | 1935 | Yes |  | 2022-10-31 |  | Lead Status Unknown
050580 | 1-FLR 530 SIMONTON ST |  | Unknown | Yes |  | 2023-08-29 |  | Unknown | 1935 | Yes |  | 2023-08-29 |  | Lead Status Unknown
050581 | BLDG23 1 SEASIDE SOUTH CT |  | Unknown, Non-Lead | Yes |  | 2024-05-22 |  | PVC | 2005 | Yes |  | 2024-05-22 |  | Non-lead
050582 | 38 NORTH LAKE DR |  | Unknown, Non-Lead | Yes |  | 2024-08-08 |  | Unknown, Non-Lead | 2005 | Yes |  | 2024-08-08 |  | Non-lead
050583 | 121 WESTMINSTER DR |  | Unknown, Non-Lead | No |  |  |  | Unknown, Non-Lead | 2005 | No |  |  |  | Non-lead
050584 | 133 OCEAN LN |  | Polytube | Yes |  | 2024-06-13 |  | PVC | 1986 | Yes |  | 2024-06-13 |  | Non-lead
050585 | 33 BLUE RUNNER ST |  | Unknown, Non-Lead | No |  |  |  | Unknown, Non-Lead | 2004 | No |  |  |  | Non-lead
050586 | 174 MARINA AVE |  | Polytube | Yes |  | 2025-06-11 |  | PVC | 2005 | Yes |  | 2025-06-11 |  | Non-lead
050587 | 12 CINDY PL |  | Polytube | Yes |  | 2022-09-29 |  | PVC | 1993 | Yes |  | 2022-09-29 |  | Non-lead
050588 | APT 1 1010 VARELA ST |  | Polytube | Yes |  | 2023-03-16 |  | PVC | 1953 | Yes |  | 2023-03-16 |  | Non-lead
050589 | APT 2 1010 VARELA ST |  | Polytube | Yes |  | 2023-03-16 |  | PVC | 1953 | Yes |  | 2023-03-16 |  | Non-lead
050590 | APT 4 1010 VARELA ST |  | Polytube | Yes |  | 2023-03-16 |  | PVC | 1938 | Yes |  | 2023-03-16 |  | Non-lead
050591 | 1518 VON PHISTER ST |  | Unknown, Non-Lead | Yes |  | 2019-08-20 |  | Unknown, Non-Lead | 2005 | Yes |  | 2019-08-20 |  | Non-lead
050592 | 3728 FLAGLER AVE |  | Polytube | Yes |  | 2022-07-07 |  | PVC | 1958 | Yes |  | 2022-07-07 |  | Non-lead
050593 | 102 SNAPPER CREEK DR |  | Unknown, Non-Lead | Yes |  | 2023-01-06 |  | Unknown, Non-Lead | 2004 | Yes |  | 2023-01-06 |  | Non-lead
050594 | 31041 AVE I |  | Unknown, Non-Lead | Yes |  | 2024-01-30 |  | Unknown, Non-Lead | 1989 | Yes |  | 2024-01-30 |  | Non-lead
050595 | 117 S LAYTON DR |  | Polytube | Yes |  | 2019-03-22 |  | PVC | 2009 | Yes |  | 2019-03-22 |  | Non-lead
050596 | 104 1/2 BUTTONWOOD LN |  | Unknown, Non-Lead | No |  |  |  | Unknown, Non-Lead | 2005 | No |  |  |  | Non-lead
050597 | DOCK 15 OCEAN EAST |  | Polytube | Yes |  | 2024-07-12 |  | PVC | 1976 | Yes |  | 2024-07-12 |  | Non-lead
050598 | BLD 11 54 SEASIDE SOUTH CT |  | Unknown, Non-Lead | Yes |  | 2019-07-16 |  | Unknown, Non-Lead | 2005 | Yes |  | 2019-07-16 |  | Non-lead
050599 | BLDG11 55 SEASIDE SOUTH CT |  | Polytube | Yes |  | 2022-10-24 |  | PVC | 2005 | Yes |  | 2022-10-24 |  | Non-lead
050600 | BLDG11 56 SEASIDE SOUTH CT |  | Polytube | Yes |  | 2023-01-30 |  | PVC | 2005 | Yes |  | 2023-01-30 |  | Non-lead
050601 | BLDG11 57 SEASIDE SOUTH CT |  | Unknown, Non-Lead | No |  |  |  | Unknown, Non-Lead | 2005 | No |  |  |  | Non-lead
050602 | BLDG11 58 SEASIDE SOUTH CT |  | Unknown, Non-Lead | Yes |  | 2019-11-26 |  | Unknown, Non-Lead | 2005 | Yes |  | 2019-11-26 |  | Non-lead
050603 | BLDG11 59 SEASIDE SOUTH CT |  | Polytube | Yes |  | 2022-08-19 |  | PVC | 2005 | Yes |  | 2022-08-19 |  | Non-lead
050604 | 4 BASS AVE |  | Unknown, Non-Lead | Yes |  | 2017-10-17 |  | Unknown, Non-Lead | 2005 | Yes |  | 2017-10-17 |  | Non-lead
050605 | 20 LAKE VIEW DR |  | Unknown, Non-Lead | Yes |  | 2021-01-28 |  | Unknown, Non-Lead | 2010 | Yes |  | 2021-01-28 |  | Non-lead
050606 | 516 CARIBBEAN DR |  | Unknown, Non-Lead | Yes |  | 2017-04-26 |  | Unknown, Non-Lead | 1993 | Yes |  | 2017-04-26 |  | Non-lead
050607 | 154 CALOOSA ST |  | PVC | Yes |  | 2022-06-03 |  | PVC | 1972 | Yes |  | 2022-06-03 |  | Non-lead
050608 | 250 GARDENIA ST |  | Unknown, Non-Lead | No |  |  |  | Unknown, Non-Lead | 2006 | No |  |  |  | Non-lead
050609 | BLDG 4 19 SEASIDE SOUTH CT |  | Polytube | Yes |  | 2025-05-28 |  | PVC | 2005 | Yes |  | 2025-05-28 |  | Non-lead
050610 | BLDG 4 20 SEASIDE SOUTH CT |  | Unknown, Non-Lead | No |  |  |  | Unknown, Non-Lead | 2005 | No |  |  |  | Non-lead
050611 | BLDG 4 21 SEASIDE SOUTH CT |  | Polytube | Yes |  | 2025-07-31 |  | PVC | 2005 | Yes |  | 2025-07-31 |  | Non-lead
050612 | BLDG 4 22 SEASIDE SOUTH CT |  | Unknown, Non-Lead | Yes |  | 2023-05-04 |  | Unknown, Non-Lead | 2005 | Yes |  | 2023-05-04 |  | Non-lead
050613 | BLDG 4 23 SEASIDE SOUTH CT |  | Copper | Yes |  | 2025-05-14 |  | PVC | 2005 | Yes |  | 2025-05-14 |  | Non-lead
050614 | 24 SEASIDE SOUTH CT |  | Polytube | Yes |  | 2025-07-31 |  | PVC | 2005 | Yes |  | 2025-07-31 |  | Non-lead
050615 | UNIT 2 2521 FOGARTY AVE |  | Polytube | Yes |  | 2024-10-01 |  | PVC | 1953 | Yes |  | 2024-10-01 |  | Non-lead
050616 | APT 3 2521 FOGARTY AVE |  | Polytube | Yes |  | 2022-08-23 |  | PVC | 1963 | Yes |  | 2022-08-23 |  | Non-lead
050617 | APT 4 2521 FOGARTY AVE |  | Polytube | Yes |  | 2022-08-23 |  | PVC | 1953 | Yes |  | 2022-08-23 |  | Non-lead
050618 | APT 5 2521 FOGARTY AVE |  | Polytube | Yes |  | 2023-11-14 |  | PVC | 1953 | Yes |  | 2023-11-14 |  | Non-lead
050619 | COMMON AREA 2521 FOGARTY AVE |  | Polytube | Yes |  | 2022-08-23 |  | PVC | 1953 | Yes |  | 2022-08-23 |  | Non-lead
050620 | BLDG 25 RETAIL 3835 SEASIDE DR |  | Unknown, Non-Lead | Yes |  | 2021-07-22 |  | Unknown, Non-Lead | 2005 | Yes |  | 2021-07-22 |  | Non-lead
050621 | RETAIL 3845 SEASIDE DR |  | Unknown, Non-Lead | Yes |  | 2021-05-28 |  | Unknown, Non-Lead | 2005 | Yes |  | 2021-05-28 |  | Non-lead
050622 | 25 SEASIDE SOUTH CT |  | Copper | Yes |  | 2025-05-14 |  | PVC | 2005 | Yes |  | 2025-05-14 |  | Non-lead
050623 | BLDG 5 26 SEASIDE SOUTH CT |  | Polytube | Yes |  | 2025-07-31 |  | PVC | 2005 | Yes |  | 2025-07-31 |  | Non-lead
050624 | BLDG 5 27 SEASIDE SOUTH CT |  | Copper | Yes |  | 2025-05-14 |  | PVC | 2005 | Yes |  | 2025-05-14 |  | Non-lead
050625 | BLDG 5 28 SEASIDE SOUTH CT |  | Unknown, Non-Lead | Yes |  | 2017-03-27 |  | Unknown, Non-Lead | 2005 | Yes |  | 2017-03-27 |  | Non-lead
050626 | BLDG 6 30 SEASIDE SOUTH CT |  | Unknown, Non-Lead | No |  |  |  | Unknown, Non-Lead | 2005 | No |  |  |  | Non-lead
050627 | 31 S SEASIDE CT |  | Unknown, Non-Lead | No |  |  |  | Unknown, Non-Lead | 2005 | No |  |  |  | Non-lead
050628 | BLDG 6 32 SEASIDE SOUTH CT |  | Unknown, Non-Lead | No |  |  |  | Unknown, Non-Lead | 2005 | No |  |  |  | Non-lead
050629 | BLDG 6 33 SEASIDE SOUTH CT |  | Unknown, Non-Lead | Yes |  | 2019-05-30 |  | Unknown, Non-Lead | 2005 | Yes |  | 2019-05-30 |  | Non-lead
050630 | BLDG 7 34 SEASIDE SOUTH CT |  | Unknown, Non-Lead | No |  |  |  | Unknown, Non-Lead | 2005 | No |  |  |  | Non-lead
050631 | BLDG 7 35 SEASIDE SOUTH CT |  | Unknown, Non-Lead | Yes |  | 2019-04-30 |  | Unknown, Non-Lead | 2005 | Yes |  | 2019-04-30 |  | Non-lead
050632 | BLDG 7 36 SEASIDE SOUTH CT |  | Unknown, Non-Lead | No |  |  |  | Unknown, Non-Lead | 2005 | No |  |  |  | Non-lead
050633 | BLDG 7 37 SEASIDE SOUTH CT |  | Unknown, Non-Lead | Yes |  | 2020-09-10 |  | Unknown, Non-Lead | 2005 | Yes |  | 2020-09-10 |  | Non-lead
050634 | 38 SEASIDE SOUTH CT |  | Unknown, Non-Lead | Yes |  | 2024-09-16 |  | Unknown, Non-Lead | 2005 | Yes |  | 2024-09-16 |  | Non-lead
050635 | BLDG12 66 SEASIDE NORTH CT |  | Unknown, Non-Lead | Yes |  | 2017-08-16 |  | PVC | 2005 | Yes |  | 2017-08-16 |  | Non-lead
050636 | 296 6TH ST |  | Unknown, Non-Lead | No |  |  |  | Unknown, Non-Lead | 2005 | No |  |  |  | Non-lead
050637 | 298 SADOWSKI CSWY |  | Polytube | Yes |  | 2023-08-09 |  | PVC | 1961 | Yes |  | 2023-08-09 |  | Non-lead
050638 | 292 6TH ST |  | Unknown, Non-Lead | Yes |  | 2022-05-05 |  | PVC | 2005 | Yes |  | 2022-05-05 |  | Non-lead
050639 | 290 6TH ST |  | Unknown, Non-Lead | Yes |  | 2018-06-11 |  | Unknown, Non-Lead | 2005 | Yes |  | 2018-06-11 |  | Non-lead
050640 | 280 SADOWSKI CSWY |  | Unknown, Non-Lead | Yes |  | 2020-11-24 |  | Unknown, Non-Lead | 2005 | Yes |  | 2020-11-24 |  | Non-lead
050641 | #1 A-5 2600 OVERSEAS HWY |  | Polytube | Yes |  | 2023-08-24 |  | PVC |  | Yes |  | 2023-08-24 |  | Non-lead
050642 | A-4 2600 OVERSEAS HWY #2 |  | Unknown, Non-Lead | Yes |  | 2018-04-25 |  | Unknown, Non-Lead | 2004 | Yes |  | 2018-04-25 |  | Non-lead
050643 | A-3 2600 OVERSEAS HWY #3 |  | Polytube | Yes |  | 2024-07-12 |  | Polytube | 1953 | Yes |  | 2024-07-12 |  | Non-lead
050644 | A-2 2600 OVERSEAS HWY #4 |  | Polytube | Yes |  | 2023-09-15 |  | Polytube | 1953 | Yes |  | 2023-09-15 |  | Non-lead
050645 | A-1 2600 OVERSEAS HWY #5 |  | Copper | Yes |  | 2022-11-16 |  | Polytube | 1953 | Yes |  | 2022-11-16 |  | Non-lead
050646 | APT 2 UP 1108 WHITE ST |  | Polytube | Yes |  | 2022-11-18 |  | PVC | 1933 | Yes |  | 2022-11-18 |  | Non-lead
050647 | APT 3 DOWN 1108 WHITE ST |  | Unknown, Non-Lead | No |  |  |  | Unknown, Non-Lead | 2001 | No |  |  |  | Non-lead
050648 | REAR 504 ELIZABETH ST |  | Copper | Yes |  | 2023-02-01 |  | PVC | 1938 | Yes |  | 2023-02-01 |  | Non-lead
050649 | BK18 1033 LABAT LN |  | Unknown, Non-Lead | Yes |  | 2021-05-05 |  | Unknown, Non-Lead | 2006 | Yes |  | 2021-05-05 |  | Non-lead
050650 | 1028 EATON ST |  | Polytube | Yes |  | 2024-05-08 |  | PVC | 1928 | Yes |  | 2024-05-08 |  | Non-lead
050651 | BLDG13 67 SEASIDE NORTH CT |  | Polytube | Yes |  | 2025-06-25 |  | PVC | 2005 | Yes |  | 2025-06-25 |  | Non-lead
050652 | 68 SEASIDE NORTH CT |  | Unknown, Non-Lead | No |  |  |  | Unknown, Non-Lead | 2005 | No |  |  |  | Non-lead
050653 | BLDG13 69 SEASIDE NORTH CT |  | Unknown, Non-Lead | Yes |  | 2021-10-20 |  | Unknown, Non-Lead | 2005 | Yes |  | 2021-10-20 |  | Non-lead
050654 | BLDG13 70 SEASIDE NORTH CT |  | Polytube | Yes |  | 2025-07-02 |  | PVC | 2005 | Yes |  | 2025-07-02 |  | Non-lead
050655 | BLDG14 71 SEASIDE NORTH CT |  | Polytube | Yes |  | 2025-07-02 |  | PVC | 2005 | Yes |  | 2025-07-02 |  | Non-lead
050656 | BLDG14 72 SEASIDE NORTH CT |  | Polytube | Yes |  | 2025-07-02 |  | PVC | 2005 | Yes |  | 2025-07-02 |  | Non-lead
050657 | BLDG14 73 SEASIDE NORTH CT |  | Polytube | Yes |  | 2025-07-02 |  | PVC | 2005 | Yes |  | 2025-07-02 |  | Non-lead
050658 | NORTH 74 SEASIDE CT |  | Polytube | Yes |  | 2023-04-21 |  | PVC | 2005 | Yes |  | 2023-04-21 |  | Non-lead
050659 | BLDG14 75 SEASIDE NORTH CT |  | Polytube | Yes |  | 2025-07-02 |  | PVC | 2005 | Yes |  | 2020-10-14 |  | Non-lead
050660 | BLDG15 76 SEASIDE NORTH CT |  | Polytube | Yes |  | 2025-07-02 |  | PVC | 2005 | Yes |  | 2025-07-02 |  | Non-lead
050661 | BLDG15 77 SEASIDE NORTH CT |  | Polytube | Yes |  | 2025-07-02 |  | PVC | 2005 | Yes |  | 2025-07-02 |  | Non-lead
050662 | BLDG15 78 SEASIDE NORTH CT |  | Polytube | Yes |  | 2025-07-02 |  | PVC | 2005 | Yes |  | 2018-07-17 |  | Non-lead
050663 | BLDG15 79 SEASIDE NORTH CT |  | Polytube | Yes |  | 2025-07-02 |  | PVC | 2005 | Yes |  | 2025-07-02 |  | Non-lead
050664 | BLDG15 80 SEASIDE NORTH CT |  | Polytube | Yes |  | 2025-07-02 |  | PVC | 2005 | Yes |  | 2025-07-02 |  | Non-lead
050665 | BLDG 8 39 SEASIDE SOUTH CT |  | Unknown, Non-Lead | Yes |  | 2018-09-21 |  | Unknown, Non-Lead | 2005 | Yes |  | 2018-09-21 |  | Non-lead
050666 | UNIT 19 2600 OVERSEAS HWY |  | Polytube | Yes |  | 2022-11-16 |  | Polytube |  | Yes |  | 2022-11-16 |  | Non-lead
050667 | #20 C-3 2600 OVERSEAS HWY |  | Polytube | Yes |  | 2023-01-11 |  | Polytube | 2004 | Yes |  | 2023-01-11 |  | Non-lead
050668 | UNIT 21 2600 OVERSEAS HWY |  | Unknown, Non-Lead | Yes |  | 2021-05-11 |  | PVC | 2004 | Yes |  | 2021-05-11 |  | Non-lead
050669 | LSIDE 370 3RD ST |  | Unknown, Non-Lead | Yes |  | 2023-07-18 |  | Unknown, Non-Lead | 2006 | Yes |  | 2023-07-18 |  | Non-lead
050670 | RSIDE 360 3RD ST |  | Polytube | Yes |  | 2023-06-21 |  | PVC | 2007 | Yes |  | 2023-06-21 |  | Non-lead
050671 | 1275 COURY DRIVE |  | Unknown, Non-Lead | Yes |  | 2024-05-28 |  | Unknown, Non-Lead | 2006 | Yes |  | 2024-05-28 |  | Non-lead
050672 | BLDG 8 40 SEASIDE SOUTH CT |  | Unknown, Non-Lead | Yes |  | 2022-09-21 |  | Unknown, Non-Lead | 2005 | Yes |  | 2022-09-21 |  | Non-lead
050673 | BLDG 8 41 SEASIDE SOUTH CT |  | Unknown, Non-Lead | Yes |  | 2019-04-30 |  | Unknown, Non-Lead | 2005 | Yes |  | 2019-04-30 |  | Non-lead
050674 | BLDG 8 42 SEASIDE SOUTH CT |  | Unknown, Non-Lead | No |  |  |  | Unknown, Non-Lead | 2005 | No |  |  |  | Non-lead
050675 | IRRIGA SEASIDE SOUTH CT |  | Unknown, Non-Lead | Yes |  | 2024-08-22 |  | Unknown, Non-Lead | 2005 | Yes |  | 2024-08-22 |  | Non-lead
050676 | IRRIGATION . SEASIDE NORTH CT |  | PVC | Yes |  | 2024-04-17 |  | PVC | 2005 | Yes |  | 2024-04-17 |  | Non-lead
050677 | BLDG 8 43 SEASIDE SOUTH CT |  | Polytube | Yes |  | 2024-08-09 |  | PVC | 2005 | Yes |  | 2024-08-09 |  | Non-lead
050678 | BLDG 9 44 SEASIDE SOUTH CT |  | Unknown, Non-Lead | Yes |  | 2019-04-30 |  | Unknown, Non-Lead | 2005 | Yes |  | 2019-04-30 |  | Non-lead
050679 | BLDG 9 45 SEASIDE SOUTH CT |  | Unknown, Non-Lead | No |  |  |  | Unknown, Non-Lead | 2005 | No |  |  |  | Non-lead
050680 | BLDG 9 46 SEASIDE SOUTH CT |  | Unknown, Non-Lead | Yes |  | 2021-02-22 |  | PVC | 2005 | Yes |  | 2021-02-22 |  | Non-lead
050681 | BLDG 9 47 SEASIDE SOUTH CT |  | Unknown, Non-Lead | Yes |  | 2018-05-17 |  | PVC | 2005 | Yes |  | 2018-05-17 |  | Non-lead
050682 | BLDG 9 48 SEASIDE SOUTH CT |  | Unknown, Non-Lead | Yes |  | 2019-07-15 |  | Unknown, Non-Lead | 2005 | Yes |  | 2019-07-15 |  | Non-lead
050683 | BLDG10 49 SEASIDE SOUTH CT |  | Unknown, Non-Lead | No |  |  |  | Unknown, Non-Lead | 2005 | No |  |  |  | Non-lead
050684 | BLDG10 50 SEASIDE SOUTH CT |  | Unknown, Non-Lead | No |  |  |  | Unknown, Non-Lead | 2005 | No |  |  |  | Non-lead
050686 | HYDRANT KW-219 GRINNEL & CAROLINE ST |  | Unknown, Non-Lead | No |  |  |  | No Piping | Vacant | No |  |  |  | Non-lead
050687 | #22 C-5 2600 OVERSEAS HWY |  | Polytube | Yes |  | 2022-05-17 |  | Polytube |  | Yes |  | 2022-05-17 |  | Non-lead
050688 | UNIT C6 #23 2600 OVERSEAS HWY |  | Polytube | Yes |  | 2024-03-26 |  | Polytube |  | Yes |  | 2024-03-26 |  | Non-lead
050689 | UNIT 24 2600 OVERSEAS HWY |  | Polytube | Yes |  | 2023-04-13 |  | Polytube | 2007 | Yes |  | 2023-04-13 |  | Non-lead
050690 | 601 11TH ST |  | Polytube | Yes |  | 2023-05-08 |  | PVC | 2006 | Yes |  | 2023-05-08 |  | Non-lead
050692 | BLDG10 51 SEASIDE SOUTH CT |  | Unknown, Non-Lead | Yes |  | 2019-04-30 |  | Unknown, Non-Lead | 2005 | Yes |  | 2019-04-30 |  | Non-lead
050693 | BLDG10 52 SEASIDE SOUTH CT |  | Unknown, Non-Lead | Yes |  | 2017-03-22 |  | Unknown, Non-Lead | 2005 | Yes |  | 2017-03-22 |  | Non-lead
050694 | 53 SEASIDE SOUTH CT |  | Unknown, Non-Lead | No |  |  |  | Unknown, Non-Lead | 2005 | No |  |  |  | Non-lead
050695 | 30612 23RD LN |  | Unknown, Non-Lead | No |  |  |  | Unknown, Non-Lead | 1994 | No |  |  |  | Non-lead
050696 | APT 1 UP 516 WHITE ST |  | Polytube | Yes |  | 2022-09-08 |  | Polytube | 1930 | Yes |  | 2022-09-08 |  | Non-lead
050697 | 106260 OVERSEAS (CONSTR MTR) HWY |  | None | Yes |  | 2023-05-04 |  | None |  | Yes |  | 2023-05-04 |  | Non-lead
050698 | 4 TRANSYLVANIA AVE |  | Unknown, Non-Lead | Yes |  | 2020-10-26 |  | PVC | 2005 | Yes |  | 2020-10-26 |  | Non-lead
050699 | 75900 OVERSEAS Hwy |  | Unknown, Non-Lead | Yes |  | 2022-05-09 |  | Unknown, Non-Lead | 2006 | Yes |  | 2022-05-09 |  | Non-lead
050700 | L11 B1 347 BUTTONWOOD SHRS DR |  | Unknown, Non-Lead | No |  |  |  | Unknown, Non-Lead | 2005 | No |  |  |  | Non-lead
050701 | 302 PALM AVE |  | Polytube | Yes |  | 2023-10-19 |  | PVC | 2005 | Yes |  | 2023-10-19 |  | Non-lead
050702 | 7009 SHRIMP RD |  | Unknown, Non-Lead | No |  |  |  | No Piping | 1968 | No |  |  |  | Non-lead
050703 | L26B17 794 BLACKBEARD RD |  | Unknown, Non-Lead | Yes |  | 2024-09-19 |  | Unknown, Non-Lead | 2013 | Yes |  | 2024-09-19 |  | Non-lead
050704 | 307 AVE B |  | Unknown, Non-Lead | No |  |  |  | Unknown, Non-Lead | 1993 | No |  |  |  | Non-lead
050705 | 29349 FORRESTAL AVE |  | Unknown, Non-Lead | No |  |  |  | Unknown, Non-Lead | 2005 | No |  |  |  | Non-lead
050706 | APT 2 UP 516 WHITE ST |  | Polytube | Yes |  | 2022-09-08 |  | Polytube | 1929 | Yes |  | 2022-09-08 |  | Non-lead
050707 | 530 69TH ST |  | Unknown, Non-Lead | Yes |  | 2021-01-22 |  | Unknown, Non-Lead | 2005 | Yes |  | 2021-01-22 |  | Non-lead
050708 | 22985 CALICO JACK CIR |  | Polytube | Yes |  | 2023-07-25 |  | PVC | 2005 | Yes |  | 2023-07-25 |  | Non-lead
050709 | 504 74TH ST |  | Polytube | Yes |  | 2023-03-14 |  | PVC | 1964 | Yes |  | 2023-03-14 |  | Non-lead
050710 | 506 74TH ST |  | Unknown, Non-Lead | Yes |  | 2022-02-15 |  | Unknown, Non-Lead | 2005 | Yes |  | 2022-02-15 |  | Non-lead
050711 | PK II 3911 OVERSEAS Hwy |  | Unknown, Non-Lead | Yes |  | 2021-06-21 |  | Copper | 2006 | Yes |  | 2021-06-21 |  | Non-lead
050712 | 53 INDIES RD |  | Unknown, Non-Lead | No |  |  |  | Unknown, Non-Lead | 1997 | No |  |  |  | Non-lead
050713 | APT 01 1818 FOGARTY AVE |  | Unknown, Non-Lead | Yes |  | 2021-02-16 |  | Unknown, Non-Lead | 2005 | Yes |  | 2021-02-16 |  | Non-lead
050714 | APT 02 1818 FOGARTY AVE |  | Unknown, Non-Lead | No |  |  |  | Unknown, Non-Lead | 2005 | No |  |  |  | Non-lead
050715 | APT 03 1818 FOGARTY AVE |  | Unknown, Non-Lead | No |  |  |  | Unknown, Non-Lead | 2005 | No |  |  |  | Non-lead
050716 | 1906 HARRIS AVE |  | Polytube | Yes |  | 2024-07-03 |  | PVC | 1953 | Yes |  | 2024-07-03 |  | Non-lead
050717 | 824 WINDSOR LN |  | Polytube | Yes |  | 2023-10-18 |  | PVC | 1928 | Yes |  | 2023-10-18 |  | Non-lead
050718 | LOCATION POOL 1213 ELIZA ST |  | Polytube | Yes |  | 2022-09-09 |  | None |  | Yes |  | 2022-09-09 |  | Non-lead
050719 | 27312 ANTIGUA LN |  | Polytube | Yes |  | 2022-11-23 |  | PVC | 2005 | Yes |  | 2022-11-23 |  | Non-lead
050720 | APT UP 1109 PETRONIA ST |  | Polytube | Yes |  | 2023-03-23 |  | PVC | 1923 | Yes |  | 2023-03-23 |  | Non-lead
050721 | L19 B9 19 EMERALD DR |  | Polytube | Yes |  | 2023-01-25 |  | PVC | 2011 | Yes |  | 2023-01-25 |  | Non-lead
050722 | 105 LEONI DR |  | Polytube | Yes |  | 2022-06-30 |  | PVC | 2006 | Yes |  | 2022-06-30 |  | Non-lead
050723 | LOT 25 17346 JAMAICA LN |  | Unknown, Non-Lead | Yes |  | 2023-10-20 |  | Unknown, Non-Lead | 2005 | Yes |  | 2023-10-20 |  | Non-lead
050724 | UNIT A 515 LOUISA ST |  | Polytube | Yes |  | 2023-12-06 |  | PVC | 1928 | Yes |  | 2023-12-06 |  | Non-lead
050725 | APT REAR 1009 PACKER ST |  | Polytube | Yes |  | 2023-04-26 |  | Polytube | 1958 | Yes |  | 2023-04-26 |  | Non-lead
050726 | COMMON AREA VACANT LAND |  | Polytube | Yes |  | 2022-06-22 |  | PVC |  | Yes |  | 2022-06-22 |  | Non-lead
050727 | 187 LORELANE PL |  | Polytube | Yes |  | 2023-05-04 |  | Copper | 1987 | Yes |  | 2023-05-04 |  | Non-lead
050728 | 111 COASTAL DR |  | Unknown, Non-Lead | No |  |  |  | Unknown, Non-Lead | 2011 | No |  |  |  | Non-lead
050729 | 139 COLUMBUS DR |  | Unknown, Non-Lead | No |  |  |  | Unknown, Non-Lead | 2016 | No |  |  |  | Non-lead
050730 | 100 POINCIANA DR |  | Unknown, Non-Lead | No |  |  |  | Unknown, Non-Lead | 2005 | No |  |  |  | Non-lead
050731 | 411 W INDIES DR |  | Unknown, Non-Lead | Yes |  | 2023-11-27 |  | Unknown, Non-Lead | 2005 | Yes |  | 2023-11-27 |  | Non-lead
050732 | 17086 BONITA LN W |  | Unknown, Non-Lead | No |  |  |  | Unknown, Non-Lead | 2005 | No |  |  |  | Non-lead
050733 | UNIT 307 3255 FLAGLER AVE |  | Unknown, Non-Lead | Yes |  | 2018-08-31 |  | Unknown, Non-Lead | 1988 | Yes |  | 2018-08-31 |  | Non-lead
050734 | UNIT 308 3255 FLAGLER AVE |  | Unknown, Non-Lead | Yes |  | 2018-08-24 |  | Unknown, Non-Lead | 1997 | Yes |  | 2018-08-24 |  | Non-lead
050735 | APT 2 1009 CATHERINE ST |  | Polytube | Yes |  | 2023-03-30 |  | PVC | 1943 | Yes |  | 2023-03-30 |  | Non-lead
050736 | 6701 SHRIMP RD |  | Ductile Iron | Yes |  | 2024-02-28 |  | Ductile Iron | 2004 | Yes |  | 2024-02-28 |  | Non-lead
050737 | 75790 OVERSEAS Hwy |  | Polytube | Yes |  | 2022-07-07 |  | PVC |  | Yes |  | 2022-07-07 |  | Non-lead
050738 | (20) 75790 OVERSEAS Hwy |  | Unknown, Non-Lead | Yes |  | 2020-01-28 |  | Unknown, Non-Lead | 2006 | Yes |  | 2020-01-28 |  | Non-lead
050739 | (20) 75794 OVERSEAS Hwy |  | Unknown, Non-Lead | Yes |  | 2020-12-22 |  | Unknown, Non-Lead | 2006 | Yes |  | 2020-12-22 |  | Non-lead
050740 | (20) 75798 OVERSEAS Hwy |  | PVC | Yes |  | 2023-05-08 |  | Polytube | 2006 | Yes |  | 2023-05-08 |  | Non-lead
050741 | 75802 OVERSEAS HWY |  | Unknown, Non-Lead | Yes |  | 2018-07-24 |  | PVC | 2006 | Yes |  | 2018-07-24 |  | Non-lead
050742 | (10) 75810 OVERSEAS Hwy |  | Polytube | Yes |  | 2022-06-21 |  | PVC | 2006 | Yes |  | 2022-06-21 |  | Non-lead
050743 | (10) 75804 OVERSEAS HWY |  | Unknown, Non-Lead | Yes |  | 2018-11-30 |  | Unknown, Non-Lead | 2006 | Yes |  | 2018-11-30 |  | Non-lead
050744 | (10) 75812 OVERSEAS Hwy |  | Polytube | Yes |  | 2022-11-03 |  | PVC | 2006 | Yes |  | 2022-11-03 |  | Non-lead
050745 | (10) 75806 OVERSEAS Hwy |  | Unknown, Non-Lead | Yes |  | 2019-03-21 |  | Unknown, Non-Lead | 2006 | Yes |  | 2019-03-21 |  | Non-lead
050746 | (10) 75814 OVERSEAS Hwy |  | Unknown, Non-Lead | Yes |  | 2022-11-04 |  | Unknown, Non-Lead | 2006 | Yes |  | 2022-11-04 |  | Non-lead
050747 | (10) 75816 OVERSEAS Hwy |  | Unknown, Non-Lead | Yes |  | 2020-01-27 |  | Unknown, Non-Lead | 2006 | Yes |  | 2020-01-27 |  | Non-lead
050748 | (10) 75818 OVERSEAS Hwy |  | Polytube | Yes |  | 2022-11-17 |  | PVC | 2006 | Yes |  | 2022-11-17 |  | Non-lead
050749 | (10) 75808 OVERSEAS Hwy |  | Unknown, Non-Lead | Yes |  | 2020-02-19 |  | Unknown, Non-Lead | 2006 | Yes |  | 2020-02-19 |  | Non-lead
050751 | APT A 4 125TH GULF ST |  | Polytube | Yes |  | 2022-08-22 |  | PVC | 1961 | Yes |  | 2022-08-22 |  | Non-lead
050753 | 10 AVENUE F |  | Unknown, Non-Lead | Yes |  | 2024-04-03 |  | Unknown, Non-Lead | 2006 | Yes |  | 2024-04-03 |  | Non-lead
050754 | 170 15TH CIR |  | Unknown, Non-Lead | Yes |  | 2024-03-06 |  | PVC | 2020 | Yes |  | 2024-03-06 |  | Non-lead
050755 | FIRE 715 CAROLINE ST |  | Unknown, Non-Lead | No |  |  |  | Unknown, Non-Lead | 2014 | No |  |  |  | Non-lead
050756 | L9B12 1152 WEST SHORE DR |  | Unknown, Non-Lead | Yes |  | 2022-03-24 |  | Unknown, Non-Lead | 2008 | Yes |  | 2022-03-24 |  | Non-lead
050757 | 22 EVERGREEN TERR |  | Unknown, Non-Lead | Yes |  | 2019-06-12 |  | PVC | 2016 | Yes |  | 2019-06-12 |  | Non-lead
050758 | LOT 1 1931 SUGARLOAF BLVD |  | Unknown, Non-Lead | Yes |  | 2024-06-11 |  | Unknown, Non-Lead | 2005 | Yes |  | 2024-06-11 |  | Non-lead
050759 | 6547 5TH AVE |  | Polytube | No |  |  |  | PVC | 1965 | No |  |  |  | Non-lead
050760 | 19550 MAYAN ST |  | Unknown, Non-Lead | Yes |  | 2024-08-30 |  | Unknown, Non-Lead | 2005 | Yes |  | 2024-08-30 |  | Non-lead
050761 | 22484 US 1 HWY |  | Unknown, Non-Lead | Yes |  | 2017-07-03 |  | Unknown, Non-Lead | 2010 | Yes |  | 2017-07-03 |  | Non-lead
050762 | 814 ELIZABETH ST |  | Unknown, Non-Lead | Yes |  | 2018-11-13 |  | PVC | 2006 | Yes |  | 2018-11-13 |  | Non-lead
050763 | 27330 ST CROIX LN |  | Polytube | Yes |  | 2022-07-01 |  | PVC | 2005 | Yes |  | 2022-07-01 |  | Non-lead
050764 | 20081 KINGS ROW |  | Unknown, Non-Lead | Yes |  | 2018-10-29 |  | Unknown, Non-Lead | 2005 | Yes |  | 2018-10-29 |  | Non-lead
050765 | 1312 PETRONIA ST |  | Polytube | Yes |  | 2022-09-19 |  | Polytube | 1948 | Yes |  | 2022-09-19 |  | Non-lead
050766 | 160 1ST ST |  | Unknown, Non-Lead | Yes |  | 2021-04-28 |  | Unknown, Non-Lead | 2006 | Yes |  | 2021-04-28 |  | Non-lead
050767 | 438 HARBOUR DR |  | Polytube | Yes |  | 2023-08-09 |  | PVC | 2007 | Yes |  | 2023-08-09 |  | Non-lead
050769 | OCEAN 474 64TH ST |  | Unknown, Non-Lead | Yes |  | 2021-12-20 |  | Unknown, Non-Lead | 2005 | Yes |  | 2021-12-20 |  | Non-lead
050770 | CLST A FIRE 2600 OVERSEAS HWY |  | Unknown | Yes |  | 2022-05-16 |  | Unknown | 1953 | Yes |  | 2022-05-16 |  | Lead Status Unknown
050771 | 102 BUTTONWOOD LN |  | Polytube | Yes |  | 2022-06-27 |  | PVC | 1981 | Yes |  | 2022-06-27 |  | Non-lead
050772 | LT11B5 27367 MARTINQUE LN |  | Polytube | Yes |  | 2024-01-03 |  | PVC | 1986 | Yes |  | 2024-01-03 |  | Non-lead
050773 | 10090 OVERSEAS HWY |  | Polytube | Yes |  | 2022-11-22 |  | PVC | 1964 | Yes |  | 2022-11-22 |  | Non-lead
050774 | LOT 02 62900 OVERSEAS HWY |  | Polytube | Yes |  | 2023-04-06 |  | PVC | 1964 | Yes |  | 2023-04-06 |  | Non-lead
050775 | LOT 03 62900 OVERSEAS HWY |  | Unknown, Non-Lead | No |  |  |  | PVC | 2019 | No |  |  |  | Non-lead
050776 | LOT 04 62900 OVERSEAS HWY |  | Unknown, Non-Lead | Yes |  | 2018-09-30 |  | PVC | 2018 | Yes |  | 2018-09-30 |  | Non-lead
050777 | #5 62900 OVERSEAS HWY |  | Polytube | Yes |  | 2023-04-28 |  | PVC |  | Yes |  | 2023-04-28 |  | Non-lead
050778 | LOT 06 62900 OVERSEAS HWY |  | Polytube | Yes |  | 2023-04-06 |  | PVC | 2019 | Yes |  | 2023-04-06 |  | Non-lead
050779 | #7 62900 OVERSEAS HWY |  | Polytube | Yes |  | 2023-10-26 |  | PVC | 2019 | Yes |  | 2023-10-26 |  | Non-lead
050780 | #8 62900 OVERSEAS HWY |  | Polytube | Yes |  | 2022-10-22 |  | PVC | 1976 | Yes |  | 2022-10-22 |  | Non-lead
050781 | #9 62900 OVERSEAS HWY |  | Polytube | Yes |  | 2022-10-22 |  | PVC | 1971 | Yes |  | 2022-10-22 |  | Non-lead
050782 | LOT 10 62900 OVERSEAS HWY |  | Polytube | Yes |  | 2023-02-27 |  | PVC | 2019 | Yes |  | 2023-02-27 |  | Non-lead
050783 | LOT 11 62900 OVERSEAS HWY |  | Polytube | Yes |  | 2023-02-22 |  | PVC | 1964 | Yes |  | 2023-02-22 |  | Non-lead
050784 | UNIT 12 62900 OVERSEAS HWY |  | Polytube | Yes |  | 2023-03-09 |  | PVC | 2015 | Yes |  | 2023-03-09 |  | Non-lead
050785 | LOT 13 62900 OVERSEAS HWY |  | Polytube | Yes |  | 2024-05-03 |  | PVC | 1967 | Yes |  | 2024-05-03 |  | Non-lead
050786 | LOT 14 62900 OVERSEAS HWY |  | Polytube | Yes |  | 2023-01-05 |  | PVC | 1978 | Yes |  | 2023-01-05 |  | Non-lead
050787 | #15 62900 OVERSEAS HWY |  | Unknown, Non-Lead | Yes |  | 2024-08-26 |  | Unknown, Non-Lead | 1990 | Yes |  | 2024-08-26 |  | Non-lead
050788 | LOT 16 62900 OVERSEAS HWY |  | Polytube | Yes |  | 2022-10-22 |  | PVC | 1975 | Yes |  | 2022-10-22 |  | Non-lead
050789 | #17 62900 OVERSEAS HWY |  | Polytube | Yes |  | 2022-10-22 |  | PVC | 1967 | Yes |  | 2022-10-22 |  | Non-lead
050790 | #18 62900 OVERSEAS HWY |  | Polytube | Yes |  | 2023-08-10 |  | PVC | 1976 | Yes |  | 2023-08-10 |  | Non-lead
050791 | UNIT 19 62900 OVERSEAS HWY |  | Polytube | Yes |  | 2023-10-16 |  | PVC | 2007 | Yes |  | 2023-10-16 |  | Non-lead
050792 | #20 62900 OVERSEAS HWY |  | Polytube | Yes |  | 2023-08-30 |  | PVC | 1958 | Yes |  | 2023-08-30 |  | Non-lead
050793 | LOT 21 62900 OVERSEAS HWY |  | Polytube | Yes |  | 2022-10-22 |  | PVC | 1966 | Yes |  | 2022-10-22 |  | Non-lead
050794 | #22 62900 OVERSEAS HWY |  | Polytube | Yes |  | 2024-09-06 |  | PVC | 1969 | Yes |  | 2024-09-06 |  | Non-lead
050795 | #23 62900 OVERSEAS HWY |  | Polytube | Yes |  | 2024-02-09 |  | PVC | 1969 | Yes |  | 2024-02-09 |  | Non-lead
050796 | 24 62900 OVERSEAS HWY |  | Unknown, Non-Lead | No |  |  |  | Unknown, Non-Lead | 2009 | No |  |  |  | Non-lead
050797 | UNIT 25 62900 OVERSEAS HWY |  | Unknown, Non-Lead | Yes |  | 2019-02-07 |  | Unknown, Non-Lead | 2019 | Yes |  | 2019-02-07 |  | Non-lead
050798 | LOT 26 62900 OVERSEAS HWY |  | Unknown, Non-Lead | Yes |  | 2022-10-14 |  | Unknown, Non-Lead | 2016 | Yes |  | 2022-10-14 |  | Non-lead
050800 | LOT 28 62900 OVERSEAS HWY |  | Unknown, Non-Lead | Yes |  | 2017-11-07 |  | Unknown, Non-Lead | 2007 | Yes |  | 2017-11-07 |  | Non-lead
050802 | LOT 35 62900 OVERSEAS HWY |  | Unknown, Non-Lead | Yes |  | 2024-07-03 |  | Unknown, Non-Lead | 2016 | Yes |  | 2024-07-03 |  | Non-lead
050803 | LOT 38 62900 OVERSEAS HWY |  | Unknown, Non-Lead | Yes |  | 2019-07-08 |  | PVC | 2007 | Yes |  | 2019-07-08 |  | Non-lead
050804 | #42 62900 OVERSEAS HWY |  | Unknown, Non-Lead | Yes |  | 2022-09-09 |  | PVC | 2015 | Yes |  | 2022-09-09 |  | Non-lead
050805 | #44 62900 OVERSEAS HWY |  | Unknown, Non-Lead | Yes |  | 2019-06-18 |  | Unknown, Non-Lead | 2007 | Yes |  | 2019-06-18 |  | Non-lead
050806 | LOT 45 62900 OVERSEAS HWY |  | Polytube | Yes |  | 2023-10-26 |  | PVC | 1963 | Yes |  | 2023-10-26 |  | Non-lead
050807 | UNIT 46 62900 OVERSEAS HWY |  | Unknown, Non-Lead | Yes |  | 2019-12-19 |  | PVC | 2020 | Yes |  | 2019-12-19 |  | Non-lead
050808 | LOT 47 62900 OVERSEAS HWY |  | Unknown, Non-Lead | Yes |  | 2021-10-04 |  | Unknown, Non-Lead | 2007 | Yes |  | 2021-10-04 |  | Non-lead
050809 | LOT 50 62900 OVERSEAS HWY |  | Polytube | Yes |  | 2024-04-11 |  | PVC | 2003 | Yes |  | 2024-04-11 |  | Non-lead
050810 | LOT 51 62900 OVERSEAS HWY |  | Unknown, Non-Lead | Yes |  | 2024-07-29 |  | Unknown, Non-Lead | 2019 | Yes |  | 2024-07-29 |  | Non-lead
050811 | #52 62900 OVERSEAS HWY |  | Unknown, Non-Lead | Yes |  | 2023-06-05 |  | Unknown, Non-Lead | 2019 | Yes |  | 2023-06-05 |  | Non-lead
050812 | #53 62900 OVERSEAS HWY |  | Unknown, Non-Lead | Yes |  | 2017-07-28 |  | PVC | 2019 | Yes |  | 2017-07-28 |  | Non-lead
050813 | 205 STIRRUP KEY BLVD |  | Unknown, Non-Lead | Yes |  | 2022-04-21 |  | PVC | 2007 | Yes |  | 2022-04-21 |  | Non-lead
050814 | 27374 ST LUCIE LN |  | Unknown, Non-Lead | Yes |  | 2017-10-17 |  | Unknown, Non-Lead | 2006 | Yes |  | 2017-10-17 |  | Non-lead
050815 | 27373 ANGUILA LN |  | Unknown, Non-Lead | No |  |  |  | Unknown, Non-Lead | 2006 | No |  |  |  | Non-lead
050818 | DCK#1 11600 1ST AVE GULF |  | Polytube | Yes |  | 2022-08-29 |  | PVC |  | Yes |  | 2022-08-29 |  | Non-lead
050819 | GULF DOCK#2 11600 1ST AVE |  | Unknown, Non-Lead | Yes |  | 2019-05-14 |  | Copper | 2006 | Yes |  | 2019-05-14 |  | Non-lead
050820 | DCK#3 11600 1ST AVE GULF |  | Polytube | Yes |  | 2022-08-29 |  | PVC |  | Yes |  | 2022-08-29 |  | Non-lead
050821 | #36 E-1 2600 OVERSEAS HWY |  | Polytube | Yes |  | 2022-08-15 |  | PVC |  | Yes |  | 2022-08-15 |  | Non-lead
050822 | #37 E-2 2600 OVERSEAS HWY |  | Copper | Yes |  | 2022-11-16 |  | Polytube |  | Yes |  | 2022-11-16 |  | Non-lead
050823 | 228 S AIRPORT RD |  | Polytube | Yes |  | 2023-04-24 |  | PVC | 1987 | Yes |  | 2023-04-24 |  | Non-lead
050824 | 226 SECOND RD |  | Polytube | Yes |  | 2022-10-17 |  | PVC | 1983 | Yes |  | 2022-10-17 |  | Non-lead
050825 | 63 COCONUT DR |  | Unknown, Non-Lead | No |  |  |  | Unknown, Non-Lead | 2007 | No |  |  |  | Non-lead
050826 | 175 LORELANE PL |  | Unknown, Non-Lead | Yes |  | 2024-03-27 |  | Unknown, Non-Lead | 1989 | Yes |  | 2024-03-27 |  | Non-lead
050827 | 98880 OVERSEAS HWY |  | Polytube | Yes |  | 2023-01-31 |  | PVC | 1958 | Yes |  | 2023-01-31 |  | Non-lead
050828 | UNIT 25 2600 OVERSEAS HWY |  | Polytube | Yes |  | 2022-05-17 |  | Polytube | 2004 | Yes |  | 2022-05-17 |  | Non-lead
050829 | UNIT 26 2600 OVERSEAS HWY |  | Unknown, Non-Lead | No |  |  |  | PVC | 2004 | No |  |  |  | Non-lead
050830 | #27 D-3 2600 OVERSEAS HWY |  | Polytube | Yes |  | 2024-05-20 |  | Polytube | 2004 | Yes |  | 2024-05-20 |  | Non-lead
050831 | #28 D-4 2600 OVERSEAS HWY |  | Polytube | Yes |  | 2022-05-17 |  | Polytube | 2004 | Yes |  | 2022-05-17 |  | Non-lead
050832 | #29 D-5 2600 OVERSEAS HWY |  | Unknown, Non-Lead | Yes |  | 2017-06-13 |  | Unknown, Non-Lead | 2004 | Yes |  | 2017-06-13 |  | Non-lead
050833 | UNIT 30 D-6 2600 OVERSEAS HWY |  | Unknown, Non-Lead | Yes |  | 2021-05-25 |  | PVC | 2004 | Yes |  | 2021-05-25 |  | Non-lead
050834 | #31 D-7 2600 OVERSEAS HWY |  | Unknown, Non-Lead | Yes |  | 2023-07-17 |  | PVC | 2004 | Yes |  | 2023-07-17 |  | Non-lead
050835 | UNIT 32 2600 OVERSEAS HWY |  | Polytube | Yes |  | 2023-03-14 |  | Polytube | 2004 | Yes |  | 2023-03-14 |  | Non-lead
050836 | #33 D-9 2600 OVERSEAS HWY |  | Unknown, Non-Lead | Yes |  | 2023-08-25 |  | PVC | 2004 | Yes |  | 2023-08-25 |  | Non-lead
050837 | D-10 2600 OVERSEAS HWY #34 |  | Unknown, Non-Lead | Yes |  | 2022-03-18 |  | Polytube | 2004 | Yes |  | 2022-03-18 |  | Non-lead
050838 | #35 D-11 2600 OVERSEAS HWY |  | Polytube | Yes |  | 2024-08-15 |  | Polytube | 2004 | Yes |  | 2024-08-15 |  | Non-lead
050839 | #38 E-3 2600 OVERSEAS HWY |  | Copper | Yes |  | 2022-11-16 |  | Polytube |  | Yes |  | 2022-11-16 |  | Non-lead
050840 | #39 E-4 2600 OVERSEAS HWY |  | Polytube | Yes |  | 2023-12-22 |  | Polytube |  | Yes |  | 2023-12-22 |  | Non-lead
050841 | UNIT 40 E5 2600 OVERSEAS HWY |  | Unknown, Non-Lead | No |  |  |  | PVC | 2004 | No |  |  |  | Non-lead
050842 | #41 E-6 2600 OVERSEAS HWY |  | Copper | Yes |  | 2023-03-14 |  | Polytube |  | Yes |  | 2023-03-14 |  | Non-lead
050843 | #42 E-7 2600 OVERSEAS HWY |  | Polytube | Yes |  | 2023-12-20 |  | PVC | 2004 | Yes |  | 2023-12-20 |  | Non-lead
050844 | #43 E-8 2600 OVERSEAS HWY |  | Polytube | Yes |  | 2023-09-15 |  | Polytube |  | Yes |  | 2023-09-15 |  | Non-lead
050845 | #44 E-9 2600 OVERSEAS HWY |  | Unknown, Non-Lead | Yes |  | 2017-04-04 |  | PVC | 2004 | Yes |  | 2017-04-04 |  | Non-lead
050846 | 121 COCO PLUM DR |  | Polytube | Yes |  | 2024-09-09 |  | PVC | 2013 | Yes |  | 2024-09-09 |  | Non-lead
050847 | 119 COCO PLUM DR |  | Unknown, Non-Lead | Yes |  | 2021-09-29 |  | Unknown, Non-Lead | 2006 | Yes |  | 2021-09-29 |  | Non-lead
050848 | 109 SANTA BARBARA |  | Unknown, Non-Lead | Yes |  | 2021-10-31 |  | Unknown, Non-Lead | 2006 | Yes |  | 2021-10-31 |  | Non-lead
050849 | 900 SHELTER BAY DR |  | Polytube | Yes |  | 2023-09-25 |  | PVC | 1984 | Yes |  | 2023-09-25 |  | Non-lead
050850 | GULF 10701 6TH AVE ICE HS |  | Polytube | Yes |  | 2022-12-06 |  | PVC | 1974 | Yes |  | 2022-12-06 |  | Non-lead
050851 | 210 TREASURE HARBOR RD |  | Unknown, Non-Lead | Yes |  | 2020-04-29 |  | Unknown, Non-Lead | 2011 | Yes |  | 2020-04-29 |  | Non-lead
050852 | 21 NORTH END RD |  | Unknown, Non-Lead | No |  |  |  | Unknown, Non-Lead | 2005 | No |  |  |  | Non-lead
050853 | 23 NORTH END RD |  | Unknown, Non-Lead | Yes |  | 2019-04-03 |  | PVC | 2005 | Yes |  | 2019-04-03 |  | Non-lead
050854 | IRRIGATION 10 W SNAPPER POINT DR |  | Polytube | Yes |  | 2023-02-14 |  | PVC | 1977 | Yes |  | 2023-02-14 |  | Non-lead
050855 | 12 ROSE PL |  | Unknown, Non-Lead | No |  |  |  | Unknown, Non-Lead | 2005 | No |  |  |  | Non-lead
050856 | 528 SIMONTON ST |  | Unknown | Yes |  | 2022-10-31 |  | Polytube | 1935 | Yes |  | 2022-10-31 |  | Lead Status Unknown
050857 | GARAGE 180 SUNRISE DR |  | Polytube | Yes |  | 2023-01-09 |  | PVC | 2004 | Yes |  | 2023-01-09 |  | Non-lead
050858 | UNIT 1 1 MANGROVE LN |  | Unknown, Non-Lead | No |  |  |  | Unknown, Non-Lead | 2005 | No |  |  |  | Non-lead
050859 | 106260 OVERSEAS (CONSTR MTR) HWY |  | None | Yes |  | 2023-05-04 |  | None |  | Yes |  | 2023-05-04 |  | Non-lead
050860 | 110 EL CAPITAN DR |  | Unknown, Non-Lead | Yes |  | 2017-04-18 |  | Unknown, Non-Lead | 2006 | Yes |  | 2017-04-18 |  | Non-lead
050861 | 100 ATLANTIC LN |  | Unknown, Non-Lead | Yes |  | 2019-10-28 |  | Unknown, Non-Lead | 2006 | Yes |  | 2019-10-28 |  | Non-lead
050862 | 630 BARRY AVE |  | Unknown, Non-Lead | Yes |  | 2020-09-04 |  | PVC | 2005 | Yes |  | 2020-09-04 |  | Non-lead
050863 | 999 MORRIS AVE |  | Polytube | Yes |  | 2022-09-26 |  | PVC | 1966 | Yes |  | 2022-09-26 |  | Non-lead
050864 | APT UP 1225 1ST ST |  | Unknown, Non-Lead | Yes |  | 2022-02-15 |  | Unknown, Non-Lead | 2005 | Yes |  | 2022-02-15 |  | Non-lead
050867 | 2504 STAPLES AVE |  | Unknown, Non-Lead | Yes |  | 2018-05-11 |  | PVC | 2005 | Yes |  | 2018-05-11 |  | Non-lead
050868 | 2227 SAN SEBASTIAN DR |  | Polytube | Yes |  | 2023-01-13 |  | PVC | 2005 | Yes |  | 2023-01-13 |  | Non-lead
050869 | 2 DRIFTWOOD DR |  | Polytube | Yes |  | 2023-12-08 |  | PVC | 2006 | Yes |  | 2023-12-08 |  | Non-lead
050870 | 28535 JOLLY ROGER DR |  | Polytube | Yes |  | 2023-12-28 |  | PVC | 1968 | Yes |  | 2023-12-28 |  | Non-lead
050871 | ALAMO BLDG 19990 OVERSEAS HWY |  | Polytube | Yes |  | 2024-09-04 |  | PVC | 1990 | Yes |  | 2024-09-04 |  | Non-lead
050873 | OCEAN 1585 122ND ST |  | Unknown, Non-Lead | Yes |  | 2022-03-16 |  | Unknown, Non-Lead | 2006 | Yes |  | 2022-03-16 |  | Non-lead
050874 | 119 MOCKINGBIRD LN |  | Polytube | Yes |  | 2024-05-21 |  | PVC | 1981 | Yes |  | 2024-05-21 |  | Non-lead
050875 | 10602 7TH AVE GULF |  | Polytube | Yes |  | 2024-07-09 |  | PVC | 1981 | Yes |  | 2024-07-09 |  | Non-lead
050876 | 1575 122ND ST OCEAN |  | Unknown, Non-Lead | Yes |  | 2021-12-28 |  | Unknown, Non-Lead | 2007 | Yes |  | 2021-12-28 |  | Non-lead
050877 | 31036 AVENUE D |  | Unknown, Non-Lead | Yes |  | 2024-02-21 |  | Unknown, Non-Lead | 2005 | Yes |  | 2024-02-21 |  | Non-lead
050878 | OLD 16720 STATE RD 4A |  | Polytube | Yes |  | 2022-08-17 |  | PVC | 1981 | Yes |  | 2022-08-17 |  | Non-lead
050879 | LOT 31 16680 OLD STATE 4A RD |  | Unknown, Non-Lead | Yes |  | 2018-08-30 |  | Unknown, Non-Lead | 1995 | Yes |  | 2018-08-30 |  | Non-lead
050880 | 157 MARICAIBO LANE |  | Polytube | Yes |  | 2022-08-26 |  | PVC | 2006 | Yes |  | 2022-08-26 |  | Non-lead
050882 | 1049 COXON LN |  | Unknown, Non-Lead | No |  |  |  | Unknown, Non-Lead | 2005 | No |  |  |  | Non-lead
050883 | RIGHT 270 6TH ST |  | Unknown, Non-Lead | Yes |  | 2023-05-25 |  | Unknown, Non-Lead | 2006 | Yes |  | 2023-05-25 |  | Non-lead
050884 | LEFT 272 SADOWSKI CSWY |  | Unknown, Non-Lead | Yes |  | 2020-12-10 |  | PVC | 2005 | Yes |  | 2020-12-10 |  | Non-lead
050885 | GULF 718 50TH ST |  | Polytube | Yes |  | 2024-08-16 |  | PVC | 1958 | Yes |  | 2024-08-16 |  | Non-lead
050886 | (FIRE) 2600 OVERSEAS HWY CLST E |  | Unknown, Non-Lead | Yes |  | 2022-05-16 |  | Unknown, Non-Lead | 2004 | Yes |  | 2022-05-16 |  | Non-lead
050887 | UNIT F-1 2600 OVERSEAS 45 HWY |  | Unknown, Non-Lead | No |  |  |  | PVC | 2004 | No |  |  |  | Non-lead
050888 | UNIT 46 F-2 2600 OVERSEAS HWY |  | Polytube | Yes |  | 2022-05-17 |  | Polytube | 2004 | Yes |  | 2022-05-17 |  | Non-lead
050889 | #47 F-3 2600 OVERSEAS HWY |  | Unknown, Non-Lead | Yes |  | 2018-10-11 |  | PVC | 2004 | Yes |  | 2018-10-11 |  | Non-lead
050890 | #48 F-4 2600 OVERSEAS HWY |  | Polytube | Yes |  | 2022-05-17 |  | Polytube | 2004 | Yes |  | 2022-05-17 |  | Non-lead
050891 | #49 F-5 2600 OVERSEAS HWY |  | Polytube | Yes |  | 2022-05-17 |  | Polytube | 2004 | Yes |  | 2022-05-17 |  | Non-lead
050892 | #50 F-6 2600 OVERSEAS HWY |  | Unknown, Non-Lead | Yes |  | 2020-09-21 |  | PVC | 2004 | Yes |  | 2020-09-21 |  | Non-lead
050893 | UNIT 51 2600 OVERSEAS HWY |  | Polytube | Yes |  | 2022-12-19 |  | PVC | 2004 | Yes |  | 2022-12-19 |  | Non-lead
050894 | #52 F-8 2600 OVERSEAS HWY |  | Unknown, Non-Lead | Yes |  | 2017-08-30 |  | PVC | 2004 | Yes |  | 2017-08-30 |  | Non-lead
050895 | #53 G-1 2600 OVERSEAS HWY |  | Polytube | Yes |  | 2022-05-16 |  | Polytube | 2004 | Yes |  | 2022-05-16 |  | Non-lead
050896 | #54 G-2 2600 OVERSEAS HWY |  | Polytube | Yes |  | 2022-05-16 |  | Polytube | 2004 | Yes |  | 2022-05-16 |  | Non-lead
050897 | #55 G-3 2600 OVERSEAS HWY |  | Polytube | Yes |  | 2024-09-16 |  | Polytube | 2004 | Yes |  | 2024-09-16 |  | Non-lead
050898 | UNIT 56 G-4 2600 OVERSEAS HWY |  | Unknown, Non-Lead | No |  |  |  | PVC | 2004 | No |  |  |  | Non-lead
050899 | UNIT 57 G-5 2600 OVERSEAS HWY |  | Polytube | Yes |  | 2024-07-15 |  | Polytube | 2004 | Yes |  | 2024-07-15 |  | Non-lead
050900 | #58 G-6 2600 OVERSEAS HWY |  | Polytube | Yes |  | 2024-08-19 |  | Polytube | 2004 | Yes |  | 2024-08-19 |  | Non-lead
050901 | #59 G-7 2600 OVERSEAS HWY |  | Unknown, Non-Lead | Yes |  | 2022-03-09 |  | PVC | 2004 | Yes |  | 2022-03-09 |  | Non-lead
050902 | CLTR K FIRE 2600 OVERSEAS HWY |  | Unknown | Yes |  | 2022-05-16 |  | Unknown |  | Yes |  | 2022-05-16 |  | Lead Status Unknown
050903 | 263 AVENUE G |  | Unknown, Non-Lead | Yes |  | 2024-03-08 |  | PVC | 1990 | Yes |  | 2024-03-08 |  | Non-lead
050904 | 123 N INDIES DR |  | Unknown, Non-Lead | Yes |  | 2020-01-27 |  | PVC | 2007 | Yes |  | 2020-01-27 |  | Non-lead
050905 | COMMON 901 W OCEAN Dr |  | Unknown, Non-Lead | Yes |  | 2021-07-23 |  | PVC | 2005 | Yes |  | 2021-07-23 |  | Non-lead
050906 | 39 CANNON ROYAL DR |  | Unknown, Non-Lead | Yes |  | 2023-10-16 |  | PVC | 1988 | Yes |  | 2023-10-16 |  | Non-lead
050907 | 136 ELLINGTON CT |  | Unknown, Non-Lead | Yes |  | 2021-07-12 |  | Unknown, Non-Lead | 2002 | Yes |  | 2021-07-12 |  | Non-lead
050908 | 189 CASA COURT DR |  | Unknown, Non-Lead | Yes |  | 2024-07-30 |  | Unknown, Non-Lead | 2006 | Yes |  | 2024-07-30 |  | Non-lead
050909 | 187 CASA COURT DR |  | Polytube | Yes |  | 2023-12-19 |  | PVC | 2006 | Yes |  | 2023-12-19 |  | Non-lead
050910 | 220 POMPANO DR |  | Unknown, Non-Lead | Yes |  | 2018-11-06 |  | PVC | 2007 | Yes |  | 2018-11-06 |  | Non-lead
050911 | 193 GULFVIEW DR |  | Unknown, Non-Lead | No |  |  |  | Unknown, Non-Lead | 2005 | No |  |  |  | Non-lead
050912 | APT 4 1026 WHITE ST |  | Polytube | Yes |  | 2024-07-12 |  | Copper | 1938 | Yes |  | 2024-07-12 |  | Non-lead
050913 | APT 3 1026 WHITE ST |  | Unknown | Yes |  | 2023-03-23 |  | PVC | 1938 | Yes |  | 2023-03-23 |  | Lead Status Unknown
050914 | GROOMER 1026 WHITE ST |  | Polytube | Yes |  | 2019-07-09 |  | PVC | 1973 | Yes |  | 2019-07-09 |  | Non-lead
050915 | APT 1 1026 WHITE ST |  | Copper | Yes |  | 2024-07-12 |  | PVC | 1938 | Yes |  | 2024-07-12 |  | Non-lead
050916 | CAFE 1026 WHITE ST |  | Unknown | Yes |  | 2023-03-23 |  | PVC | 1938 | Yes |  | 2023-03-23 |  | Lead Status Unknown
050917 | APT 2 1026 WHITE ST |  | Copper | Yes |  | 2022-08-10 |  | PVC | 1973 | Yes |  | 2022-08-10 |  | Non-lead
050918 | UNIT 1 908 TRINITY DR |  | Polytube | Yes |  | 2023-05-31 |  | PVC | 2005 | Yes |  | 2023-05-31 |  | Non-lead
050919 | UNIT 2 908 TRINITY DR |  | Polytube | Yes |  | 2023-04-06 |  | PVC | 2005 | Yes |  | 2023-04-06 |  | Non-lead
050920 | UNIT 3 908 TRINITY DR |  | Unknown, Non-Lead | Yes |  | 2021-01-14 |  | Unknown, Non-Lead | 2005 | Yes |  | 2021-01-14 |  | Non-lead
050921 | UNIT 4 908 TRINITY DR |  | Unknown, Non-Lead | Yes |  | 2023-12-20 |  | Unknown, Non-Lead | 2005 | Yes |  | 2023-12-20 |  | Non-lead
050922 | 20986 W 2ND AVE |  | Unknown, Non-Lead | Yes |  | 2019-02-28 |  | Unknown, Non-Lead | 2006 | Yes |  | 2019-02-28 |  | Non-lead
050924 | 29758 SPRINGTIME RD |  | Unknown, Non-Lead | No |  |  |  | Unknown, Non-Lead | 2000 | No |  |  |  | Non-lead
050925 | 28586 ANNE BONNY RD |  | Polytube | Yes |  | 2024-02-23 |  | PVC | 2005 | Yes |  | 2024-02-23 |  | Non-lead
050926 | 58618 OVERSEAS HWY |  | Polytube | Yes |  | 2023-04-10 |  | PVC | 2006 | Yes |  | 2023-04-10 |  | Non-lead
050927 | 31256 H AVE |  | Unknown, Non-Lead | Yes |  | 2022-10-19 |  | Unknown, Non-Lead | 2005 | Yes |  | 2022-10-19 |  | Non-lead
050928 | OCEAN 321 25TH ST |  | Polytube | Yes |  | 2024-08-16 |  | PVC | 2005 | Yes |  | 2024-08-16 |  | Non-lead
050929 | OCEAN 323 25TH ST |  | Unknown, Non-Lead | Yes |  | 2024-08-15 |  | PVC | 2005 | Yes |  | 2024-08-15 |  | Non-lead
050930 | OCEAN 325 25TH ST |  | Unknown, Non-Lead | Yes |  | 2024-04-15 |  | PVC | 2005 | Yes |  | 2024-04-15 |  | Non-lead
050931 | OCEAN 327 25TH ST |  | Unknown, Non-Lead | Yes |  | 2023-04-27 |  | Unknown, Non-Lead | 2006 | Yes |  | 2023-04-27 |  | Non-lead
050932 | OCEAN 329 25TH ST |  | Unknown, Non-Lead | Yes |  | 2023-10-13 |  | PVC | 2006 | Yes |  | 2023-10-13 |  | Non-lead
050933 | OCEAN 331 25TH ST |  | Polytube | Yes |  | 2023-04-28 |  | PVC | 2006 | Yes |  | 2023-04-28 |  | Non-lead
050934 | OCEAN 333 25TH ST |  | Unknown, Non-Lead | Yes |  | 2023-04-27 |  | PVC | 2006 | Yes |  | 2023-04-27 |  | Non-lead
050935 | OCEAN 335 25TH ST |  | Unknown, Non-Lead | Yes |  | 2023-04-27 |  | PVC | 2006 | Yes |  | 2023-04-27 |  | Non-lead
050936 | OCEAN 337 25TH ST |  | Polytube | Yes |  | 2023-04-27 |  | PVC | 2005 | Yes |  | 2023-04-27 |  | Non-lead
050937 | 339 25TH OCEAN ST |  | Polytube | Yes |  | 2023-12-19 |  | PVC | 2005 | Yes |  | 2023-12-19 |  | Non-lead
050938 | OCEAN 343 25TH ST |  | Polytube | Yes |  | 2024-05-20 |  | PVC | 2006 | Yes |  | 2024-05-20 |  | Non-lead
050939 | OCEAN 345 25TH ST |  | Polytube | Yes |  | 2023-07-20 |  | PVC | 2006 | Yes |  | 2023-07-20 |  | Non-lead
050940 | OCEAN 347 25TH ST |  | Polytube | Yes |  | 2023-04-28 |  | PVC | 2006 | Yes |  | 2023-04-28 |  | Non-lead
050941 | OCEAN 349 25TH ST |  | Polytube | Yes |  | 2024-08-23 |  | PVC | 2006 | Yes |  | 2024-08-23 |  | Non-lead
050942 | OCEAN 351 25TH ST |  | Polytube | Yes |  | 2023-04-28 |  | PVC | 2006 | Yes |  | 2023-04-28 |  | Non-lead
050943 | OCEAN 353 25TH ST |  | Polytube | Yes |  | 2023-04-28 |  | PVC | 2006 | Yes |  | 2023-04-28 |  | Non-lead
050944 | OCEAN 370 24TH ST |  | Polytube | Yes |  | 2023-04-28 |  | PVC | 2006 | Yes |  | 2023-04-28 |  | Non-lead
050945 | OCEAN 360 24TH ST |  | Polytube | Yes |  | 2023-04-28 |  | PVC | 2006 | Yes |  | 2023-04-28 |  | Non-lead
050946 | OCEAN 329 24TH ST |  | Polytube | Yes |  | 2023-04-28 |  | PVC | 2006 | Yes |  | 2023-04-28 |  | Non-lead
050947 | OCEAN 311 25TH ST |  | Polytube | Yes |  | 2023-04-27 |  | PVC | 2006 | Yes |  | 2023-04-27 |  | Non-lead
050948 | OCEAN 313 25TH ST |  | Polytube | Yes |  | 2023-04-27 |  | PVC | 2005 | Yes |  | 2023-04-27 |  | Non-lead
050949 | OCEAN 315 25TH ST |  | Polytube | Yes |  | 2023-04-27 |  | PVC | 2006 | Yes |  | 2023-04-27 |  | Non-lead
050950 | OCEAN 317 25TH ST |  | Polytube | Yes |  | 2023-04-27 |  | PVC | 2005 | Yes |  | 2023-04-27 |  | Non-lead
050951 | OCEAN 319 25TH ST |  | Polytube | Yes |  | 2023-04-27 |  | PVC | 2005 | Yes |  | 2023-04-27 |  | Non-lead
050952 | POOL 24TH ST |  | Polytube | Yes |  | 2022-06-21 |  | PVC |  | Yes |  | 2022-06-21 |  | Non-lead
050954 | 108.3 OVERSEAS (CONSTR MTR) HWY |  | None | Yes |  | 2022-09-26 |  | None |  | Yes |  | 2022-09-26 |  | Non-lead
050955 | 80231 OVERSEAS HWY |  | Unknown, Non-Lead | Yes |  | 2021-01-29 |  | Unknown, Non-Lead | 2019 | Yes |  | 2021-01-29 |  | Non-lead
050956 | 105 LISBON CT |  | Unknown, Non-Lead | Yes |  | 2021-01-20 |  | Unknown, Non-Lead | 2017 | Yes |  | 2021-01-20 |  | Non-lead
050957 | 24 TAMARIND LN |  | Unknown, Non-Lead | Yes |  | 2021-05-10 |  | Unknown, Non-Lead | 2007 | Yes |  | 2021-05-10 |  | Non-lead
050958 | 1 NORTH DR |  | Unknown, Non-Lead | Yes |  | 2019-05-14 |  | Unknown, Non-Lead | 2007 | Yes |  | 2019-05-14 |  | Non-lead
050959 | 125 SAN REMO ST |  | Polytube | Yes |  | 2022-05-03 |  | PVC | 2007 | Yes |  | 2022-05-03 |  | Non-lead
050960 | 109 WINDY POINT CIR |  | Unknown, Non-Lead | Yes |  | 2022-04-21 |  | PVC | 1998 | Yes |  | 2022-04-21 |  | Non-lead
050961 | 175 13TH ST |  | Unknown, Non-Lead | Yes |  | 2020-01-30 |  | Unknown, Non-Lead | 2006 | Yes |  | 2020-01-30 |  | Non-lead
050962 | 1133 WEST OCEAN DRIVE |  | Ductile Iron | Yes |  | 2022-10-22 |  | Ductile Iron | 1982 | Yes |  | 2022-10-22 |  | Non-lead
050963 | 472 64TH ST |  | Unknown, Non-Lead | No |  |  |  | Unknown, Non-Lead | 2007 | No |  |  |  | Non-lead
050964 | APT 1 DOWN 1211 1ST ST |  | Polytube | Yes |  | 2022-10-17 |  | PVC | 1950 | Yes |  | 2022-10-17 |  | Non-lead
050965 | APT 2 UP 1211 1ST ST |  | PVC | Yes |  | 2023-04-26 |  | PVC | 1950 | Yes |  | 2023-04-26 |  | Non-lead
050966 | 1310 SUGARLOAF BLVD |  | Unknown, Non-Lead | Yes |  | 2024-06-11 |  | PVC | 2007 | Yes |  | 2024-06-11 |  | Non-lead
050967 | 5630 1ST AVE |  | Polytube | Yes |  | 2023-03-10 |  | PVC | 1973 | Yes |  | 2023-03-10 |  | Non-lead
050968 | 30380 RACOON RUN |  | Polytube | Yes |  | 2024-07-26 |  | PVC | 1976 | Yes |  | 2024-07-26 |  | Non-lead
050969 | UNIT 201 715 CAROLINE ST |  | Polytube | Yes |  | 2024-10-07 |  | PVC | 2005 | Yes |  | 2024-10-07 |  | Non-lead
050970 | COMMON 101910 OVERSEAS HWY |  | PVC | Yes |  | 2023-06-26 |  | PVC | 2006 | Yes |  | 2023-06-26 |  | Non-lead
050971 | SINAGOG 908 TRINITY DR |  | Polytube | Yes |  | 2020-05-26 |  | PVC | 2005 | Yes |  | 2020-05-26 |  | Non-lead
050972 | UNIT 5 908 TRINITY DR |  | Polytube | Yes |  | 2024-05-22 |  | PVC | 1985 | Yes |  | 2024-05-22 |  | Non-lead
050973 | L23B13 27432 ANGUILA LN |  | Unknown, Non-Lead | No |  |  |  | Unknown, Non-Lead | 2006 | No |  |  |  | Non-lead
050974 | #67 I-1 2600 OVERSEAS HWY |  | Polytube | Yes |  | 2023-09-21 |  | Polytube | 2004 | Yes |  | 2023-09-21 |  | Non-lead
050975 | #68 I-2 2600 OVERSEAS HWY |  | Unknown, Non-Lead | Yes |  | 2023-09-21 |  | Unknown, Non-Lead | 2004 | Yes |  | 2023-09-21 |  | Non-lead
050976 | #69 I-3 2600 OVERSEAS HWY |  | Unknown, Non-Lead | Yes |  | 2024-08-15 |  | Unknown, Non-Lead | 2004 | Yes |  | 2024-08-15 |  | Non-lead
050977 | UNIT 70 2600 OVERSEAS HWY |  | Polytube | Yes |  | 2022-08-19 |  | PVC | 2004 | Yes |  | 2022-08-19 |  | Non-lead
050978 | UNIT 71 2600 OVERSEAS HWY |  | Polytube | Yes |  | 2022-05-16 |  | Polytube | 2004 | Yes |  | 2022-05-16 |  | Non-lead
050979 | #72 I-6 2600 OVERSEAS HWY |  | Polytube | No |  |  |  | PVC | 2004 | No |  |  |  | Non-lead
050980 | #73 I-7 2600 OVERSEAS HWY |  | Polytube | Yes |  | 2022-05-16 |  | Polytube | 2004 | Yes |  | 2022-05-16 |  | Non-lead
050981 | #74 I-8 2600 OVERSEAS HWY |  | Unknown, Non-Lead | Yes |  | 2018-03-20 |  | PVC | 2004 | Yes |  | 2018-03-20 |  | Non-lead
050982 | UNIT 75 J-1 2600 OVERSEAS HWY |  | Polytube | Yes |  | 2022-05-16 |  | Polytube | 2004 | Yes |  | 2022-05-16 |  | Non-lead
050983 | #76 J-2 2600 OVERSEAS HWY |  | Polytube | Yes |  | 2022-05-16 |  | Polytube |  | Yes |  | 2022-05-16 |  | Non-lead
050984 | #77 J-3 2600 OVERSEAS HWY |  | Unknown, Non-Lead | Yes |  | 2023-09-21 |  | PVC | 2004 | Yes |  | 2023-09-21 |  | Non-lead
050985 | #78 K-1 2600 OVERSEAS HWY |  | Copper | Yes |  | 2024-08-19 |  | Polytube | 2004 | Yes |  | 2024-08-19 |  | Non-lead
050986 | #79 K-2 2600 OVERSEAS HWY |  | Copper | Yes |  | 2024-01-24 |  | Polytube | 2004 | Yes |  | 2024-01-24 |  | Non-lead
050987 | #80 K-3 2600 OVERSEAS HWY |  | Copper | Yes |  | 2023-11-14 |  | Polytube | 2004 | Yes |  | 2023-11-14 |  | Non-lead
050988 | #81 K-4 2600 OVERSEAS HWY |  | Copper | Yes |  | 2024-06-11 |  | Polytube | 2004 | Yes |  | 2024-06-11 |  | Non-lead
050989 | #82 K-5 2600 OVERSEAS HWY |  | Polytube | Yes |  | 2022-05-16 |  | Polytube | 2004 | Yes |  | 2022-05-16 |  | Non-lead
050990 | #83 K-6 2600 OVERSEAS HWY |  | Copper | Yes |  | 2023-07-19 |  | Polytube | 2004 | Yes |  | 2023-07-19 |  | Non-lead
050991 | #84 K-7 2600 OVERSEAS HWY |  | Copper | Yes |  | 2022-05-16 |  | Polytube | 2004 | Yes |  | 2022-05-16 |  | Non-lead
050992 | #85 K-8 2600 OVERSEAS HWY |  | Unknown, Non-Lead | No |  |  |  | PVC | 2004 | No |  |  |  | Non-lead
050993 | UNIT 86 K-9 2600 OVERSEAS HWY |  | Copper | Yes |  | 2024-07-31 |  | Polytube | 2004 | Yes |  | 2024-07-31 |  | Non-lead
050994 | #87 K-10 2600 OVERSEAS HWY |  | Copper | Yes |  | 2022-05-16 |  | Polytube | 2004 | Yes |  | 2022-05-16 |  | Non-lead
050995 | 128 FOURTH LN |  | Unknown, Non-Lead | No |  |  |  | Unknown, Non-Lead | 2004 | No |  |  |  | Non-lead
050996 | 80 JOHN SILVER DR |  | Unknown, Non-Lead | Yes |  | 2021-03-25 |  | Unknown, Non-Lead | 2014 | Yes |  | 2021-03-25 |  | Non-lead
050997 | PT TR C 97 S HARBOR DR |  | Unknown, Non-Lead | No |  |  |  | Unknown, Non-Lead | 2006 | No |  |  |  | Non-lead
050998 | 415 PALM DR |  | Unknown, Non-Lead | Yes |  | 2022-10-12 |  | Unknown, Non-Lead | 2009 | Yes |  | 2022-10-12 |  | Non-lead
050999 | 20 NORTH END RD |  | Unknown, Non-Lead | Yes |  | 2020-12-31 |  | Unknown, Non-Lead | 2006 | Yes |  | 2020-12-31 |  | Non-lead
051000 | 1014 CATHERINE ST |  | Polytube | Yes |  | 2023-01-27 |  | PVC | 2006 | Yes |  | 2023-01-27 |  | Non-lead
051001 | APT 102 807 WASHINGTON ST |  | Unknown, Non-Lead | Yes |  | 2020-10-16 |  | Unknown, Non-Lead | 2007 | Yes |  | 2020-10-16 |  | Non-lead
051002 | APT 103 807 WASHINGTON ST |  | Polytube | Yes |  | 2023-03-17 |  | PVC | 2007 | Yes |  | 2023-03-17 |  | Non-lead
051003 | UNIT 102 811 WASHINGTON ST |  | Unknown, Non-Lead | Yes |  | 2021-10-25 |  | Unknown, Non-Lead | 2007 | Yes |  | 2021-10-25 |  | Non-lead
051004 | UNIT 103 811 WASHINGTON ST |  | Unknown, Non-Lead | Yes |  | 2019-01-22 |  | Unknown, Non-Lead | 2007 | Yes |  | 2019-01-22 |  | Non-lead
051005 | UNIT 101 809 WASHINGTON ST |  | Unknown, Non-Lead | Yes |  | 2019-12-17 |  | Unknown, Non-Lead | 2007 | Yes |  | 2019-12-17 |  | Non-lead
051006 | UNIT 102 809 WASHINGTON ST |  | Unknown, Non-Lead | No |  |  |  | Unknown, Non-Lead | 2007 | No |  |  |  | Non-lead
051007 | UNIT 103 809 WASHINGTON ST |  | Unknown, Non-Lead | Yes |  | 2024-06-17 |  | PVC | 2007 | Yes |  | 2024-06-17 |  | Non-lead
051008 | 24171 OVERSEAS HWY |  | Polytube | Yes |  | 2023-04-25 |  | PVC | 1938 | Yes |  | 2023-04-25 |  | Non-lead
051009 | 24171 OVERSEAS HWY |  | Polytube | Yes |  | 2023-04-26 |  | PVC | 1938 | Yes |  | 2023-04-26 |  | Non-lead
051012 | 943 INDIES RD |  | Unknown, Non-Lead | Yes |  | 2019-04-17 |  | Unknown, Non-Lead | 1988 | Yes |  | 2019-04-17 |  | Non-lead
051013 | 1075 AVENUE A |  | Polytube | Yes |  | 2023-08-30 |  | PVC | 2010 | Yes |  | 2023-08-30 |  | Non-lead
051014 | 81217 OLD HWY |  | Unknown, Non-Lead | Yes |  | 2021-10-27 |  | Unknown, Non-Lead | 2008 | Yes |  | 2021-10-27 |  | Non-lead
051015 | 385 SOUTH POINT DR |  | Unknown, Non-Lead | Yes |  | 2018-04-12 |  | PVC | 2006 | Yes |  | 2018-04-12 |  | Non-lead
051016 | 1151 CAMINO DEL VIENT |  | Polytube | Yes |  | 2023-03-23 |  | PVC | 1981 | Yes |  | 2023-03-23 |  | Non-lead
051017 | L21 B1 108 SNAPPER CREEK DR |  | Unknown, Non-Lead | Yes |  | 2021-11-05 |  | Unknown, Non-Lead | 2006 | Yes |  | 2021-11-05 |  | Non-lead
051018 | 735 W 63RD OCEAN ST |  | Unknown, Non-Lead | Yes |  | 2024-03-18 |  | PVC | 2006 | Yes |  | 2024-03-18 |  | Non-lead
051019 | RESTAURANT 2600 OVERSEAS HWY |  | Unknown, Non-Lead | Yes |  | 2024-07-15 |  | Galvanized | 2004 | Yes |  | 2024-07-15 |  | Galvanized Requiring Replacement
051020 | IRRIGATION 47 BAY DR |  | Polytube | Yes |  | 2023-08-29 |  | PVC | 1982 | Yes |  | 2023-08-29 |  | Non-lead
051021 | 88 DRIFTWOOD DR |  | Polytube | Yes |  | 2022-05-09 |  | PVC | 2009 | Yes |  | 2022-05-09 |  | Non-lead
051023 | 27451 ST CROIX LN |  | Unknown, Non-Lead | Yes |  | 2021-03-30 |  | Unknown, Non-Lead | 2006 | Yes |  | 2021-03-30 |  | Non-lead
051024 | 1037 CATHERINE ST |  | Polytube | Yes |  | 2023-03-30 |  | PVC | 1943 | Yes |  | 2023-03-30 |  | Non-lead
051025 | 1330 COURY DR |  | Unknown, Non-Lead | Yes |  | 2023-09-08 |  | PVC | 2007 | Yes |  | 2023-09-08 |  | Non-lead
051026 | 167 N COCONUT PALM BLVD |  | Unknown, Non-Lead | No |  |  |  | Unknown, Non-Lead | 2006 | No |  |  |  | Non-lead
051027 | 103 PACIFIC AVE |  | Unknown, Non-Lead | Yes |  | 2019-05-31 |  | Unknown, Non-Lead | 2007 | Yes |  | 2019-05-31 |  | Non-lead
051028 | DUPLEX 212 ATLANTIC AVE |  | Unknown, Non-Lead | Yes |  | 2018-07-30 |  | Unknown, Non-Lead | 2006 | Yes |  | 2018-07-30 |  | Non-lead
051029 | UNIT 3 212 ATLANTIC AVE |  | Unknown, Non-Lead | Yes |  | 2020-11-02 |  | PVC | 2006 | Yes |  | 2020-11-02 |  | Non-lead
051030 | B3 20 HARBOR ISLAND Dr |  | Polytube | Yes |  | 2023-06-01 |  | PVC | 2008 | Yes |  | 2023-06-01 |  | Non-lead
051031 | DR 96 OLEANDER |  | Polytube | Yes |  | 2023-02-02 |  | PVC | 1959 | Yes |  | 2023-02-02 |  | Non-lead
051032 | 120 OCEAN SHORES DR |  | Unknown, Non-Lead | Yes |  | 2024-02-05 |  | PVC | 2006 | Yes |  | 2024-02-05 |  | Non-lead
051033 | 102920 OVERSEAS HWY |  | Unknown, Non-Lead | Yes |  | 2021-01-21 |  | PVC | 2006 | Yes |  | 2021-01-21 |  | Non-lead
051034 | 355 SOUND DR |  | Polytube | Yes |  | 2022-05-03 |  | PVC | 2006 | Yes |  | 2022-05-03 |  | Non-lead
051035 | 113 3RD LN |  | Polytube | Yes |  | 2023-02-08 |  | PVC | 1979 | Yes |  | 2023-02-08 |  | Non-lead
051036 | 98781 OVERSEAS HWY |  | Unknown, Non-Lead | Yes |  | 2019-01-08 |  | Unknown, Non-Lead | 2006 | Yes |  | 2019-01-08 |  | Non-lead
051037 | 130 1ST RD |  | Unknown, Non-Lead | No |  |  |  | Unknown, Non-Lead | 2006 | No |  |  |  | Non-lead
051038 | 207 ALLEN AVE |  | Polytube | Yes |  | 2023-02-01 |  | PVC | 1973 | Yes |  | 2023-02-01 |  | Non-lead
051039 | AVE 156 MARINA |  | Unknown, Non-Lead | Yes |  | 2022-01-31 |  | Unknown, Non-Lead | 2006 | Yes |  | 2022-01-31 |  | Non-lead
051040 | 129 GIARDINO DR |  | Unknown, Non-Lead | Yes |  | 2021-03-02 |  | Unknown, Non-Lead | 2008 | Yes |  | 2021-03-02 |  | Non-lead
051042 | 16 BAY DR |  | Polytube | Yes |  | 2024-05-31 |  | PVC | 1986 | Yes |  | 2024-05-31 |  | Non-lead
051044 | 291 SUNSET KEY DR |  | Polytube | Yes |  | 2023-04-10 |  | PVC | 2006 | Yes |  | 2023-04-10 |  | Non-lead
051045 | 179 INDUSTRIAL RD |  | Polytube | Yes |  | 2024-04-19 |  | PVC | 1990 | Yes |  | 2024-04-19 |  | Non-lead
051046 | FIRE 219 SIMONTON ST |  | Unknown | Yes |  | 2022-10-31 |  | Unknown | 1928 | Yes |  | 2022-10-31 |  | Lead Status Unknown
051047 | UNIT 101 1012 TRUMAN AVE |  | Polytube | Yes |  | 2023-03-23 |  | PVC | 1923 | Yes |  | 2023-03-23 |  | Non-lead
051048 | UNIT 201 1012 TRUMAN AVE |  | Unknown | Yes |  | 2023-03-22 |  | PVC | 1923 | Yes |  | 2023-03-22 |  | Lead Status Unknown
051049 | UNIT 202 1012 TRUMAN AVE |  | Unknown | Yes |  | 2023-03-22 |  | PVC | 1923 | Yes |  | 2023-03-22 |  | Lead Status Unknown
051050 | REAR 3540 EAGLE AVE |  | Polytube | Yes |  | 2022-09-30 |  | Copper | 1948 | Yes |  | 2022-09-30 |  | Non-lead
051051 | UNIT B 1234 74TH ST OCEAN ST |  | Polytube | Yes |  | 2023-03-17 |  | PVC | 2006 | Yes |  | 2023-03-17 |  | Non-lead
051052 | C OCEAN 1236 74TH ST |  | Unknown, Non-Lead | Yes |  | 2024-10-04 |  | Unknown, Non-Lead | 2006 | Yes |  | 2024-10-04 |  | Non-lead
051053 | UNIT 11 2804 FLAGLER AVE |  | Polytube | Yes |  | 2019-07-09 |  | PVC | 2020 | Yes |  | 2019-07-09 |  | Non-lead
051054 | 761 W INDIES DR |  | Polytube | Yes |  | 2023-05-04 |  | PVC |  | Yes |  | 2023-05-04 |  | Non-lead
051055 | 1809 SEIDENBERG AVE |  | Polytube | Yes |  | 2023-04-26 |  | PVC | 1958 | Yes |  | 2023-04-26 |  | Non-lead
051056 | 202 ELVA RD |  | Polytube | Yes |  | 2022-09-30 |  | PVC | 2007 | Yes |  | 2022-09-30 |  | Non-lead
051057 | 108 OCEAN SHORES DR |  | Unknown, Non-Lead | Yes |  | 2019-05-10 |  | PVC | 2007 | Yes |  | 2019-05-10 |  | Non-lead
051058 | 158 COCONUT ROW |  | Unknown, Non-Lead | No |  |  |  | Unknown, Non-Lead | 2007 | No |  |  |  | Non-lead
051059 | 75996 OVERSEAS HWY |  | Polytube | Yes |  | 2022-06-21 |  | PVC | 1958 | Yes |  | 2022-06-21 |  | Non-lead
051060 | 193 N AIRPORT RD |  | Polytube | Yes |  | 2022-09-12 |  | PVC | 1985 | Yes |  | 2022-09-12 |  | Non-lead
051061 | 121 CASA COURT DR |  | Unknown, Non-Lead | Yes |  | 2024-07-31 |  | Unknown, Non-Lead | 2006 | Yes |  | 2024-07-31 |  | Non-lead
051062 | 123 CASA COURT DR |  | Polytube | Yes |  | 2022-07-20 |  | PVC | 1981 | Yes |  | 2022-07-20 |  | Non-lead
051063 | FIRE 2600 OVERSEAS HWY |  | Unknown, Non-Lead | Yes |  | 2022-05-16 |  | Unknown, Non-Lead | 2004 | Yes |  | 2022-05-16 |  | Non-lead
051064 | 2350 TAMPA ROAD |  | Polytube | Yes |  | 2023-01-10 |  | PVC | 1977 | Yes |  | 2023-01-10 |  | Non-lead
051065 | LIFT STATION LS CONCH AVE & OVERSEAS HWY |  | Polytube | Yes |  | 2023-05-03 |  | Polytube | 1977 | Yes |  | 2023-05-03 |  | Non-lead
051066 | DR 910 SHELTER BAY |  | Polytube | Yes |  | 2023-08-03 |  | PVC | 2006 | Yes |  | 2023-08-03 |  | Non-lead
051067 | MNT/LN 2600 OVERSEAS HWY |  | Unknown, Non-Lead | Yes |  | 2021-12-22 |  | Unknown, Non-Lead | 2007 | Yes |  | 2021-12-22 |  | Non-lead
051068 | 350 HAZEL ST |  | Unknown, Non-Lead | Yes |  | 2019-04-30 |  | PVC | 2008 | Yes |  | 2019-04-30 |  | Non-lead
051070 | 50 BARRACUDA LANE |  | Unknown, Non-Lead | Yes |  | 2021-06-17 |  | Unknown, Non-Lead | 2006 | Yes |  | 2021-06-17 |  | Non-lead
051071 | 203 PEACHTREE |  | Unknown, Non-Lead | No |  |  |  | Unknown, Non-Lead | 2006 | No |  |  |  | Non-lead
051072 | 260 6TH ST |  | Unknown, Non-Lead | Yes |  | 2024-08-26 |  | Unknown, Non-Lead | 2006 | Yes |  | 2024-08-26 |  | Non-lead
051073 | 134 BIMINI DR |  | Unknown, Non-Lead | Yes |  | 2022-12-22 |  | Unknown, Non-Lead | 2006 | Yes |  | 2022-12-22 |  | Non-lead
051074 | BLVD 8046 GULFSTREAM |  | Polytube | Yes |  | 2022-05-12 |  | PVC | 2007 | Yes |  | 2022-05-12 |  | Non-lead
051075 | LANE 126 GULFWINDS |  | Unknown, Non-Lead | Yes |  | 2022-02-10 |  | Unknown, Non-Lead | 2007 | Yes |  | 2022-02-10 |  | Non-lead
051076 | LFT/MN 11600 1ST AVE GULF |  | Polytube | Yes |  | 2024-04-23 |  | PVC |  | Yes |  | 2024-04-23 |  | Non-lead
051077 | A-1 11600 1ST AVE GULF |  | Unknown, Non-Lead | No |  |  |  | Unknown, Non-Lead | 2006 | No |  |  |  | Non-lead
051078 | A-2 11600 1ST AVE GULF |  | Unknown, Non-Lead | Yes |  | 2020-10-31 |  | PVC | 2006 | Yes |  | 2020-10-31 |  | Non-lead
051079 | UNIT 3 11600 1ST AVE GULF |  | Unknown, Non-Lead | No |  |  |  | Unknown, Non-Lead | 2006 | No |  |  |  | Non-lead
051080 | A-4 11600 1ST AVE GULF |  | Unknown, Non-Lead | Yes |  | 2023-06-26 |  | PVC | 2006 | Yes |  | 2023-06-26 |  | Non-lead
051081 | A-5 11600 1ST AVE GULF |  | Polytube | Yes |  | 2022-08-10 |  | PVC | 2006 | Yes |  | 2022-08-10 |  | Non-lead
051082 | B-6 11600 1ST AVE GULF |  | Polytube | Yes |  | 2022-09-09 |  | Polytube |  | Yes |  | 2022-09-09 |  | Non-lead
051083 | B-7 11600 1ST AVE GULF |  | Copper | Yes |  | 2023-11-29 |  | PVC |  | Yes |  | 2023-11-29 |  | Non-lead
051084 | B-8 11600 1ST AVE GULF |  | Polytube | Yes |  | 2022-08-31 |  | Polytube |  | Yes |  | 2022-08-31 |  | Non-lead
051085 | UNIT B9 11600 1ST AVE GULF |  | Polytube | Yes |  | 2022-08-26 |  | PVC |  | Yes |  | 2022-08-26 |  | Non-lead
051086 | B-10 11600 1ST AVE GULF |  | Polytube | Yes |  | 2022-08-31 |  | Polytube |  | Yes |  | 2022-08-31 |  | Non-lead
051087 | B-11 11600 1ST AVE GULF |  | Unknown, Non-Lead | Yes |  | 2021-07-21 |  | Unknown, Non-Lead | 2006 | Yes |  | 2021-07-21 |  | Non-lead
051088 | H-62 11600 1ST AVE GULF |  | Polytube | Yes |  | 2024-06-24 |  | Polytube |  | Yes |  | 2024-06-24 |  | Non-lead
051089 | H-63 11600 1ST AVE GULF |  | Polytube | Yes |  | 2022-08-29 |  | Polytube |  | Yes |  | 2022-08-29 |  | Non-lead
051090 | H-64 11600 1ST AVE GULF |  | Polytube | Yes |  | 2022-08-31 |  | Polytube |  | Yes |  | 2022-08-31 |  | Non-lead
051091 | H-65 11600 1ST AVE GULF |  | Polytube | Yes |  | 2023-08-02 |  | Polytube |  | Yes |  | 2023-08-02 |  | Non-lead
051092 | H-66 11600 1ST AVE GULF |  | Polytube | Yes |  | 2022-08-30 |  | Polytube |  | Yes |  | 2022-08-30 |  | Non-lead
051093 | H-67 11600 1ST AVE GULF |  | Polytube | Yes |  | 2022-08-31 |  | Polytube |  | Yes |  | 2022-08-31 |  | Non-lead
051094 | RECEPT 11600 1ST Ave GULF |  | Polytube | Yes |  | 2024-05-16 |  | PVC |  | Yes |  | 2024-05-16 |  | Non-lead
051095 | IRGT#1 11600 1ST AVE GULF |  | Polytube | Yes |  | 2023-05-17 |  | PVC |  | Yes |  | 2023-05-17 |  | Non-lead
051096 | IRGT#2 11600 1ST AVE GULF |  | Polytube | Yes |  | 2024-07-17 |  | PVC |  | Yes |  | 2024-07-17 |  | Non-lead
051097 | IRGT#3 11600 1ST AVE GULF |  | Polytube | Yes |  | 2024-07-17 |  | PVC |  | Yes |  | 2024-07-17 |  | Non-lead
051098 | IRGT#4 11600 1ST AVE GULF |  | Polytube | Yes |  | 2024-05-17 |  | PVC |  | Yes |  | 2024-05-17 |  | Non-lead
051099 | IRGT # 5 11600 1ST AVE GULF |  | Polytube | Yes |  | 2024-01-26 |  | PVC |  | Yes |  | 2024-01-26 |  | Non-lead
051100 | IRGT#6 11600 1ST AVE GULF |  | Polytube | Yes |  | 2024-05-16 |  | PVC |  | Yes |  | 2024-05-16 |  | Non-lead
051101 | 17240 ANGELFISH LN |  | Unknown, Non-Lead | No |  |  |  | Unknown, Non-Lead | 2006 | No |  |  |  | Non-lead
051102 | 727 WADDELL ST |  | Unknown, Non-Lead | Yes |  | 2022-03-14 |  | Unknown, Non-Lead | 2008 | Yes |  | 2022-03-14 |  | Non-lead
051103 | 53 SUNSET KEY DR |  | Unknown, Non-Lead | No |  |  |  | Unknown, Non-Lead | 2006 | No |  |  |  | Non-lead
051104 | 27452 ANGUILA LN |  | Unknown, Non-Lead | Yes |  | 2024-05-14 |  | PVC | 2016 | Yes |  | 2024-05-14 |  | Non-lead
051105 | 808 JOHNSON LN |  | Unknown, Non-Lead | Yes |  | 2024-04-12 |  | PVC | 2006 | Yes |  | 2024-04-12 |  | Non-lead
051106 | 52 SUNSET KEY DR |  | Unknown, Non-Lead | No |  |  |  | Unknown, Non-Lead | 2006 | No |  |  |  | Non-lead
051107 | 21023 2ND AVE |  | Unknown, Non-Lead | No |  |  |  | Unknown, Non-Lead | 2006 | No |  |  |  | Non-lead
051108 | 589 PATTISON DR |  | Unknown, Non-Lead | No |  |  |  | Unknown, Non-Lead | 2009 | No |  |  |  | Non-lead
051109 | APT REAR 1309 UNITED ST |  | Polytube | Yes |  | 2022-10-19 |  | PVC | 1934 | Yes |  | 2022-10-19 |  | Non-lead
051110 | REAR 1020 WHITE ST |  | Polytube | Yes |  | 2023-07-19 |  | PVC | 1973 | Yes |  | 2023-07-19 |  | Non-lead
051111 | 58 JEWFISH AVE |  | Unknown, Non-Lead | No |  |  |  | Unknown, Non-Lead | 2006 | No |  |  |  | Non-lead
051112 | 663 COLSON DR |  | Polytube | Yes |  | 2023-02-09 |  | PVC | 1970 | Yes |  | 2023-02-09 |  | Non-lead
051113 | 85952 OVERSEAS HWY |  | Polytube | Yes |  | 2022-06-21 |  | PVC | 1984 | Yes |  | 2022-06-21 |  | Non-lead
051114 | 120 WRENN ST |  | Unknown, Non-Lead | Yes |  | 2021-03-02 |  | Unknown, Non-Lead | 2006 | Yes |  | 2021-03-02 |  | Non-lead
051115 | 100 WRENN ST |  | Polytube | Yes |  | 2019-08-15 |  | PVC | 1971 | Yes |  | 2019-08-15 |  | Non-lead
051116 | 1300 SUNSET BLVD |  | Unknown, Non-Lead | Yes |  | 2024-03-27 |  | PVC | 2015 | Yes |  | 2024-03-27 |  | Non-lead
051117 | 728 LOVE LN |  | Polytube | Yes |  | 2023-03-06 |  | PVC | 1938 | Yes |  | 2023-03-06 |  | Non-lead
051118 | MOSQUITO CTRL 503 107TH St |  | Unknown, Non-Lead | Yes |  | 2021-05-13 |  | Unknown, Non-Lead | 2008 | Yes |  | 2021-05-13 |  | Non-lead
051119 | APT 2 1115 FLEMING ST |  | Polytube | Yes |  | 2022-12-02 |  | PVC | 1925 | Yes |  | 2022-12-02 |  | Non-lead
051120 | CHURCH 5727 2ND AVE |  | Polytube | Yes |  | 2023-09-26 |  | PVC | 1955 | Yes |  | 2023-09-26 |  | Non-lead
051122 | 550 9TH ST |  | Unknown, Non-Lead | Yes |  | 2020-12-09 |  | PVC | 2006 | Yes |  | 2020-12-09 |  | Non-lead
051123 | 570 9TH ST |  | Unknown, Non-Lead | Yes |  | 2019-10-09 |  | Unknown, Non-Lead | 1988 | Yes |  | 2019-10-09 |  | Non-lead
051124 | 560 70TH GULF ST |  | Unknown, Non-Lead | No |  |  |  | Unknown, Non-Lead | 2008 | No |  |  |  | Non-lead
051125 | ST LINDAHL |  | Unknown, Non-Lead | Yes |  | 2024-03-21 |  | Unknown, Non-Lead | 2013 | Yes |  | 2024-03-21 |  | Non-lead
051126 | 909 WINDSOR LN |  | Unknown, Non-Lead | No |  |  |  | Unknown, Non-Lead | 2006 | No |  |  |  | Non-lead
051127 | 911 WINDSOR LN |  | Unknown, Non-Lead | Yes |  | 2022-01-25 |  | PVC | 2006 | Yes |  | 2022-01-25 |  | Non-lead
051128 | 915 WINDSOR LN |  | Unknown, Non-Lead | Yes |  | 2020-04-07 |  | Unknown, Non-Lead | 2006 | Yes |  | 2020-04-07 |  | Non-lead
051129 | 917 WINDSOR LN |  | Unknown, Non-Lead | Yes |  | 2017-04-19 |  | Unknown, Non-Lead | 2006 | Yes |  | 2017-04-19 |  | Non-lead
051130 | 17249 OLEANDER LN |  | Unknown, Non-Lead | Yes |  | 2024-04-25 |  | Unknown, Non-Lead | 1988 | Yes |  | 2024-04-25 |  | Non-lead
051131 | ST 29521 LUCRECIA ST |  | Unknown, Non-Lead | Yes |  | 2019-06-07 |  | PVC | 2019 | Yes |  | 2019-06-07 |  | Non-lead
051133 | 87 FREEDOM LN |  | Polytube | Yes |  | 2022-11-14 |  | PVC | 1973 | Yes |  | 2022-11-14 |  | Non-lead
051134 | 22977 REDFISH LN |  | Polytube | Yes |  | 2024-01-05 |  | PVC | 2007 | Yes |  | 2024-01-05 |  | Non-lead
051135 | 21111 OLD STATE RD 4-A |  | Unknown, Non-Lead | No |  |  |  | Unknown, Non-Lead | 2006 | No |  |  |  | Non-lead
051136 | 236 COLSON DR |  | Unknown, Non-Lead | No |  |  |  | Unknown, Non-Lead | 2008 | No |  |  |  | Non-lead
051137 | L11 226 COLSON RD |  | Unknown, Non-Lead | No |  |  |  | Unknown, Non-Lead | 2008 | No |  |  |  | Non-lead
051138 | 5 JADE DR |  | Polytube | Yes |  | 2022-09-23 |  | PVC | 1981 | Yes |  | 2022-09-23 |  | Non-lead
051139 | L5 849 HAWKSBILL LN |  | Unknown, Non-Lead | No |  |  |  | Unknown, Non-Lead | 2006 | No |  |  |  | Non-lead
051140 | L56 505 SOUTH POINT DR |  | Unknown, Non-Lead | Yes |  | 2020-08-31 |  | Unknown, Non-Lead | 2008 | Yes |  | 2020-08-31 |  | Non-lead
051142 | 27250 BROWN RD |  | Unknown, Non-Lead | No |  |  |  | Unknown, Non-Lead | 2006 | No |  |  |  | Non-lead
051143 | 31052 AVENUE D |  | Unknown, Non-Lead | Yes |  | 2024-06-28 |  | Unknown, Non-Lead | 2006 | Yes |  | 2024-06-28 |  | Non-lead
051144 | IRRIGATION 3029 N ROOSEVELT BLVD |  | Unknown, Non-Lead | Yes |  | 2024-09-11 |  | PVC | 2007 | Yes |  | 2024-09-11 |  | Non-lead
051145 | L 3&4 1037 PICARD LN |  | Unknown, Non-Lead | Yes |  | 2018-03-02 |  | PVC | 2008 | Yes |  | 2018-03-02 |  | Non-lead
051146 | 150 8TH ST |  | Unknown, Non-Lead | Yes |  | 2020-05-28 |  | Unknown, Non-Lead | 1989 | Yes |  | 2020-05-28 |  | Non-lead
051148 | 58420 OVERSEAS HWY |  | Polytube | Yes |  | 2022-09-09 |  | PVC | 2012 | Yes |  | 2022-09-09 |  | Non-lead
051149 | LS 252 6TH ST |  | Polytube | Yes |  | 2022-06-06 |  | PVC | 2006 | Yes |  | 2022-06-06 |  | Non-lead
051150 | RS 250 6TH ST |  | Unknown, Non-Lead | Yes |  | 2024-05-15 |  | Unknown, Non-Lead | 2014 | Yes |  | 2024-05-15 |  | Non-lead
051151 | B12 470 BARRACUDA Blvd |  | Unknown, Non-Lead | Yes |  | 2020-11-04 |  | Unknown, Non-Lead | 2005 | Yes |  | 2020-11-04 |  | Non-lead
051152 | KLWWTD PLANT 100301 OVERSEAS HWY |  | Unknown, Non-Lead | Yes |  | 2021-06-30 |  | PVC | 2006 | Yes |  | 2021-06-30 |  | Non-lead
051153 | 186 AZAELA ST |  | Polytube | Yes |  | 2022-06-21 |  | PVC | 1979 | Yes |  | 2022-06-21 |  | Non-lead
051154 | 332 WINDLEY RD |  | Polytube | Yes |  | 2022-03-30 |  | PVC | 2002 | Yes |  | 2022-03-30 |  | Non-lead
051155 | 184 BESSIE RD |  | Polytube | Yes |  | 2022-05-06 |  | PVC | 1967 | Yes |  | 2022-05-06 |  | Non-lead
051156 | #1 1401 SIMONTON ST |  | Unknown, Non-Lead | No |  |  |  | Unknown, Non-Lead | 2006 | No |  |  |  | Non-lead
051157 | #2 1401 SIMONTON ST |  | Unknown, Non-Lead | Yes |  | 2020-10-13 |  | Unknown, Non-Lead | 2006 | Yes |  | 2020-10-13 |  | Non-lead
051158 | #3 1401 SIMONTON ST |  | Unknown, Non-Lead | No |  |  |  | Unknown, Non-Lead | 2006 | No |  |  |  | Non-lead
051159 | UNIT 4 1401 SIMONTON ST |  | Unknown, Non-Lead | No |  |  |  | Unknown, Non-Lead | 2006 | No |  |  |  | Non-lead
051160 | UNIT 5 1401 SIMONTON ST |  | Unknown, Non-Lead | No |  |  |  | Unknown, Non-Lead | 2006 | No |  |  |  | Non-lead
051161 | UNIT 6 1401 SIMONTON ST |  | Unknown, Non-Lead | Yes |  | 2018-06-05 |  | Unknown, Non-Lead | 2006 | Yes |  | 2018-06-05 |  | Non-lead
051162 | UNIT 7 1401 SIMONTON ST |  | Unknown, Non-Lead | No |  |  |  | Unknown, Non-Lead | 2006 | No |  |  |  | Non-lead
051163 | #8 1401 SIMONTON ST |  | Unknown, Non-Lead | No |  |  |  | Unknown, Non-Lead | 2006 | No |  |  |  | Non-lead
051164 | #9 1401 SIMONTON ST |  | Unknown, Non-Lead | Yes |  | 2024-07-08 |  | Unknown, Non-Lead | 2006 | Yes |  | 2024-07-08 |  | Non-lead
051165 | UNIT 10 1401 SIMONTON ST |  | PVC | Yes |  | 2022-10-13 |  | PVC | 2006 | Yes |  | 2022-10-13 |  | Non-lead
051166 | UNIT 11 1401 SIMONTON ST |  | Unknown, Non-Lead | No |  |  |  | Unknown, Non-Lead | 2006 | No |  |  |  | Non-lead
051167 | #12 1401 SIMONTON ST |  | Unknown | Yes |  | 2022-09-26 |  | PVC | 1985 | Yes |  | 2022-09-26 |  | Lead Status Unknown
051168 | #13 1401 SIMONTON ST |  | Unknown, Non-Lead | Yes |  | 2019-03-11 |  | Unknown, Non-Lead | 2006 | Yes |  | 2019-03-11 |  | Non-lead
051169 | UNIT 14 1401 SIMONTON ST |  | Unknown, Non-Lead | Yes |  | 2018-12-17 |  | PVC | 2006 | Yes |  | 2018-12-17 |  | Non-lead
051170 | #15 1401 SIMONTON ST |  | Unknown, Non-Lead | No |  |  |  | Unknown, Non-Lead | 2006 | No |  |  |  | Non-lead
051171 | #16 1401 SIMONTON ST |  | Unknown, Non-Lead | Yes |  | 2021-09-23 |  | Unknown, Non-Lead | 2006 | Yes |  | 2021-09-23 |  | Non-lead
051172 | #17 1401 SIMONTON ST |  | Unknown, Non-Lead | No |  |  |  | Unknown, Non-Lead | 2006 | No |  |  |  | Non-lead
051173 | UNIT 18 1401 SIMONTON ST |  | Unknown, Non-Lead | No |  |  |  | Unknown, Non-Lead | 2006 | No |  |  |  | Non-lead
051174 | #19 1401 SIMONTON ST |  | Unknown, Non-Lead | Yes |  | 2018-09-21 |  | Unknown, Non-Lead | 2006 | Yes |  | 2018-09-21 |  | Non-lead
051175 | UNIT 20 1401 SIMONTON ST |  | Unknown, Non-Lead | No |  |  |  | Unknown, Non-Lead | 2006 | No |  |  |  | Non-lead
051176 | #21 1401 SIMONTON ST |  | Unknown, Non-Lead | Yes |  | 2022-03-21 |  | Unknown, Non-Lead | 2006 | Yes |  | 2022-03-21 |  | Non-lead
051177 | UNIT 22 1401 SIMONTON ST |  | Unknown, Non-Lead | Yes |  | 2024-07-08 |  | Unknown, Non-Lead | 2006 | Yes |  | 2024-07-08 |  | Non-lead
051178 | UNIT 23 1401 SIMONTON ST |  | Unknown, Non-Lead | Yes |  | 2018-11-15 |  | Unknown, Non-Lead | 2006 | Yes |  | 2018-11-15 |  | Non-lead
051179 | UNIT 24 1401 SIMONTON ST |  | Unknown, Non-Lead | No |  |  |  | Unknown, Non-Lead | 2006 | No |  |  |  | Non-lead
051180 | #25 1401 SIMONTON ST |  | Unknown, Non-Lead | No |  |  |  | Unknown, Non-Lead | 2006 | No |  |  |  | Non-lead
051181 | UNIT 26 1401 SIMONTON ST |  | Unknown, Non-Lead | Yes |  | 2018-11-20 |  | Unknown, Non-Lead | 2006 | Yes |  | 2018-11-20 |  | Non-lead
051182 | #27 1401 SIMONTON ST |  | Unknown, Non-Lead | No |  |  |  | Unknown, Non-Lead | 2006 | No |  |  |  | Non-lead
051183 | UNIT 28 1401 SIMONTON ST |  | Unknown, Non-Lead | No |  |  |  | Unknown, Non-Lead | 2006 | No |  |  |  | Non-lead
051184 | #29 1401 SIMONTON ST |  | Unknown, Non-Lead | No |  |  |  | Unknown, Non-Lead | 2006 | No |  |  |  | Non-lead
051185 | #30 1401 SIMONTON ST |  | Unknown, Non-Lead | Yes |  | 2022-02-23 |  | Unknown, Non-Lead | 2006 | Yes |  | 2022-02-23 |  | Non-lead
051186 | UNIT 31 1401 SIMONTON ST |  | Unknown, Non-Lead | Yes |  | 2019-01-22 |  | Unknown, Non-Lead | 2006 | Yes |  | 2019-01-22 |  | Non-lead
051187 | UNIT 32 1401 SIMONTON ST |  | Unknown, Non-Lead | No |  |  |  | Unknown, Non-Lead | 2006 | No |  |  |  | Non-lead
051188 | #33 1401 SIMONTON ST |  | Unknown, Non-Lead | No |  |  |  | Unknown, Non-Lead | 2006 | No |  |  |  | Non-lead
051189 | #34 1401 SIMONTON ST |  | Unknown, Non-Lead | Yes |  | 2018-07-09 |  | Unknown, Non-Lead | 2006 | Yes |  | 2018-07-09 |  | Non-lead
051190 | UNIT 35 1401 SIMONTON ST |  | Unknown, Non-Lead | No |  |  |  | Unknown, Non-Lead | 2006 | No |  |  |  | Non-lead
051191 | WEST 20886 4TH AVE |  | Unknown, Non-Lead | No |  |  |  | Unknown, Non-Lead | 2008 | No |  |  |  | Non-lead
051193 | 1195 THATCH LN |  | Polytube | Yes |  | 2022-08-25 |  | PVC | 1984 | Yes |  | 2022-08-25 |  | Non-lead
051194 | 24 CANNON ROYAL DR |  | Unknown, Non-Lead | Yes |  | 2024-01-24 |  | Unknown, Non-Lead | 2007 | Yes |  | 2024-01-24 |  | Non-lead
051195 | APT C(202) 1001 WHITEHEAD ST |  | Polytube | Yes |  | 2022-07-05 |  | PVC | 1976 | Yes |  | 2022-07-05 |  | Non-lead
051196 | 1402 ALBERTA ST |  | Unknown | Yes |  | 2023-04-24 |  | PVC | 1948 | Yes |  | 2023-04-24 |  | Lead Status Unknown
051197 | 1404 ALBERTA ST |  | Polytube | Yes |  | 2024-10-02 |  | PVC | 1948 | Yes |  | 2024-10-02 |  | Non-lead
051199 | 100600 OVERSEAS HWY |  | Polytube | Yes |  | 2022-11-28 |  | PVC | 1960 | Yes |  | 2022-11-28 |  | Non-lead
051200 | 141 LAPALOMA RD |  | Unknown, Non-Lead | Yes |  | 2017-02-22 |  | Unknown, Non-Lead | 1989 | Yes |  | 2017-02-22 |  | Non-lead
051201 | PT L20 21 SOUTH BRIDGE LN |  | Polytube | Yes |  | 2022-07-07 |  | PVC | 1984 | Yes |  | 2022-07-07 |  | Non-lead
051202 | FIRE 50 BARRACUDA LN |  | Unknown, Non-Lead | Yes |  | 2021-08-09 |  | Unknown, Non-Lead | 2006 | Yes |  | 2021-08-09 |  | Non-lead
051203 | 1406 ALBERTA ST |  | Polytube | Yes |  | 2021-07-15 |  | PVC | 1948 | Yes |  | 2021-07-15 |  | Non-lead
051204 | 1402 ALBERTA ST |  | Unknown | Yes |  | 2023-04-24 |  | PVC | 1948 | Yes |  | 2023-04-24 |  | Lead Status Unknown
051205 | 51 CANNON ROYAL Dr |  | Unknown, Non-Lead | Yes |  | 2021-11-30 |  | Unknown, Non-Lead | 2011 | Yes |  | 2021-11-30 |  | Non-lead
051206 | 22953 BUCCANEER LN |  | Unknown, Non-Lead | Yes |  | 2024-09-05 |  | Unknown, Non-Lead | 2006 | Yes |  | 2024-09-05 |  | Non-lead
051207 | 21101 OLD STATE RD |  | PVC | Yes |  | 2022-12-29 |  | PVC | 1948 | Yes |  | 2022-12-29 |  | Non-lead
051208 | 7760 AVIATION BLVD |  | Polytube | Yes |  | 2023-02-22 |  | PVC | 1981 | Yes |  | 2023-02-22 |  | Non-lead
051209 | 101 4TH St |  | Unknown, Non-Lead | Yes |  | 2021-03-02 |  | PVC | 2006 | Yes |  | 2021-03-02 |  | Non-lead
051210 | UNIT 2A 921 W OCEAN DR |  | Unknown, Non-Lead | Yes |  | 2022-03-15 |  | Copper | 2007 | Yes |  | 2022-03-15 |  | Non-lead
051211 | UNIT 1A 901 W OCEAN DR |  | Polytube | Yes |  | 2024-02-01 |  | PVC | 2007 | Yes |  | 2024-02-01 |  | Non-lead
051213 | 32 S ANDROS DR |  | Unknown, Non-Lead | Yes |  | 2019-04-02 |  | PVC | 2006 | Yes |  | 2019-04-02 |  | Non-lead
051214 | 537 OCEAN CAY DR |  | Unknown, Non-Lead | Yes |  | 2021-07-13 |  | Unknown, Non-Lead | 2008 | Yes |  | 2021-07-13 |  | Non-lead
051215 | 211 JOHNNY RD |  | Unknown, Non-Lead | Yes |  | 2022-04-11 |  | PVC | 2007 | Yes |  | 2022-04-11 |  | Non-lead
051216 | LAYTON WWTP 67711 OVERSEAS HWY |  | Copper | Yes |  | 2022-06-30 |  | PVC | 1980 | Yes |  | 2022-06-30 |  | Non-Lead
051217 | 186 CASA COURT DR |  | Unknown, Non-Lead | Yes |  | 2024-09-11 |  | Unknown, Non-Lead | 2006 | Yes |  | 2024-09-11 |  | Non-lead
051218 | FIRE 1024 EATON ST |  | Unknown | Yes |  | 2022-07-11 |  | Unknown | 1928 | Yes |  | 2022-07-11 |  | Lead Status Unknown
051219 | 1101 WILLIAMS LN |  | Unknown, Non-Lead | No |  |  |  | Unknown, Non-Lead | 2008 | No |  |  |  | Non-lead
051220 | 1100 WILLIAM LN |  | Polytube | Yes |  | 2023-06-14 |  | PVC | 1938 | Yes |  | 2023-06-14 |  | Non-lead
051221 | L29,30 24632 OVERSEAS HWY |  | Unknown, Non-Lead | Yes |  | 2018-08-06 |  | Unknown, Non-Lead | 2009 | Yes |  | 2018-08-06 |  | Non-lead
051222 | FIRE 1205 VIRGINIA ST |  | PVC | Yes |  | 2023-03-30 |  | PVC | 1947 | Yes |  | 2023-03-30 |  | Non-lead
051223 | 812 TERRY LN |  | Polytube | Yes |  | 2022-07-25 |  | PVC | 1903 | Yes |  | 2022-07-25 |  | Non-lead
051224 | 503 INDIES DR |  | Unknown, Non-Lead | Yes |  | 2023-11-29 |  | Unknown, Non-Lead | 2006 | Yes |  | 2023-11-29 |  | Non-lead
051225 | 1401 SIMONTON ST |  | Polytube | Yes |  | 2023-04-25 |  | PVC | 1985 | Yes |  | 2023-04-25 |  | Non-lead
051226 | STOP FIRE 809 WASHINGTON ST |  | Ductile Iron | Yes |  | 2023-01-30 |  | Ductile Iron | 2007 | Yes |  | 2023-01-30 |  | Non-lead
051227 | FIRE METER 617-633 FRONT ST |  | Ductile Iron | Yes |  | 2024-10-01 |  | Ductile Iron | 1988 | Yes |  | 2024-10-01 |  | Non-lead
051228 | UNIT 2B 921 W OCEAN DR |  | Unknown, Non-Lead | Yes |  | 2024-08-06 |  | Unknown, Non-Lead | 2007 | Yes |  | 2024-08-06 |  | Non-lead
051229 | UNIT 3B 921 W OCEAN DR |  | Unknown, Non-Lead | Yes |  | 2019-01-14 |  | Unknown, Non-Lead | 2007 | Yes |  | 2019-01-14 |  | Non-lead
051230 | UNIT 3A 921 W OCEAN DR |  | Polytube | Yes |  | 2023-09-25 |  | PVC | 2007 | Yes |  | 2023-09-25 |  | Non-lead
051231 | 182 CASA COURT DR |  | Unknown, Non-Lead | Yes |  | 2021-05-27 |  | PVC | 2006 | Yes |  | 2021-05-27 |  | Non-lead
051232 | 184 CASA CT DR |  | Unknown, Non-Lead | Yes |  | 2022-04-07 |  | Unknown, Non-Lead | 2006 | Yes |  | 2022-04-07 |  | Non-lead
051233 | 149 MADEIRA RD |  | Unknown, Non-Lead | Yes |  | 2017-05-08 |  | Unknown, Non-Lead | 2006 | Yes |  | 2017-05-08 |  | Non-lead
051234 | B7 101 OCEAN SHRS DR |  | Unknown, Non-Lead | Yes |  | 2021-06-30 |  | Unknown, Non-Lead | 2006 | Yes |  | 2021-06-30 |  | Non-lead
051235 | 814 MADRID RD |  | Unknown, Non-Lead | Yes |  | 2019-01-30 |  | Unknown, Non-Lead | 2006 | Yes |  | 2019-01-30 |  | Non-lead
051236 | 19269 PELICO RD |  | Polytube | Yes |  | 2023-12-08 |  | PVC | 1981 | Yes |  | 2023-12-08 |  | Non-lead
051237 | 8500 OVERSEAS HWY |  | Polytube | Yes |  | 2023-01-24 |  | PVC |  | Yes |  | 2023-01-24 |  | Non-lead
051238 | LN 22977 PORT ROYAL |  | Unknown, Non-Lead | Yes |  | 2017-05-02 |  | Unknown, Non-Lead | 2006 | Yes |  | 2017-05-02 |  | Non-lead
051239 | 380 LES ROHDE DR |  | Polytube | Yes |  | 2023-02-08 |  | PVC | 2006 | Yes |  | 2023-02-08 |  | Non-lead
051240 | 114 AVENUE E |  | Unknown, Non-Lead | Yes |  | 2024-02-01 |  | Unknown, Non-Lead | 2006 | Yes |  | 2024-02-01 |  | Non-lead
051241 | 22941 BLACKBEARD RD |  | Unknown, Non-Lead | Yes |  | 2020-01-06 |  | Unknown, Non-Lead | 2006 | Yes |  | 2020-01-06 |  | Non-lead
051242 | COMMON 814 BAPTIST LN |  | Polytube | Yes |  | 2022-07-12 |  | Copper | 1929 | Yes |  | 2022-07-12 |  | Non-lead
051243 | 60 PALMETTO DR |  | Unknown, Non-Lead | No |  |  |  | Unknown, Non-Lead | 2006 | No |  |  |  | Non-lead
051244 | 30360 PALM DR |  | Polytube | Yes |  | 2022-11-15 |  | PVC | 1973 | Yes |  | 2022-11-15 |  | Non-lead
051245 | IRRIGATION 1000 JOHNSON ST |  | Unknown, Non-Lead | Yes |  | 2018-08-16 |  | Unknown, Non-Lead | 2003 | Yes |  | 2018-08-16 |  | Non-lead
051246 | 43 SUNSET KEY DR |  | Unknown, Non-Lead | Yes |  | 2022-07-28 |  | PVC | 2007 | Yes |  | 2022-07-28 |  | Non-lead
051247 | 73 CANNON ROYAL DR |  | Polytube | Yes |  | 2022-04-06 |  | PVC | 2007 | Yes |  | 2022-04-06 |  | Non-lead
051248 | 21460 OVERSEAS HWY |  | Unknown, Non-Lead | Yes |  | 2022-09-30 |  | Unknown, Non-Lead | 2007 | Yes |  | 2022-09-30 |  | Non-lead
051249 | IRRGATION 6900 MALONEY AVE |  | PVC | Yes |  | 2024-03-27 |  | PVC |  | Yes |  | 2024-03-27 |  | Non-lead
051250 | 4A 16780 OLD STATE RD |  | Polytube | Yes |  | 2022-08-17 |  | PVC | 1958 | Yes |  | 2022-08-17 |  | Non-lead
051251 | 713 GROUPER LN |  | Polytube | Yes |  | 2024-01-17 |  | PVC | 2007 | Yes |  | 2024-01-17 |  | Non-lead
051252 | 31068 AVENUE D |  | Unknown, Non-Lead | Yes |  | 2024-06-28 |  | Unknown, Non-Lead | 2012 | Yes |  | 2024-06-28 |  | Non-lead
051253 | 19444 SEMINOLE ST |  | Unknown, Non-Lead | No |  |  |  | Unknown, Non-Lead | 2006 | No |  |  |  | Non-lead
051254 | 29544 CANAL ST |  | Polytube | Yes |  | 2023-01-10 |  | PVC | 1979 | Yes |  | 2023-01-10 |  | Non-lead
051255 | APT UP 1119 OLIVIA ST |  | Polytube | Yes |  | 2019-02-28 |  | PVC | 1934 | Yes |  | 2019-02-28 |  | Non-lead
051256 | RD 40 TREASURE |  | Polytube | Yes |  | 2023-09-19 |  | PVC | 1964 | Yes |  | 2023-09-19 |  | Non-lead
051257 | EVENT 9805 OVERSEAS HWY |  | Unknown, Non-Lead | Yes |  | 2023-01-06 |  | PVC | 2013 | Yes |  | 2023-01-06 |  | Non-lead
051258 | 5200 OVERSEAS HWY |  | Polytube | Yes |  | 2023-02-15 |  | PVC | 1978 | Yes |  | 2023-02-15 |  | Non-lead
051259 | ST 340 3RD RGHT |  | Unknown, Non-Lead | Yes |  | 2023-06-21 |  | PVC | 2007 | Yes |  | 2023-06-21 |  | Non-lead
051260 | ST 350 3RD LFT |  | Polytube | Yes |  | 2023-06-21 |  | PVC | 2007 | Yes |  | 2023-06-21 |  | Non-lead
051261 | 211 SONNY RD |  | Polytube | Yes |  | 2022-05-17 |  | PVC | 1963 | Yes |  | 2022-05-17 |  | Non-lead
051263 | 450 LIME DR |  | Unknown, Non-Lead | Yes |  | 2020-03-06 |  | PVC | 2007 | Yes |  | 2020-03-06 |  | Non-lead
051264 | 115 PONCE DE LEON Blvd |  | Polytube | Yes |  | 2023-01-12 |  | PVC | 2014 | Yes |  | 2023-01-12 |  | Non-lead
051265 | 536 OCEAN CAY DR |  | Unknown, Non-Lead | Yes |  | 2021-07-14 |  | Unknown, Non-Lead | 2008 | Yes |  | 2021-07-14 |  | Non-lead
051266 | 633 SAWYER DR |  | Polytube | Yes |  | 2023-05-01 |  | PVC | 2008 | Yes |  | 2023-05-01 |  | Non-lead
051267 | 49 CANNON ROYAL DR |  | Unknown, Non-Lead | Yes |  | 2021-09-03 |  | Unknown, Non-Lead | 2011 | Yes |  | 2021-09-03 |  | Non-lead
051268 | 4A 16820 OLD STATE RD |  | Unknown, Non-Lead | Yes |  | 2024-09-04 |  | No Piping |  | Yes |  | 2024-09-04 |  | Non-lead
051269 | 21583 VALENCIA RD |  | Unknown, Non-Lead | No |  |  |  | Unknown, Non-Lead | 2007 | No |  |  |  | Non-lead
051270 | 620 PALM AVE |  | Polytube | Yes |  | 2022-06-21 |  | PVC | 1976 | Yes |  | 2022-06-21 |  | Non-lead
051271 | 7527 GULFSTREAM BLVD |  | Polytube | Yes |  | 2022-11-03 |  | PVC | 2008 | Yes |  | 2022-11-03 |  | Non-lead
051272 | ST 57510 MORTON |  | Polytube | Yes |  | 2022-09-02 |  | PVC | 2006 | Yes |  | 2022-09-02 |  | Non-lead
051273 | OCEAN 815 64TH ST |  | Polytube | Yes |  | 2022-06-13 |  | PVC | 2007 | Yes |  | 2022-06-13 |  | Non-lead
051274 | 621 11TH ST |  | Polytube | Yes |  | 2023-03-06 |  | PVC | 2006 | Yes |  | 2023-03-06 |  | Non-lead
051275 | 28568 JOHN SILVER RD |  | Unknown, Non-Lead | Yes |  | 2023-07-17 |  | Unknown, Non-Lead | 2006 | Yes |  | 2023-07-17 |  | Non-lead
051276 | 853 INDIES DR |  | Unknown, Non-Lead | Yes |  | 2018-04-17 |  | PVC | 2006 | Yes |  | 2018-04-17 |  | Non-lead
051277 | C-12 11600 1ST AVE GULF |  | Unknown, Non-Lead | Yes |  | 2020-10-28 |  | Unknown, Non-Lead | 2006 | Yes |  | 2020-10-28 |  | Non-lead
051278 | C-13 11600 1ST AVE GULF |  | Unknown, Non-Lead | No |  |  |  | Unknown, Non-Lead | 2006 | No |  |  |  | Non-lead
051279 | C-14 11600 1ST GULF AVE |  | Unknown, Non-Lead | No |  |  |  | Unknown, Non-Lead | 2006 | No |  |  |  | Non-lead
051280 | C-15 11600 1ST AVE GULF |  | Polytube | Yes |  | 2022-10-28 |  | PVC | 2006 | Yes |  | 2022-10-28 |  | Non-lead
051281 | C-16 11600 1ST AVE GULF |  | Unknown, Non-Lead | No |  |  |  | Unknown, Non-Lead | 2006 | No |  |  |  | Non-lead
051282 | C-17 11600 1ST AVE GULF |  | Unknown, Non-Lead | Yes |  | 2020-01-22 |  | PVC | 2006 | Yes |  | 2020-01-22 |  | Non-lead
051283 | UNIT C-18 11600 1ST GULF AVE |  | Unknown, Non-Lead | No |  |  |  | Unknown, Non-Lead | 2006 | No |  |  |  | Non-lead
051284 | C-19 11600 1ST AVE GULF |  | Unknown, Non-Lead | Yes |  | 2017-07-12 |  | PVC | 2006 | Yes |  | 2017-07-12 |  | Non-lead
051285 | D-20 11600 1ST AVE GULF |  | Unknown, Non-Lead | Yes |  | 2022-10-17 |  | Unknown, Non-Lead | 2006 | Yes |  | 2022-10-17 |  | Non-lead
051286 | D-21 11600 1ST AVE GULF |  | Unknown, Non-Lead | Yes |  | 2018-05-15 |  | PVC | 2006 | Yes |  | 2018-05-15 |  | Non-lead
051287 | D-22 11600 1ST AVE GULF |  | Polytube | Yes |  | 2022-08-26 |  | PVC |  | Yes |  | 2022-08-26 |  | Non-lead
051288 | UNIT D-23 11600 1ST GULF AVE |  | Polytube | Yes |  | 2024-06-10 |  | PVC |  | Yes |  | 2024-06-10 |  | Non-lead
051289 | UNIT D-24 11600 1ST GULF AVE |  | Unknown, Non-Lead | Yes |  | 2019-05-31 |  | Polytube | 2006 | Yes |  | 2019-05-31 |  | Non-lead
051290 | D-25 11600 1ST AVE GULF |  | Unknown, Non-Lead | No |  |  |  | Unknown, Non-Lead | 2006 | No |  |  |  | Non-lead
051291 | #26 11600 1ST AVE GULF |  | Polytube | Yes |  | 2023-06-12 |  | PVC | 2006 | Yes |  | 2023-06-12 |  | Non-lead
051292 | E-27 11600 1ST AVE GULF |  | Polytube | Yes |  | 2020-10-28 |  | PVC | 2006 | Yes |  | 2020-10-28 |  | Non-lead
051293 | E-28 11600 1ST AVE GULF |  | Polytube | Yes |  | 2022-08-31 |  | Polytube |  | Yes |  | 2022-08-31 |  | Non-lead
051294 | E-29 11600 1ST AVE GULF |  | Polytube | Yes |  | 2024-04-22 |  | Polytube |  | Yes |  | 2024-04-22 |  | Non-lead
051295 | E-30 11600 1ST AVE GULF |  | Polytube | Yes |  | 2022-10-04 |  | Polytube |  | Yes |  | 2022-10-04 |  | Non-lead
051296 | E-31 11600 1ST AVE GULF |  | Unknown, Non-Lead | Yes |  | 2023-11-22 |  | Unknown, Non-Lead | 2006 | Yes |  | 2023-11-22 |  | Non-lead
051297 | E-32 11600 1ST AVE GULF |  | Polytube | Yes |  | 2022-06-21 |  | PVC |  | Yes |  | 2022-06-21 |  | Non-lead
051298 | E-33 11600 1ST AVE GULF |  | Polytube | Yes |  | 2022-10-19 |  | Polytube |  | Yes |  | 2022-10-19 |  | Non-lead
051299 | E-34 11600 1ST AVE GULF |  | Polytube | Yes |  | 2022-08-31 |  | Polytube |  | Yes |  | 2022-08-31 |  | Non-lead
051300 | E-35 11600 1ST AVE GULF |  | Polytube | Yes |  | 2022-08-31 |  | Polytube |  | Yes |  | 2022-08-31 |  | Non-lead
051301 | E-36 11600 1ST AVE GULF |  | Polytube | Yes |  | 2022-12-15 |  | Polytube |  | Yes |  | 2022-12-15 |  | Non-lead
051302 | F-37 11600 1ST AVE GULF |  | Polytube | Yes |  | 2023-12-15 |  | Polytube |  | Yes |  | 2023-12-15 |  | Non-lead
051303 | F-38 11600 1ST AVE GULF |  | Unknown, Non-Lead | Yes |  | 2019-04-11 |  | PVC | 2006 | Yes |  | 2019-04-11 |  | Non-lead
051304 | F-39 11600 1ST AVE GULF |  | Polytube | Yes |  | 2022-08-26 |  | PVC |  | Yes |  | 2022-08-26 |  | Non-lead
051305 | F-40 11600 1ST AVE GULF |  | Unknown, Non-Lead | No |  |  |  | Unknown, Non-Lead | 2006 | No |  |  |  | Non-lead
051306 | UNT F41 11600 1ST GULF AVE |  | Unknown, Non-Lead | Yes |  | 2021-07-23 |  | Unknown, Non-Lead | 2006 | Yes |  | 2021-07-23 |  | Non-lead
051307 | F-42 11600 1ST AVE GULF |  | Polytube | Yes |  | 2022-07-21 |  | PVC | 2006 | Yes |  | 2022-07-21 |  | Non-lead
051308 | F-43 11600 1ST AVE GULF |  | Unknown, Non-Lead | Yes |  | 2024-02-08 |  | Unknown, Non-Lead | 2006 | Yes |  | 2024-02-08 |  | Non-lead
051309 | F-44 11600 1ST AVE GULF |  | Polytube | Yes |  | 2023-02-24 |  | PVC | 2006 | Yes |  | 2023-02-24 |  | Non-lead
051310 | F-45 11600 1ST AVE GULF |  | Unknown, Non-Lead | No |  |  |  | Unknown, Non-Lead | 2006 | No |  |  |  | Non-lead
051311 | F-46 11600 1ST AVE GULF |  | Polytube | Yes |  | 2025-07-24 |  | Polytube | 2006 | Yes |  | 2020-10-28 |  | Non-lead
051312 | F-47 11600 1ST GULF AVE |  | Unknown, Non-Lead | No |  |  |  | Unknown, Non-Lead | 2006 | No |  |  |  | Non-lead
051313 | F-48 11600 1ST AVE GULF |  | Polytube | Yes |  | 2022-08-10 |  | PVC |  | Yes |  | 2022-08-10 |  | Non-lead
051314 | F-49 11600 1ST AVE GULF |  | Polytube | Yes |  | 2022-09-09 |  | Polytube |  | Yes |  | 2022-09-09 |  | Non-lead
051315 | F-50 11600 1ST AVE GULF |  | Polytube | Yes |  | 2023-09-27 |  | Polytube |  | Yes |  | 2023-09-27 |  | Non-lead
051316 | G-51 11600 1ST AVE GULF |  | Polytube | Yes |  | 2023-07-12 |  | PVC |  | Yes |  | 2023-07-12 |  | Non-lead
051317 | G-52 11600 1ST AVE GULF |  | Unknown, Non-Lead | No |  |  |  | Unknown, Non-Lead | 2006 | No |  |  |  | Non-lead
051318 | G-53 11600 1ST AVE GULF |  | Polytube | Yes |  | 2022-08-30 |  | Polytube |  | Yes |  | 2022-08-30 |  | Non-lead
051319 | G-54 11600 1ST AVE GULF |  | Polytube | Yes |  | 2022-09-09 |  | Polytube |  | Yes |  | 2022-09-09 |  | Non-lead
051320 | G-55 11600 1ST AVE GULF |  | Polytube | Yes |  | 2023-06-05 |  | Polytube |  | Yes |  | 2023-06-05 |  | Non-lead
051321 | G-56 11600 1ST AVE GULF |  | Unknown, Non-Lead | Yes |  | 2017-08-10 |  | PVC | 2006 | Yes |  | 2017-08-10 |  | Non-lead
051322 | G-57 11600 1ST AVE GULF |  | Unknown, Non-Lead | Yes |  | 2021-05-28 |  | PVC | 2006 | Yes |  | 2021-05-28 |  | Non-lead
051323 | G-58 11600 1ST AVE GULF |  | Polytube | Yes |  | 2022-08-26 |  | PVC |  | Yes |  | 2022-08-26 |  | Non-lead
051324 | G-59 11600 1ST AVE GULF |  | Unknown, Non-Lead | No |  |  |  | Unknown, Non-Lead | 2006 | No |  |  |  | Non-lead
051325 | G-60 11600 1ST AVE GULF |  | Unknown, Non-Lead | No |  |  |  | Unknown, Non-Lead | 2006 | No |  |  |  | Non-lead
051326 | G-61 11600 1ST AVE GULF |  | Polytube | Yes |  | 2022-10-04 |  | Polytube |  | Yes |  | 2022-10-04 |  | Non-lead
051327 | UNIT 01 6900 MALONEY AVE |  | Polytube | No |  |  |  | PVC | 2006 | No |  |  |  | Non-lead
051328 | UNIT 02 6900 MALONEY AVE |  | Polytube | No |  |  |  | PVC | 2006 | No |  |  |  | Non-lead
051329 | UNIT 03 6900 MALONEY AVE |  | Unknown, Non-Lead | Yes |  | 2024-09-30 |  | Unknown, Non-Lead | 2006 | Yes |  | 2024-09-30 |  | Non-lead
051330 | UNIT 04 6900 MALONEY AVE |  | Polytube | No |  |  |  | PVC | 2006 | No |  |  |  | Non-lead
051331 | UNIT 05 6900 MALONEY AVE |  | Unknown, Non-Lead | Yes |  | 2019-04-30 |  | Unknown, Non-Lead | 2006 | Yes |  | 2019-04-30 |  | Non-lead
051332 | UNIT 06 6900 MALONEY AVE |  | Unknown, Non-Lead | No |  |  |  | Unknown, Non-Lead | 2006 | No |  |  |  | Non-lead
051333 | UNIT 07 6900 MALONEY AVE |  | Polytube | No |  |  |  | PVC | 2006 | No |  |  |  | Non-lead
051334 | UNIT 08 6900 MALONEY AVE |  | Polytube | No |  |  |  | PVC | 2006 | No |  |  |  | Non-lead
051335 | UNIT 09 6900 MALONEY AVE |  | Polytube | Yes |  | 2018-08-31 |  | PVC | 2006 | Yes |  | 2018-08-31 |  | Non-lead
051336 | UNIT 10 6900 MALONEY AVE |  | Polytube | Yes |  | 2019-07-01 |  | PVC | 2006 | Yes |  | 2019-07-01 |  | Non-lead
051337 | UNIT 11 6900 MALONEY AVE |  | Unknown, Non-Lead | Yes |  | 2021-02-01 |  | Unknown, Non-Lead | 2006 | Yes |  | 2021-02-01 |  | Non-lead
051338 | UNIT 12 6900 MALONEY AVE |  | Unknown, Non-Lead | Yes |  | 2022-03-01 |  | Unknown, Non-Lead | 2006 | Yes |  | 2022-03-01 |  | Non-lead
051339 | UNIT 13 6900 MALONEY AVE |  | Polytube | No |  |  |  | PVC | 2006 | No |  |  |  | Non-lead
051340 | UNIT 14 6900 MALONEY AVE |  | Polytube | No |  |  |  | PVC | 2006 | No |  |  |  | Non-lead
051341 | UNIT 15 6900 MALONEY AVE |  | Unknown, Non-Lead | Yes |  | 2017-03-22 |  | PVC | 2006 | Yes |  | 2017-03-22 |  | Non-lead
051342 | UNIT 16 6900 MALONEY AVE |  | Unknown, Non-Lead | No |  |  |  | PVC | 2006 | No |  |  |  | Non-lead
051343 | UNIT 17 6900 MALONEY AVE |  | Unknown, Non-Lead | Yes |  | 2020-02-24 |  | Unknown, Non-Lead | 2006 | Yes |  | 2020-02-24 |  | Non-lead
051344 | UNIT 18 6900 MALONEY AVE |  | Polytube | No |  |  |  | PVC | 2006 | No |  |  |  | Non-lead
051345 | 182 NAUTILUS DR |  | Polytube | Yes |  | 2022-06-29 |  | PVC | 1984 | Yes |  | 2022-06-29 |  | Non-lead
051346 | LAYTON WWTP 68130 OVERSEAS HWY |  | Polytube | Yes |  | 2022-07-07 |  | PVC |  | Yes |  | 2022-07-07 |  | Non-lead
051347 | 53 SEAGATE BLVD |  | Unknown, Non-Lead | Yes |  | 2021-02-01 |  | PVC | 2007 | Yes |  | 2021-02-01 |  | Non-lead
051348 | 99360 OVERSEAS HWY |  | Polytube | Yes |  | 2023-02-01 |  | PVC | 1946 | Yes |  | 2023-02-01 |  | Non-lead
051349 | 88890 OVERSEAS Hwy |  | Polytube | Yes |  | 2022-07-12 |  | PVC | 1963 | Yes |  | 2022-07-12 |  | Non-lead
051350 | 501 CARIBBEAN DR |  | Polytube | Yes |  | 2022-07-08 |  | PVC | 1987 | Yes |  | 2022-07-08 |  | Non-lead
051351 | 18 BAY RIDGE RD |  | Unknown, Non-Lead | Yes |  | 2021-10-06 |  | Unknown, Non-Lead | 2007 | Yes |  | 2021-10-06 |  | Non-lead
051353 | 92 W PLAZA GRANADA |  | Unknown, Non-Lead | Yes |  | 2022-07-22 |  | Unknown, Non-Lead | 2006 | Yes |  | 2022-07-22 |  | Non-lead
051354 | 23 SOUTH DR |  | Polytube | Yes |  | 2023-05-04 |  | PVC | 1980 | Yes |  | 2023-05-04 |  | Non-lead
051355 | UNIT 1 374 73RD ST |  | Unknown, Non-Lead | Yes |  | 2021-03-12 |  | Unknown, Non-Lead | 2006 | Yes |  | 2021-03-12 |  | Non-lead
051356 | UNIT 3 374 73RD ST |  | Polytube | Yes |  | 2022-05-11 |  | PVC | 2006 | Yes |  | 2022-05-11 |  | Non-lead
051357 | UNIT 4 374 73RD ST |  | Polytube | Yes |  | 2024-02-22 |  | PVC | 2006 | Yes |  | 2024-02-22 |  | Non-lead
051358 | UNIT 6 374 73RD ST |  | Polytube | Yes |  | 2022-09-13 |  | PVC | 2006 | Yes |  | 2022-09-13 |  | Non-lead
051359 | UNIT 5 374 73RD ST |  | Polytube | Yes |  | 2023-06-14 |  | PVC | 2006 | Yes |  | 2023-06-14 |  | Non-lead
051360 | 22838 PRIVATEER DR |  | Unknown, Non-Lead | No |  |  |  | Unknown, Non-Lead | 2006 | No |  |  |  | Non-lead
051361 | UNIT 1 68250 OVERSEAS HWY |  | Unknown, Non-Lead | Yes |  | 2021-03-18 |  | PVC | 2006 | Yes |  | 2021-03-18 |  | Non-lead
051362 | UNIT 2 68250 OVERSEAS HWY |  | Unknown, Non-Lead | Yes |  | 2019-09-25 |  | PVC | 2006 | Yes |  | 2019-09-25 |  | Non-lead
051363 | REAR 912 PACKER ST |  | Polytube | Yes |  | 2023-03-21 |  | PVC | 1928 | Yes |  | 2023-03-21 |  | Non-lead
051364 | UNIT 3 68250 OVERSEAS HWY |  | Unknown, Non-Lead | Yes |  | 2022-02-02 |  | PVC | 2006 | Yes |  | 2022-02-02 |  | Non-lead
051365 | FIRE 630 DEY ST |  | Copper | Yes |  | 2022-10-28 |  | Copper | 1933 | Yes |  | 2022-10-28 |  | Non-lead
051366 | CONSTRUCTION MTR |  | Unknown, Non-Lead | Yes |  | 2023-05-04 |  | No Piping | Vacant | Yes |  | 2023-05-04 |  | Non-lead
051367 | UNIT 101 471 OVERSEAS HWY |  | Unknown, Non-Lead | Yes |  | 2018-09-13 |  | Unknown, Non-Lead | 2006 | Yes |  | 2018-09-13 |  | Non-lead
051368 | UNIT 102 471 OVERSEAS HWY |  | Unknown, Non-Lead | Yes |  | 2018-09-13 |  | Unknown, Non-Lead | 2006 | Yes |  | 2018-09-13 |  | Non-lead
051369 | UNIT 103 471 OVERSEAS HWY |  | Unknown, Non-Lead | Yes |  | 2019-01-28 |  | Unknown, Non-Lead | 2006 | Yes |  | 2019-01-28 |  | Non-lead
051370 | UNIT 6 68250 OVERSEAS HWY |  | Unknown, Non-Lead | Yes |  | 2019-09-27 |  | PVC | 2006 | Yes |  | 2019-09-27 |  | Non-lead
051371 | UNIT 5 68250 OVERSEAS HWY |  | Unknown, Non-Lead | Yes |  | 2020-03-04 |  | PVC | 2006 | Yes |  | 2020-03-04 |  | Non-lead
051372 | UNIT 7 68250 OVERSEAS HWY |  | Unknown, Non-Lead | Yes |  | 2021-07-12 |  | PVC | 2006 | Yes |  | 2021-07-12 |  | Non-lead
051373 | UNIT 8 68250 OVERSEAS HWY |  | Unknown, Non-Lead | Yes |  | 2019-09-27 |  | Unknown, Non-Lead | 2006 | Yes |  | 2019-09-27 |  | Non-lead
051374 | UNIT 9 68250 OVERSEAS HWY |  | Unknown, Non-Lead | Yes |  | 2019-09-27 |  | PVC | 2006 | Yes |  | 2019-09-27 |  | Non-lead
051375 | UNIT 10 68250 OVERSEAS HWY |  | Polytube | Yes |  | 2023-06-06 |  | PVC | 2006 | Yes |  | 2023-06-06 |  | Non-lead
051376 | 30360 PRINCE RD |  | Unknown, Non-Lead | Yes |  | 2017-01-10 |  | Unknown, Non-Lead | 2007 | Yes |  | 2017-01-10 |  | Non-lead
051377 | 161 12TH ST |  | Unknown, Non-Lead | Yes |  | 2022-12-22 |  | PVC | 2006 | Yes |  | 2022-12-22 |  | Non-lead
051378 | 10694 OVERSEAS Hwy |  | Polytube | Yes |  | 2023-08-11 |  | PVC | 1988 | Yes |  | 2023-08-11 |  | Non-lead
051379 | 28445 JOLLY ROGER DR |  | Polytube | Yes |  | 2023-08-21 |  | PVC | 2006 | Yes |  | 2023-08-21 |  | Non-lead
051380 | 108 AVENUE A |  | Polytube | Yes |  | 2023-05-03 |  | PVC | 2007 | Yes |  | 2023-05-03 |  | Non-lead
051384 | 27356 DOMINICA LN |  | Unknown, Non-Lead | No |  |  |  | Unknown, Non-Lead | 2007 | No |  |  |  | Non-lead
051387 | 105 COASTAL DR |  | Unknown, Non-Lead | Yes |  | 2023-06-22 |  | Unknown, Non-Lead | 2009 | Yes |  | 2023-06-22 |  | Non-lead
051388 | FIRE 1012 TRUMAN AVE |  | Unknown | Yes |  | 2023-03-22 |  | Unknown | 1923 | Yes |  | 2023-03-22 |  | Lead Status Unknown
051389 | 120 GIARDINO DR |  | Polytube | Yes |  | 2019-02-08 |  | PVC | 2008 | Yes |  | 2019-02-08 |  | Non-lead
051390 | 145 MARINA AVE |  | Polytube | Yes |  | 2022-11-29 |  | PVC | 1969 | Yes |  | 2022-11-29 |  | Non-lead
051391 | 952 SHAW DR |  | Unknown, Non-Lead | Yes |  | 2021-12-27 |  | PVC | 2009 | Yes |  | 2021-12-27 |  | Non-lead
051392 | 59 WATERWAYS DR |  | Unknown, Non-Lead | Yes |  | 2022-01-31 |  | PVC | 2008 | Yes |  | 2022-01-31 |  | Non-lead
051393 | 201 TREASURE HARBOR Rd |  | Unknown, Non-Lead | Yes |  | 2023-10-06 |  | Unknown, Non-Lead | 2006 | Yes |  | 2023-10-06 |  | Non-lead
051394 | UNIT 104 471 OVERSEAS HWY |  | Unknown, Non-Lead | No |  |  |  | Unknown, Non-Lead | 2006 | No |  |  |  | Non-lead
051395 | 28591 DIRK RD |  | Unknown, Non-Lead | Yes |  | 2018-10-19 |  | Unknown, Non-Lead | 2011 | Yes |  | 2018-10-19 |  | Non-lead
051396 | WEST 821 OCEAN DR |  | Unknown, Non-Lead | No |  |  |  | Unknown, Non-Lead | 2004 | No |  |  |  | Non-lead
051398 | LOT 33 62900 OVERSEAS HWY |  | Unknown, Non-Lead | Yes |  | 2018-10-09 |  | PVC | 2007 | Yes |  | 2018-10-09 |  | Non-lead
051399 | 11290 OVERSEAS HWY - BUILDING #2 |  | Galvanized | Yes |  | 2024-11-14 |  | Galvanized | 1973 | Yes |  | 2024-11-14 |  | Galvanized Requiring Replacement
051400 | L13 B9 22987 REDFISH LN |  | Polytube | Yes |  | 2022-11-02 |  | PVC | 2007 | Yes |  | 2022-11-02 |  | Non-lead
051401 | L29 292 SUNSET KEY DR |  | Unknown, Non-Lead | Yes |  | 2024-03-13 |  | Unknown, Non-Lead | 2006 | Yes |  | 2024-03-13 |  | Non-lead
051402 | 29675 FLYING CLOUD AVE |  | Polytube | Yes |  | 2022-11-21 |  | PVC | 2019 | Yes |  | 2022-11-21 |  | Non-lead
051403 | LT 16 SEC C 2134 SAN REMO DR |  | Polytube | Yes |  | 2023-08-28 |  | PVC | 2007 | Yes |  | 2023-08-28 |  | Non-lead
051404 | 1407 KENNEDY DR |  | Unknown, Non-Lead | Yes |  | 2020-09-30 |  | Unknown, Non-Lead | 1991 | Yes |  | 2020-09-30 |  | Non-lead
051405 | L-B 203 TREASURE HARBOR RD |  | Unknown, Non-Lead | No |  |  |  | Unknown, Non-Lead | 2006 | No |  |  |  | Non-lead
051406 | 263 GARDENIA ST |  | Unknown, Non-Lead | Yes |  | 2021-05-13 |  | Unknown, Non-Lead | 2007 | Yes |  | 2021-05-13 |  | Non-lead
051407 | 118 SPOONBILL RD |  | Unknown, Non-Lead | Yes |  | 2024-04-12 |  | Unknown, Non-Lead | 2009 | Yes |  | 2024-04-12 |  | Non-lead
051408 | 153 VENETIAN WAY |  | Unknown, Non-Lead | Yes |  | 2022-02-25 |  | Unknown, Non-Lead | 1994 | Yes |  | 2022-02-25 |  | Non-lead
051409 | L13 B4 87432 OLD HWY |  | Polytube | Yes |  | 2023-01-31 |  | PVC |  | Yes |  | 2023-01-31 |  | Non-lead
051410 | 420 HARBOUR DR |  | Unknown, Non-Lead | Yes |  | 2024-07-08 |  | Unknown, Non-Lead | 2007 | Yes |  | 2024-07-08 |  | Non-lead
051411 | 125 S LAYTON DR |  | Polytube | Yes |  | 2023-05-08 |  | Polytube | 2007 | Yes |  | 2023-05-08 |  | Non-Lead
051412 | 141 S INDIES DR |  | Unknown, Non-Lead | Yes |  | 2021-02-02 |  | PVC | 2007 | Yes |  | 2021-02-02 |  | Non-lead
051413 | 411 3RD St |  | Unknown, Non-Lead | Yes |  | 2019-11-12 |  | Unknown, Non-Lead | 2007 | Yes |  | 2019-11-12 |  | Non-lead
051414 | 29488 GERALDINE ST |  | Polytube | Yes |  | 2023-01-10 |  | PVC | 1986 | Yes |  | 2023-01-10 |  | Non-lead
051415 | 1008 BUTTONWOOD DR E |  | Unknown, Non-Lead | Yes |  | 2017-12-20 |  | Unknown, Non-Lead | 2008 | Yes |  | 2017-12-20 |  | Non-lead
051416 | 27348 DOMINICA LN |  | Unknown, Non-Lead | Yes |  | 2023-05-24 |  | Unknown, Non-Lead | 2007 | Yes |  | 2023-05-24 |  | Non-lead
051417 | 17191 SEAGRAPE LN |  | Unknown, Non-Lead | Yes |  | 2019-02-05 |  | Unknown, Non-Lead | 2009 | Yes |  | 2019-02-05 |  | Non-lead
051418 | L8 B1 27937 CORAL SHORES RD |  | Polytube | Yes |  | 2024-06-04 |  | PVC | 1977 | Yes |  | 2024-06-04 |  | Non-lead
051419 | 1 & 2 255 CRANE BLVD |  | Polytube | Yes |  | 2022-11-21 |  | PVC | 1968 | Yes |  | 2022-11-21 |  | Non-lead
051420 | 633 PALM AVE |  | Polytube | Yes |  | 2022-10-21 |  | Copper | 1976 | Yes |  | 2022-10-21 |  | Non-lead
051421 | L9 B5 27116 SHANNAHAN RD |  | Polytube | Yes |  | 2024-05-14 |  | PVC | 1987 | Yes |  | 2024-05-14 |  | Non-lead
051422 | L10 B6 476 S AIRPORT DR |  | Polytube | Yes |  | 2023-04-24 |  | PVC | 1982 | Yes |  | 2023-04-24 |  | Non-lead
051423 | 106 AVENUE G |  | Unknown, Non-Lead | Yes |  | 2024-03-19 |  | Unknown, Non-Lead | 2006 | Yes |  | 2024-03-19 |  | Non-lead
051424 | 1307 1ST ST |  | Polytube | Yes |  | 2023-04-26 |  | PVC | 1953 | Yes |  | 2023-04-26 |  | Non-lead
051425 | UNIT 4 68250 OVERSEAS HWY |  | Unknown, Non-Lead | Yes |  | 2019-09-25 |  | PVC | 2006 | Yes |  | 2019-09-25 |  | Non-lead
051426 | 122 PLANTATION AVE |  | Polytube | Yes |  | 2024-02-13 |  | PVC | 2008 | Yes |  | 2024-02-13 |  | Non-lead
051427 | 3 NORTH END RD |  | Unknown, Non-Lead | Yes |  | 2021-02-02 |  | Unknown, Non-Lead | 2007 | Yes |  | 2021-02-02 |  | Non-lead
051428 | 558 AVENUE A |  | Polytube | Yes |  | 2023-09-27 |  | PVC | 2007 | Yes |  | 2023-09-27 |  | Non-lead
051429 | 134 GUMBO LIMBO DR |  | Unknown, Non-Lead | Yes |  | 2018-01-11 |  | PVC | 2008 | Yes |  | 2018-01-11 |  | Non-lead
051430 | HYDRANT UK-024 US1 & HOLIDAY INN MARINA |  | None | Yes |  | 2022-06-28 |  | None | 1968 | Yes |  | 2022-06-28 |  | Non-lead
051431 | 57500 GIBSON ST |  | Unknown, Non-Lead | Yes |  | 2022-02-04 |  | Unknown, Non-Lead | 2006 | Yes |  | 2022-02-04 |  | Non-lead
051432 | OCEAN 1400 79TH ST |  | Unknown, Non-Lead | No |  |  |  | No Piping | Vacant | No |  |  |  | Non-lead
051433 | 1903 SOMBRERO BLVD |  | Unknown, Non-Lead | Yes |  | 2023-06-22 |  | PVC | 2007 | Yes |  | 2023-06-22 |  | Non-lead
051434 | 58520 OVERSEAS HWY |  | Unknown, Non-Lead | Yes |  | 2024-08-16 |  | PVC | 2019 | Yes |  | 2024-08-16 |  | Non-lead
051435 | OCEAN 1580 73RD ST |  | Unknown, Non-Lead | Yes |  | 2021-05-20 |  | PVC | 2007 | Yes |  | 2021-05-20 |  | Non-lead
051436 | 33 7TH AVE |  | Unknown, Non-Lead | Yes |  | 2020-02-03 |  | Unknown, Non-Lead | 2007 | Yes |  | 2020-02-03 |  | Non-lead
051437 | MASTER TAP 226 FKAA ISLAMORADA TANK TAP |  | None | Yes |  | 2022-06-28 |  | None | 1980 | Yes |  | 2022-06-28 |  | Non-lead
051438 | 12 6TH AVE |  | Unknown, Non-Lead | No |  |  |  | Unknown, Non-Lead | 2007 | No |  |  |  | Non-lead
051439 | 1022 E CARIBBEAN DR |  | Polytube | Yes |  | 2023-04-24 |  | PVC | 1977 | Yes |  | 2023-04-24 |  | Non-lead
051440 | 17192 SEAGRAPE LN |  | Polytube | Yes |  | 2022-11-10 |  | PVC | 2008 | Yes |  | 2022-11-10 |  | Non-lead
051441 | 123 SEA LN |  | Unknown, Non-Lead | No |  |  |  | Unknown, Non-Lead | 2006 | No |  |  |  | Non-lead
051442 | 22957 PORT ROYAL LN |  | Unknown, Non-Lead | Yes |  | 2018-12-17 |  | PVC | 2006 | Yes |  | 2018-12-17 |  | Non-lead
051443 | 149 EL CAPITAN DR |  | Unknown, Non-Lead | Yes |  | 2017-03-23 |  | Unknown, Non-Lead | 2007 | Yes |  | 2017-03-23 |  | Non-lead
051445 | HYDRANT UK5-107 101691 OVERSEAS HOBO'S HWY |  | Unknown, Non-Lead | No |  |  |  | No Piping | Vacant | No |  |  |  | Non-lead
051446 | 295 ST THOMAS AVE |  | Unknown, Non-Lead | No |  |  |  | Unknown, Non-Lead | 2008 | No |  |  |  | Non-lead
051447 | ANCHOR (BRIDGE) DR |  | Polytube | Yes |  | 2022-09-26 |  | PVC |  | Yes |  | 2022-09-26 |  | Non-lead
051448 | 471 4TH STREET |  | Unknown, Non-Lead | Yes |  | 2023-06-22 |  | Unknown, Non-Lead | 2007 | Yes |  | 2023-06-22 |  | Non-lead
051449 | 9106 AVIATION BLVD |  | Polytube | Yes |  | 2024-03-28 |  | PVC | 1978 | Yes |  | 2024-03-28 |  | Non-lead
051450 | FKAA WASTEWATER PLANT- GREENBRIER RD |  | Unknown, Non-Lead | Yes |  | 2023-03-06 |  | Polytube | 2010 | Yes |  | 2023-03-06 |  | Non-lead
051452 | 1400 BLUEFIN DR |  | Unknown, Non-Lead | Yes |  | 2022-03-15 |  | Unknown, Non-Lead | 2008 | Yes |  | 2022-03-15 |  | Non-lead
051453 | 557 PLANTE ST |  | Unknown, Non-Lead | Yes |  | 2021-11-03 |  | PVC | 2007 | Yes |  | 2021-11-03 |  | Non-lead
051454 | 104 N BOUNTY LANE |  | Polytube | Yes |  | 2022-05-27 |  | PVC | 2016 | Yes |  | 2022-05-27 |  | Non-lead
051455 | USCG 153 TREASURE HARBOR DR |  | Polytube | Yes |  | 2024-05-22 |  | PVC |  | Yes |  | 2024-05-22 |  | Non-lead
051456 | USCG 143 TREASURE HARBOR DR |  | Polytube | Yes |  | 2023-12-18 |  | PVC |  | Yes |  | 2023-12-18 |  | Non-lead
051457 | L215 128 PONCE DE LEON BLVD |  | Unknown, Non-Lead | Yes |  | 2021-09-20 |  | Unknown, Non-Lead | 1999 | Yes |  | 2021-09-20 |  | Non-lead
051458 | APT 830 CAROLINE ST |  | Unknown, Non-Lead | Yes |  | 2024-01-05 |  | Unknown, Non-Lead | 2007 | Yes |  | 2024-01-05 |  | Non-lead
051459 | IRRIGA 29517 BIG PINE ST |  | Polytube | Yes |  | 2023-03-15 |  | PVC |  | Yes |  | 2023-03-15 |  | Non-lead
051460 | 91831 OVERSEAS HWY |  | Polytube | Yes |  | 2023-02-13 |  | PVC | 1983 | Yes |  | 2023-02-13 |  | Non-lead
051461 | 1401 19TH ST |  | Unknown, Non-Lead | No |  |  |  | Unknown, Non-Lead | 2006 | No |  |  |  | Non-lead
051462 | APT 2 2121 FOGARTY AVE |  | Unknown | No |  |  |  | None | 1949 | No |  |  |  | No Service Line
051463 | 30035 N SANDY CIRCLE |  | Polytube | Yes |  | 2022-12-06 |  | PVC | 1977 | Yes |  | 2022-12-06 |  | Non-lead
051464 | HYDRANT MK-032 3688 LOUISA - 35TH-37TH ST ST |  | Unknown, Non-Lead | No |  |  |  | No Piping | Vacant | No |  |  |  | Non-lead
051465 | 21493 VALENCIA RD |  | Polytube | Yes |  | 2022-10-03 |  | PVC | 1989 | Yes |  | 2022-10-03 |  | Non-lead
051466 | 345 E SEAVIEW DR |  | Unknown, Non-Lead | Yes |  | 2024-07-26 |  | Unknown, Non-Lead | 2007 | Yes |  | 2024-07-26 |  | Non-lead
051467 | B21L1 20986 W 4TH & DROST AVE |  | Unknown, Non-Lead | Yes |  | 2018-03-08 |  | PVC | 2010 | Yes |  | 2018-03-08 |  | Non-lead
051468 | 1407 KENNEDY DR |  | Unknown, Non-Lead | Yes |  | 2022-08-19 |  | Unknown, Non-Lead | 1991 | Yes |  | 2022-08-19 |  | Non-lead
051469 | L 22 33 VENETIAN WAY |  | Polytube | Yes |  | 2022-07-11 |  | PVC | 1982 | Yes |  | 2022-07-11 |  | Non-lead
051470 | 27401 ST CROIX LN |  | Unknown, Non-Lead | Yes |  | 2017-08-22 |  | Unknown, Non-Lead | 2006 | Yes |  | 2017-08-22 |  | Non-lead
051471 | 27477 MARTINIQUE LN |  | Polytube | Yes |  | 2022-10-13 |  | PVC | 1980 | Yes |  | 2022-10-13 |  | Non-lead
051472 | L17 B7 29440 FORRESTAL AVE |  | Polytube | Yes |  | 2022-12-05 |  | PVC | 1987 | Yes |  | 2022-12-05 |  | Non-lead
051473 | 19519 INDIAN MOUND DR |  | Unknown, Non-Lead | Yes |  | 2017-11-30 |  | Unknown, Non-Lead | 2007 | Yes |  | 2017-11-30 |  | Non-lead
051474 | 1013 SNAPPER LN |  | Unknown, Non-Lead | Yes |  | 2020-11-19 |  | Unknown, Non-Lead | 2013 | Yes |  | 2020-11-19 |  | Non-lead
051475 | 120 SEVERINO DR |  | Unknown, Non-Lead | Yes |  | 2023-07-24 |  | Unknown, Non-Lead | 2007 | Yes |  | 2023-07-24 |  | Non-lead
051476 | 448 BARRACUDA BLVD |  | Unknown, Non-Lead | Yes |  | 2021-04-08 |  | Unknown, Non-Lead | 2007 | Yes |  | 2021-04-08 |  | Non-lead
051477 | 1131 GULFSTREAM LN |  | Polytube | Yes |  | 2023-05-04 |  | PVC | 1985 | Yes |  | 2023-05-04 |  | Non-lead
051478 | 27 EXUMA RD |  | Unknown, Non-Lead | Yes |  | 2019-08-08 |  | PVC | 1989 | Yes |  | 2019-08-08 |  | Non-lead
051479 | 2 6TH AVE |  | Unknown, Non-Lead | Yes |  | 2018-08-31 |  | Unknown, Non-Lead | 2007 | Yes |  | 2018-08-31 |  | Non-lead
051480 | 4 6TH AVE |  | Unknown, Non-Lead | Yes |  | 2023-02-23 |  | Unknown, Non-Lead | 2007 | Yes |  | 2023-02-23 |  | Non-lead
051481 | 6 6TH AVE |  | Unknown, Non-Lead | Yes |  | 2019-07-01 |  | Unknown, Non-Lead | 2007 | Yes |  | 2019-07-01 |  | Non-lead
051482 | 8 6TH AVE |  | Unknown, Non-Lead | Yes |  | 2024-10-02 |  | Unknown, Non-Lead | 2007 | Yes |  | 2024-10-02 |  | Non-lead
051483 | 10 6TH AVE |  | Unknown, Non-Lead | No |  |  |  | Unknown, Non-Lead | 2007 | No |  |  |  | Non-lead
051484 | 14 6TH AVE |  | Unknown, Non-Lead | No |  |  |  | Unknown, Non-Lead | 2007 | No |  |  |  | Non-lead
051485 | 16 6TH AVE |  | Polytube | Yes |  | 2022-11-03 |  | PVC | 2007 | Yes |  | 2022-11-03 |  | Non-lead
051486 | 18 6TH AVE |  | Unknown, Non-Lead | Yes |  | 2021-08-03 |  | Unknown, Non-Lead | 2007 | Yes |  | 2021-08-03 |  | Non-lead
051487 | 20 6TH AVE |  | Unknown, Non-Lead | Yes |  | 2018-08-31 |  | Unknown, Non-Lead | 2007 | Yes |  | 2018-08-31 |  | Non-lead
051488 | 536 PLANTE ST |  | Polytube | Yes |  | 2022-10-31 |  | PVC | 1971 | Yes |  | 2022-10-31 |  | Non-lead
051489 | DR 2122 SAN REMO |  | Unknown, Non-Lead | Yes |  | 2018-05-03 |  | Unknown, Non-Lead | 2008 | Yes |  | 2018-05-03 |  | Non-lead
051490 | 773 INDIES RD |  | Unknown, Non-Lead | Yes |  | 2021-03-09 |  | PVC | 2007 | Yes |  | 2021-03-09 |  | Non-lead
051491 | DR 961 BUTTONWOOD |  | Polytube | Yes |  | 2023-05-19 |  | PVC | 2008 | Yes |  | 2023-05-19 |  | Non-lead
051492 | POOL 516 ANGELA ST |  | Unknown | Yes |  | 2022-11-29 |  | PVC | 1943 | Yes |  | 2022-11-29 |  | Lead Status Unknown
051493 | #2 516 ANGELA ST |  | Unknown | Yes |  | 2022-11-29 |  | PVC | 1943 | Yes |  | 2022-11-29 |  | Lead Status Unknown
051494 | MASTER TAP 227 FKAA PIRATES COVE TAP |  | Stainless | Yes |  | 2023-09-18 |  | Stainless |  | Yes |  | 2023-09-18 |  | Non-lead
051495 | 16 TRANSYLVANIA AVE |  | Unknown, Non-Lead | Yes |  | 2019-05-10 |  | PVC | 1989 | Yes |  | 2019-05-10 |  | Non-lead
051496 | AVE 55 OCEANA |  | Polytube | Yes |  | 2022-10-27 |  | None | 1924 | Yes |  | 2022-10-27 |  | Non-lead
051497 | AVE 55 OCEANA |  | Polytube | Yes |  | 2022-10-27 |  | None | 1924 | Yes |  | 2022-10-27 |  | Non-lead
051498 | AVE 55 OCEANA |  | Polytube | Yes |  | 2023-01-24 |  | None | 1924 | Yes |  | 2023-01-24 |  | Non-lead
051499 | 20 S BLACKWATER LN |  | Unknown, Non-Lead | Yes |  | 2020-12-30 |  | Unknown, Non-Lead | 1991 | Yes |  | 2020-12-30 |  | Non-lead
051500 | 27311 W INDIES DR |  | Unknown, Non-Lead | Yes |  | 2024-04-01 |  | Unknown, Non-Lead | 2007 | Yes |  | 2024-04-01 |  | Non-lead
051501 | 15610 OLD STATE 4A RD |  | Unknown, Non-Lead | Yes |  | 2023-10-06 |  | PVC | 2014 | Yes |  | 2023-10-06 |  | Non-lead
051502 | UNIT 110 21650 OVERSEAS HWY |  | Unknown, Non-Lead | No |  |  |  | Unknown, Non-Lead | 2007 | No |  |  |  | Non-lead
051503 | UNIT 111 21650 OVERSEAS HWY |  | Unknown, Non-Lead | No |  |  |  | Unknown, Non-Lead | 2007 | No |  |  |  | Non-lead
051504 | UNIT 109 21650 OVERSEAS HWY |  | Unknown, Non-Lead | Yes |  | 2022-03-29 |  | Unknown, Non-Lead | 2007 | Yes |  | 2022-03-29 |  | Non-lead
051505 | 2145 SAN MARCO DR |  | Unknown, Non-Lead | No |  |  |  | Unknown, Non-Lead | 2006 | No |  |  |  | Non-lead
051506 | 24 4800 OVERSEAS HWY |  | Polytube | Yes |  | 2023-06-02 |  | PVC | 1962 | Yes |  | 2023-06-02 |  | Non-lead
051507 | 214 SCHOONER LANE |  | Unknown, Non-Lead | Yes |  | 2019-11-20 |  | PVC | 2019 | Yes |  | 2019-11-20 |  | Non-lead
051508 | 118 AVE K |  | Unknown, Non-Lead | Yes |  | 2019-06-19 |  | Unknown, Non-Lead | 2013 | Yes |  | 2019-06-19 |  | Non-lead
051509 | H 35 SOMBRERO BLVD |  | Polytube | Yes |  | 2022-09-07 |  | PVC | 2004 | Yes |  | 2022-09-07 |  | Non-lead
051510 | 145 TEQUESTA ST |  | Polytube | Yes |  | 2022-06-03 |  | PVC | 1979 | Yes |  | 2022-06-03 |  | Non-lead
051511 | 101740 OVERSEAS HWY |  | Polytube | Yes |  | 2023-02-09 |  | PVC | 1951 | Yes |  | 2023-02-09 |  | Non-lead
051512 | 11 BUTTONWOOD DR |  | Unknown, Non-Lead | Yes |  | 2018-07-27 |  | PVC | 2007 | Yes |  | 2018-07-27 |  | Non-lead
051513 | 13 BUTTONWOOD DR |  | Unknown, Non-Lead | Yes |  | 2021-06-29 |  | PVC | 2007 | Yes |  | 2021-06-29 |  | Non-lead
051514 | 8 ROYAL PALM DR |  | Unknown, Non-Lead | Yes |  | 2020-07-21 |  | PVC | 2007 | Yes |  | 2020-07-21 |  | Non-lead
051515 | 430 BARRACUDA BLVD |  | Polytube | Yes |  | 2024-07-19 |  | PVC | 2009 | Yes |  | 2024-07-19 |  | Non-lead
051516 | 7 SE MARLIN AVE |  | Unknown, Non-Lead | Yes |  | 2019-06-05 |  | PVC | 2011 | Yes |  | 2019-06-05 |  | Non-lead
051517 | UNIT 108 21650 OVERSEAS HWY |  | Unknown, Non-Lead | Yes |  | 2021-11-30 |  | Unknown, Non-Lead | 2007 | Yes |  | 2021-11-30 |  | Non-lead
051518 | UNIT 107 21650 OVERSEAS HWY |  | Unknown, Non-Lead | Yes |  | 2019-07-01 |  | Unknown, Non-Lead | 2007 | Yes |  | 2019-07-01 |  | Non-lead
051519 | UNIT 106 21650 OVERSEAS HWY |  | Unknown, Non-Lead | No |  |  |  | Unknown, Non-Lead | 2007 | No |  |  |  | Non-lead
051520 | UNIT 105 21650 OVERSEAS HWY |  | Unknown, Non-Lead | No |  |  |  | Unknown, Non-Lead | 2007 | No |  |  |  | Non-lead
051521 | UNIT 104 21650 OVERSEAS HWY |  | Unknown, Non-Lead | No |  |  |  | Unknown, Non-Lead | 2007 | No |  |  |  | Non-lead
051522 | UNIT 103 21650 OVERSEAS HWY |  | Unknown, Non-Lead | No |  |  |  | Unknown, Non-Lead | 2007 | No |  |  |  | Non-lead
051523 | UNIT 102 21650 OVERSEAS HWY |  | Unknown, Non-Lead | Yes |  | 2023-11-28 |  | Unknown, Non-Lead | 2007 | Yes |  | 2023-11-28 |  | Non-lead
051524 | UNIT 101 21650 OVERSEAS HWY |  | Unknown, Non-Lead | No |  |  |  | Unknown, Non-Lead | 2007 | No |  |  |  | Non-lead
051525 | 15 SE MARLIN AVE |  | PVC | Yes |  | 2022-07-26 |  | PVC | 2009 | Yes |  | 2022-07-26 |  | Non-lead
051526 | AVE 11 SE MARLIN |  | Unknown, Non-Lead | No |  |  |  | Unknown, Non-Lead | 2008 | No |  |  |  | Non-lead
051527 | FIRE AMBERJACK BLDG |  | Steel | Yes |  | 2022-09-22 |  | Steel | 1972 | Yes |  | 2022-09-22 |  | Non-lead
051528 | FIRE DOLPHIN BLDG |  | Ductile Iron | Yes |  | 2022-09-22 |  | Ductile Iron | 1972 | Yes |  | 2022-09-22 |  | Non-lead
051529 | 116 GALLEON RD |  | Polytube | Yes |  | 2023-01-13 |  | PVC | 2013 | Yes |  | 2023-01-13 |  | Non-lead
051530 | 165 N COCONUT PALM BLVD |  | Unknown, Non-Lead | No |  |  |  | Unknown, Non-Lead | 2006 | No |  |  |  | Non-lead
051531 | UNIT A 216 ST CROIX PL |  | Polytube | Yes |  | 2022-11-10 |  | PVC | 1973 | Yes |  | 2022-11-10 |  | Non-lead
051532 | 125 4TH LN |  | Polytube | Yes |  | 2023-02-07 |  | PVC | 1979 | Yes |  | 2023-02-07 |  | Non-lead
051533 | L60 HENRY ST |  | Unknown, Non-Lead | No |  |  |  | Unknown, Non-Lead | 2006 | No |  |  |  | Non-lead
051534 | 6301 3RD ST |  | Polytube | Yes |  | 2023-03-06 |  | PVC |  | Yes |  | 2023-03-06 |  | Non-lead
051535 | GULF 1882 109TH ST |  | Polytube | Yes |  | 2022-11-18 |  | PVC | 1962 | Yes |  | 2022-11-18 |  | Non-lead
051536 | L4 B2 30 CANNON ROYAL DR |  | Unknown, Non-Lead | Yes |  | 2024-05-30 |  | Unknown, Non-Lead | 2008 | Yes |  | 2024-05-30 |  | Non-lead
051538 | 109 COLUMBUS DR |  | Polytube | Yes |  | 2022-07-07 |  | PVC | 1953 | Yes |  | 2022-07-07 |  | Non-lead
051539 | APT 2 96 JOHN ST |  | Unknown, Non-Lead | Yes |  | 2023-11-28 |  | Unknown, Non-Lead | 2006 | Yes |  | 2023-11-28 |  | Non-lead
051540 | #3 94 JOHN ST |  | Unknown, Non-Lead | Yes |  | 2017-08-01 |  | PVC | 2006 | Yes |  | 2017-08-01 |  | Non-lead
051542 | 1025 SANDYS WAY |  | Unknown, Non-Lead | Yes |  | 2021-10-20 |  | Unknown, Non-Lead | 2006 | Yes |  | 2021-10-20 |  | Non-lead
051543 | 104700 OVERSEAS HWY |  | Ductile Iron | Yes |  | 2023-03-31 |  | Ductile Iron |  | Yes |  | 2023-03-31 |  | Non-lead
051544 | 172 MARINA AVE |  | Unknown, Non-Lead | Yes |  | 2020-06-01 |  | Unknown, Non-Lead | 2005 | Yes |  | 2020-06-01 |  | Non-lead
051545 | 105100 OVERSEAS HWY |  | Unknown, Non-Lead | Yes |  | 2017-03-20 |  | Unknown, Non-Lead | 2007 | Yes |  | 2017-03-20 |  | Non-lead
051546 | 123 PEACE AVE |  | Polytube | Yes |  | 2022-07-19 |  | PVC | 1981 | Yes |  | 2022-07-19 |  | Non-lead
051547 | 831 BONITO LN |  | Polytube | Yes |  | 2022-09-20 |  | PVC | 1969 | Yes |  | 2022-09-20 |  | Non-lead
051548 | B9 1313 OCEAN BAY DR |  | Polytube | Yes |  | 2023-11-30 |  | PVC | 1972 | Yes |  | 2023-11-30 |  | Non-lead
051549 | 104250 OVERSEAS HWY |  | Polytube | Yes |  | 2023-06-21 |  | PVC | 1970 | Yes |  | 2023-06-21 |  | Non-lead
051551 | 66 COCONUT DR |  | Unknown, Non-Lead | Yes |  | 2020-08-04 |  | Unknown, Non-Lead | 2007 | Yes |  | 2020-08-04 |  | Non-lead
051552 | 52 ANDROS RD |  | Unknown, Non-Lead | Yes |  | 2022-05-04 |  | PVC | 2009 | Yes |  | 2022-05-04 |  | Non-lead
051553 | 1027 SANDYS WAY |  | Polytube | No |  |  |  | PVC | 2006 | No |  |  |  | Non-lead
051554 | 1029 SANDYS WAY |  | Polytube | Yes |  | 2024-01-08 |  | PVC | 2006 | Yes |  | 2024-01-08 |  | Non-lead
051555 | 1031 SANDYS WAY |  | Unknown, Non-Lead | Yes |  | 2020-05-29 |  | Unknown, Non-Lead | 2007 | Yes |  | 2020-05-29 |  | Non-lead
051556 | 1030 SANDYS WAY |  | Unknown, Non-Lead | Yes |  | 2022-04-19 |  | Unknown, Non-Lead | 2006 | Yes |  | 2022-04-19 |  | Non-lead
051557 | 1028 SANDYS WAY |  | Unknown, Non-Lead | Yes |  | 2019-06-25 |  | Unknown, Non-Lead | 2006 | Yes |  | 2019-06-25 |  | Non-lead
051558 | 977 GULF DR |  | Unknown, Non-Lead | Yes |  | 2024-09-09 |  | Unknown, Non-Lead | 2008 | Yes |  | 2024-09-09 |  | Non-lead
051559 | 22930 PRIVATEER DR |  | Unknown, Non-Lead | Yes |  | 2018-10-31 |  | Unknown, Non-Lead | 2007 | Yes |  | 2018-10-31 |  | Non-lead
051560 | 123 GALLEON LN |  | Unknown, Non-Lead | Yes |  | 2024-01-25 |  | Unknown, Non-Lead | 2007 | Yes |  | 2024-01-25 |  | Non-lead
051561 | 27337 CAYMAN RD |  | Unknown, Non-Lead | Yes |  | 2017-10-06 |  | PVC | 1993 | Yes |  | 2017-10-06 |  | Non-lead
051562 | 3904 MARY RD |  | Unknown, Non-Lead | Yes |  | 2021-09-22 |  | Unknown, Non-Lead | 2008 | Yes |  | 2021-09-22 |  | Non-lead
051563 | 109 JAMAICA ST |  | Unknown, Non-Lead | No |  |  |  | Unknown, Non-Lead | 2019 | No |  |  |  | Non-lead
051564 | 1615 FERN AVE |  | Unknown, Non-Lead | No |  |  |  | Unknown, Non-Lead | 2007 | No |  |  |  | Non-lead
051565 | UNIT A 1126 GREENBRIAR RD |  | Polytube | Yes |  | 2022-10-22 |  | PVC | 1969 | Yes |  | 2022-10-22 |  | Non-lead
051566 | OCEAN 303 66TH ST |  | Polytube | Yes |  | 2023-03-08 |  | PVC | 1971 | Yes |  | 2023-03-08 |  | Non-lead
051567 | 59 W PLAZA DEL LAGO |  | Unknown, Non-Lead | Yes |  | 2021-07-28 |  | PVC | 2008 | Yes |  | 2021-07-28 |  | Non-lead
051568 | #3 516 ANGELA ST |  | Unknown | Yes |  | 2022-11-29 |  | PVC | 1943 | Yes |  | 2022-11-29 |  | Lead Status Unknown
051569 | #4 516 ANGELA ST |  | Unknown | Yes |  | 2022-11-29 |  | PVC | 1943 | Yes |  | 2022-11-29 |  | Lead Status Unknown
051570 | 3 BAPTIST LN |  | Polytube | Yes |  | 2022-07-12 |  | PVC | 1928 | Yes |  | 2022-07-12 |  | Non-lead
051571 | L3 214 G AVE |  | Unknown, Non-Lead | Yes |  | 2024-07-26 |  | Unknown, Non-Lead | 2015 | Yes |  | 2024-07-26 |  | Non-lead
051572 | 26 7TH AVE |  | Polytube | Yes |  | 2018-07-31 |  | PVC | 2007 | Yes |  | 2018-07-31 |  | Non-lead
051573 | UNIT B 215 HARBORVIEW DR |  | Polytube | Yes |  | 2023-02-27 |  | PVC | 1973 | Yes |  | 2023-02-27 |  | Non-lead
051574 | 1028 ADAMS DR |  | Unknown, Non-Lead | Yes |  | 2017-05-02 |  | PVC | 2008 | Yes |  | 2017-05-02 |  | Non-lead
051575 | 112 COASTAL DR |  | Unknown, Non-Lead | No |  |  |  | Unknown, Non-Lead | 2010 | No |  |  |  | Non-lead
051576 | 1507 SHAW DR |  | Unknown, Non-Lead | Yes |  | 2019-06-26 |  | PVC | 1997 | Yes |  | 2019-06-26 |  | Non-lead
051577 | 200 S AIRPORT RD |  | Polytube | Yes |  | 2024-04-11 |  | PVC | 1981 | Yes |  | 2024-04-11 |  | Non-lead
051578 | 1010 VON PHISTER ST |  | PVC | Yes |  | 2022-11-04 |  | PVC | 1986 | Yes |  | 2022-11-04 |  | Non-lead
051579 | IRRIGATION . 7TH AVE |  | Polytube | Yes |  | 2023-02-27 |  | PVC |  | Yes |  | 2023-02-27 |  | Non-lead
051580 | L15 B5 27327 MARTINIQUE LN |  | Unknown, Non-Lead | Yes |  | 2019-07-29 |  | Unknown, Non-Lead | 2007 | Yes |  | 2019-07-29 |  | Non-lead
051581 | 22717 BLACKBEARD LN |  | Unknown, Non-Lead | Yes |  | 2024-07-23 |  | Unknown, Non-Lead | 2007 | Yes |  | 2024-07-23 |  | Non-lead
051582 | IRRIGA 1400 UNITED ST |  | Polytube | Yes |  | 2022-09-02 |  | PVC | 1970 | Yes |  | 2022-09-02 |  | Non-lead
051583 | TOPPIN 2" HYDRANT MTR |  | Unknown, Non-Lead | Yes |  | 2022-07-06 |  | No Piping | Vacant | Yes |  | 2022-07-06 |  | Non-lead
051584 | 116 BUENA VISTA CT |  | Unknown, Non-Lead | Yes |  | 2022-01-27 |  | Unknown, Non-Lead | 2005 | Yes |  | 2022-01-27 |  | Non-lead
051585 | 154 JASMINE ST |  | Polytube | Yes |  | 2022-06-15 |  | PVC | 1985 | Yes |  | 2022-06-15 |  | Non-lead
051586 | 132 4TH LN |  | Unknown, Non-Lead | Yes |  | 2024-05-29 |  | PVC | 1989 | Yes |  | 2024-05-29 |  | Non-lead
051587 | 58570 OVERSEAS HWY |  | Unknown, Non-Lead | Yes |  | 2024-07-23 |  | Unknown, Non-Lead | 2011 | Yes |  | 2024-07-23 |  | Non-lead
051588 | 14 GULF DR |  | Unknown, Non-Lead | Yes |  | 2017-06-20 |  | Unknown, Non-Lead | 2007 | Yes |  | 2017-06-20 |  | Non-lead
051589 | 27 7TH AVE |  | Unknown, Non-Lead | Yes |  | 2018-11-27 |  | Unknown, Non-Lead | 2007 | Yes |  | 2018-11-27 |  | Non-lead
051590 | 28 7TH AVE |  | Unknown, Non-Lead | Yes |  | 2019-10-29 |  | Unknown, Non-Lead | 2007 | Yes |  | 2019-10-29 |  | Non-lead
051591 | 29 7TH AVE |  | Unknown, Non-Lead | Yes |  | 2024-04-09 |  | Unknown, Non-Lead | 2007 | Yes |  | 2024-04-09 |  | Non-lead
051592 | 30 7TH AVE |  | Unknown, Non-Lead | Yes |  | 2019-03-31 |  | Unknown, Non-Lead | 2007 | Yes |  | 2019-03-31 |  | Non-lead
051593 | 31 7TH AVE |  | Polytube | Yes |  | 2023-09-01 |  | PVC | 2007 | Yes |  | 2023-09-01 |  | Non-lead
051594 | 32 7TH AVE |  | Unknown, Non-Lead | No |  |  |  | Unknown, Non-Lead | 2007 | No |  |  |  | Non-lead
051595 | 34 7TH AVE |  | Unknown, Non-Lead | No |  |  |  | Unknown, Non-Lead | 2007 | No |  |  |  | Non-lead
051596 | 35 7TH AVE |  | Polytube | Yes |  | 2023-02-27 |  | PVC | 2007 | Yes |  | 2023-02-27 |  | Non-lead
051597 | 52 CANNON ROYAL DR |  | Unknown, Non-Lead | Yes |  | 2024-07-23 |  | Unknown, Non-Lead | 2007 | Yes |  | 2024-07-23 |  | Non-lead
051598 | TRACT A 179 VENETIAN WAY |  | Polytube | Yes |  | 2024-03-01 |  | PVC | 2004 | Yes |  | 2024-03-01 |  | Non-lead
051599 | APT 02 634 LOUISA ST |  | Unknown, Non-Lead | Yes |  | 2020-07-01 |  | Unknown, Non-Lead | 2007 | Yes |  | 2020-07-01 |  | Non-lead
051600 | APT 3 634 LOUISA ST |  | Unknown, Non-Lead | Yes |  | 2020-05-13 |  | PVC | 2007 | Yes |  | 2020-05-13 |  | Non-lead
051601 | APT 4 634 LOUISA ST |  | Unknown, Non-Lead | Yes |  | 2018-11-15 |  | PVC | 2007 | Yes |  | 2018-11-15 |  | Non-lead
051602 | APT 5 634 LOUISA ST |  | Polytube | Yes |  | 2022-11-10 |  | PVC | 2007 | Yes |  | 2022-11-10 |  | Non-lead
051603 | 1033 SANDYS WAY |  | Unknown, Non-Lead | Yes |  | 2019-07-23 |  | PVC | 2007 | Yes |  | 2019-07-23 |  | Non-lead
051604 | 101 ANGLERS WAY |  | Polytube | No |  |  |  | PVC | 2007 | No |  |  |  | Non-lead
051605 | 102 ANGLERS WAY |  | Polytube | Yes |  | 2023-02-21 |  | PVC | 2007 | Yes |  | 2023-02-21 |  | Non-lead
051606 | 103 ANGLERS WAY |  | Unknown, Non-Lead | Yes |  | 2021-07-26 |  | Unknown, Non-Lead | 2007 | Yes |  | 2021-07-26 |  | Non-lead
051607 | 104 ANGLERS WAY |  | Unknown, Non-Lead | Yes |  | 2020-09-17 |  | Unknown, Non-Lead | 2007 | Yes |  | 2020-09-17 |  | Non-lead
051608 | 105 ANGLERS WAY |  | Unknown, Non-Lead | Yes |  | 2020-02-04 |  | PVC | 2007 | Yes |  | 2020-02-04 |  | Non-lead
051609 | 106 ANGLERS WAY |  | Unknown, Non-Lead | Yes |  | 2020-01-16 |  | Unknown, Non-Lead | 2007 | Yes |  | 2020-01-16 |  | Non-lead
051610 | 107 ANGLERS WAY |  | Unknown, Non-Lead | Yes |  | 2021-05-14 |  | Unknown, Non-Lead | 2007 | Yes |  | 2021-05-14 |  | Non-lead
051611 | 108 ANGLERS WAY |  | Polytube | Yes |  | 2022-11-03 |  | PVC | 2007 | Yes |  | 2022-11-03 |  | Non-lead
051612 | 109 ANGLERS WAY |  | Unknown, Non-Lead | Yes |  | 2022-11-14 |  | PVC | 2007 | Yes |  | 2022-11-14 |  | Non-lead
051613 | 110 ANGLERS WAY |  | Unknown, Non-Lead | Yes |  | 2018-04-16 |  | Unknown, Non-Lead | 2007 | Yes |  | 2018-04-16 |  | Non-lead
051614 | 111 ANGLERS WAY |  | Unknown, Non-Lead | Yes |  | 2018-01-22 |  | Polytube | 2007 | Yes |  | 2018-01-22 |  | Non-lead
051615 | 112 ANGLERS WAY |  | Polytube | Yes |  | 2021-04-20 |  | PVC | 2007 | Yes |  | 2021-04-20 |  | Non-lead
051616 | 113 ANGLERS WAY |  | Unknown, Non-Lead | No |  |  |  | Unknown, Non-Lead | 2007 | No |  |  |  | Non-lead
051617 | PTL8/9 114 ANGLERS WAY |  | Unknown, Non-Lead | Yes |  | 2021-09-20 |  | Unknown, Non-Lead | 2007 | Yes |  | 2021-09-20 |  | Non-lead
051618 | 115 ANGLERS WAY |  | Unknown, Non-Lead | Yes |  | 2020-09-17 |  | Unknown, Non-Lead | 2007 | Yes |  | 2020-09-17 |  | Non-lead
051619 | 116 ANGLERS WAY |  | Unknown, Non-Lead | Yes |  | 2021-07-16 |  | PVC | 2007 | Yes |  | 2021-07-16 |  | Non-lead
051620 | 117 ANGLERS WAY |  | Unknown, Non-Lead | Yes |  | 2021-09-20 |  | PVC | 2008 | Yes |  | 2021-09-20 |  | Non-lead
051621 | 118 ANGLERS WAY |  | Unknown, Non-Lead | Yes |  | 2019-08-13 |  | Unknown, Non-Lead | 2007 | Yes |  | 2019-08-13 |  | Non-lead
051622 | 119 ANGLERS WAY |  | Polytube | Yes |  | 2022-06-23 |  | PVC | 2007 | Yes |  | 2022-06-23 |  | Non-lead
051623 | 120 ANGLERS WAY |  | Unknown, Non-Lead | Yes |  | 2021-07-28 |  | Unknown, Non-Lead | 2007 | Yes |  | 2021-07-28 |  | Non-lead
051624 | 121 ANGLERS WAY |  | Unknown, Non-Lead | Yes |  | 2021-04-29 |  | Unknown, Non-Lead | 2007 | Yes |  | 2021-04-29 |  | Non-lead
051625 | 122 ANGLERS WAY |  | Unknown, Non-Lead | Yes |  | 2022-11-21 |  | Unknown, Non-Lead | 2007 | Yes |  | 2022-11-21 |  | Non-lead
051626 | 123 ANGLERS WAY |  | Unknown, Non-Lead | Yes |  | 2021-01-20 |  | Unknown, Non-Lead | 2007 | Yes |  | 2021-01-20 |  | Non-lead
051627 | 124 ANGLERS WAY |  | Unknown, Non-Lead | Yes |  | 2018-11-07 |  | Unknown, Non-Lead | 2007 | Yes |  | 2018-11-07 |  | Non-lead
051628 | 125 ANGLERS WAY |  | Unknown, Non-Lead | No |  |  |  | Unknown, Non-Lead | 2007 | No |  |  |  | Non-lead
051629 | 126 ANGLERS WAY |  | Unknown, Non-Lead | Yes |  | 2020-04-23 |  | Unknown, Non-Lead | 2007 | Yes |  | 2020-04-23 |  | Non-lead
051630 | 127 ANGLERS WAY |  | Unknown, Non-Lead | Yes |  | 2020-03-18 |  | Unknown, Non-Lead | 2007 | Yes |  | 2020-03-18 |  | Non-lead
051631 | 128 ANGLERS WAY |  | Unknown, Non-Lead | Yes |  | 2022-01-20 |  | PVC | 2007 | Yes |  | 2022-01-20 |  | Non-lead
051632 | 129 ANGLERS WAY |  | Polytube | Yes |  | 2023-08-31 |  | PVC | 2007 | Yes |  | 2023-08-31 |  | Non-lead
051633 | 130 ANGLERS WAY |  | Polytube | Yes |  | 2024-02-23 |  | PVC | 2007 | Yes |  | 2024-02-23 |  | Non-lead
051634 | 131 ANGLERS WAY |  | Unknown, Non-Lead | Yes |  | 2021-01-28 |  | PVC | 2007 | Yes |  | 2021-01-28 |  | Non-lead
051635 | 132 ANGLERS WAY |  | Unknown, Non-Lead | No |  |  |  | Unknown, Non-Lead | 2007 | No |  |  |  | Non-lead
051636 | 133 ANGLERS WAY |  | Unknown, Non-Lead | No |  |  |  | Unknown, Non-Lead | 2007 | No |  |  |  | Non-lead
051637 | 134 ANGLERS WAY |  | Unknown, Non-Lead | Yes |  | 2021-11-29 |  | Unknown, Non-Lead | 2007 | Yes |  | 2021-11-29 |  | Non-lead
051638 | 135 ANGLERS WAY |  | Polytube | Yes |  | 2023-09-26 |  | PVC | 2007 | Yes |  | 2023-09-26 |  | Non-lead
051639 | 136 ANGLERS WAY |  | Unknown, Non-Lead | Yes |  | 2021-04-20 |  | Unknown, Non-Lead | 2007 | Yes |  | 2021-04-20 |  | Non-lead
051640 | 137 ANGLERS WAY |  | Polytube | Yes |  | 2022-09-19 |  | PVC | 2007 | Yes |  | 2022-09-19 |  | Non-lead
051641 | 138 ANGLERS WAY |  | Unknown, Non-Lead | Yes |  | 2019-10-31 |  | Unknown, Non-Lead | 2007 | Yes |  | 2019-10-31 |  | Non-lead
051642 | 139 ANGLERS WAY |  | Polytube | Yes |  | 2022-07-06 |  | PVC | 2007 | Yes |  | 2022-07-06 |  | Non-lead
051643 | 140 ANGLERS WAY |  | Unknown, Non-Lead | Yes |  | 2019-02-21 |  | Unknown, Non-Lead | 2007 | Yes |  | 2019-02-21 |  | Non-lead
051644 | 141 ANGLERS WAY |  | Unknown, Non-Lead | Yes |  | 2018-11-13 |  | Unknown, Non-Lead | 2007 | Yes |  | 2018-11-13 |  | Non-lead
051645 | 142 ANGLERS WAY |  | Polytube | Yes |  | 2023-02-21 |  | PVC | 2007 | Yes |  | 2023-02-21 |  | Non-lead
051646 | 143 ANGLERS WAY |  | Unknown, Non-Lead | Yes |  | 2021-09-23 |  | Unknown, Non-Lead | 2007 | Yes |  | 2021-09-23 |  | Non-lead
051647 | 144 ANGLERS WAY |  | Polytube | Yes |  | 2022-08-19 |  | PVC | 2007 | Yes |  | 2022-08-19 |  | Non-lead
051648 | 145 ANGLERS WAY |  | Unknown, Non-Lead | No |  |  |  | Unknown, Non-Lead | 2007 | No |  |  |  | Non-lead
051649 | 146 ANGLERS WAY |  | Polytube | Yes |  | 2023-02-21 |  | PVC | 2008 | Yes |  | 2023-02-21 |  | Non-lead
051650 | 147 ANGLERS WAY |  | Unknown, Non-Lead | Yes |  | 2020-07-24 |  | Unknown, Non-Lead | 2009 | Yes |  | 2020-07-24 |  | Non-lead
051651 | 148 ANGLERS WAY |  | Unknown, Non-Lead | Yes |  | 2022-08-12 |  | Unknown, Non-Lead | 2007 | Yes |  | 2022-08-12 |  | Non-lead
051652 | 149 ANGLERS WAY |  | Unknown, Non-Lead | Yes |  | 2018-03-21 |  | Unknown, Non-Lead | 2007 | Yes |  | 2018-03-21 |  | Non-lead
051653 | 150 ANGLERS WAY |  | Unknown, Non-Lead | Yes |  | 2020-09-23 |  | Unknown, Non-Lead | 2007 | Yes |  | 2020-09-23 |  | Non-lead
051654 | 151 ANGLERS WAY |  | Unknown, Non-Lead | Yes |  | 2023-12-29 |  | Unknown, Non-Lead | 2007 | Yes |  | 2023-12-29 |  | Non-lead
051655 | 152 ANGLERS WAY |  | Unknown, Non-Lead | Yes |  | 2021-12-06 |  | Unknown, Non-Lead | 2007 | Yes |  | 2021-12-06 |  | Non-lead
051656 | LOCATION IRRIGATION 2 NASSAU LN |  | Polytube | Yes |  | 2022-09-07 |  | PVC | 1938 | Yes |  | 2022-09-07 |  | Non-lead
051657 | LOCATION IRRIGATION 809 WASHINGTON ST |  | Polytube | Yes |  | 2022-11-15 |  | PVC | 2007 | Yes |  | 2022-11-15 |  | Non-lead
051658 | 1613 HOEY DR |  | Polytube | Yes |  | 2023-05-04 |  | Copper | 1966 | Yes |  | 2023-05-04 |  | Non-lead
051659 | 1613 HOEY DR |  | Ductile Iron | Yes |  | 2023-01-31 |  | Ductile Iron | 1966 | Yes |  | 2023-01-31 |  | Non-lead
051660 | ST 1201 DUVAL |  | Unknown | Yes |  | 2022-09-26 |  | PVC | 1948 | Yes |  | 2022-09-26 |  | Lead Status Unknown
051661 | 114 OCEAN SHORES DR |  | Unknown, Non-Lead | Yes |  | 2019-11-04 |  | Unknown, Non-Lead | 2008 | Yes |  | 2019-11-04 |  | Non-lead
051662 | 173 NAUTILUS DR |  | Polytube | Yes |  | 2022-06-29 |  | PVC | 1976 | Yes |  | 2022-06-29 |  | Non-lead
051663 | AVE 45 BONEFISH |  | Unknown, Non-Lead | Yes |  | 2018-10-03 |  | Unknown, Non-Lead | 2011 | Yes |  | 2018-10-03 |  | Non-lead
051664 | 43 ORANGE DR |  | Unknown, Non-Lead | Yes |  | 2019-02-27 |  | Unknown, Non-Lead | 2017 | Yes |  | 2019-02-27 |  | Non-lead
051665 | 13 CORRINE PL |  | Unknown, Non-Lead | Yes |  | 2022-04-25 |  | PVC | 2008 | Yes |  | 2022-04-25 |  | Non-lead
051666 | 1032 SANDYS WAY |  | Unknown, Non-Lead | Yes |  | 2019-03-04 |  | Unknown, Non-Lead | 2007 | Yes |  | 2019-03-04 |  | Non-lead
051667 | 1026 SANDYS WAY |  | Unknown, Non-Lead | No |  |  |  | Unknown, Non-Lead | 2006 | No |  |  |  | Non-lead
051668 | 2 BAY DR |  | Unknown, Non-Lead | No |  |  |  | Unknown, Non-Lead | 2007 | No |  |  |  | Non-lead
051669 | 35 SEA LORE LN |  | Unknown, Non-Lead | Yes |  | 2019-03-31 |  | Unknown, Non-Lead | 1988 | Yes |  | 2019-03-31 |  | Non-lead
051670 | APT 4 1304 WHITE ST |  | Polytube | Yes |  | 2022-09-08 |  | PVC | 1953 | Yes |  | 2022-09-08 |  | Non-lead
051671 | 96 ANTIGUA ST |  | Unknown, Non-Lead | Yes |  | 2023-05-24 |  | PVC | 2007 | Yes |  | 2023-05-24 |  | Non-lead
051672 | 94 ANTIGUA ST |  | Unknown, Non-Lead | No |  |  |  | Unknown, Non-Lead | 2007 | No |  |  |  | Non-lead
051673 | 107 E AVE |  | Unknown, Non-Lead | Yes |  | 2021-09-23 |  | Unknown, Non-Lead | 2011 | Yes |  | 2021-09-23 |  | Non-lead
051674 | 56 CANNON ROYAL DR |  | Unknown, Non-Lead | Yes |  | 2024-05-24 |  | Polytube | 2009 | Yes |  | 2024-05-24 |  | Non-lead
051675 | LOT 29 62900 OVERSEAS HWY |  | Polytube | Yes |  | 2022-07-15 |  | PVC | 2007 | Yes |  | 2022-07-15 |  | Non-lead
051676 | 6 OCEAN VIEW BLVD |  | Unknown, Non-Lead | Yes |  | 2021-02-09 |  | PVC | 2008 | Yes |  | 2021-02-09 |  | Non-lead
051677 | 210 HISPANOLA RD |  | Unknown, Non-Lead | Yes |  | 2024-05-20 |  | Unknown, Non-Lead | 2008 | Yes |  | 2024-05-20 |  | Non-lead
051678 | 494 BARRACUDA BLVD |  | Unknown, Non-Lead | Yes |  | 2017-03-08 |  | Unknown, Non-Lead | 2009 | Yes |  | 2017-03-08 |  | Non-lead
051679 | UNIT A 98840 OVERSEAS HWY |  | Unknown, Non-Lead | No |  |  |  | Unknown, Non-Lead | 2007 | No |  |  |  | Non-lead
051680 | 92 JOHN ST |  | Unknown, Non-Lead | Yes |  | 2021-12-29 |  | Unknown, Non-Lead | 2006 | Yes |  | 2021-12-29 |  | Non-lead
051681 | RD 16770 CYPRESS |  | Unknown, Non-Lead | No |  |  |  | Unknown, Non-Lead | 1996 | No |  |  |  | Non-lead
051682 | APT REAR 208 OLIVIA ST |  | Unknown, Non-Lead | Yes |  | 2020-07-31 |  | Unknown, Non-Lead | 2007 | Yes |  | 2020-07-31 |  | Non-lead
051683 | OCEAN 425 24TH ST |  | Polytube | Yes |  | 2024-02-28 |  | PVC | 1965 | Yes |  | 2024-02-28 |  | Non-lead
051684 | E 33 QUAY RD |  | Polytube | Yes |  | 2024-09-05 |  | PVC | 1987 | Yes |  | 2024-09-05 |  | Non-lead
051685 | 724 COPA D'ORO |  | Unknown, Non-Lead | Yes |  | 2021-11-05 |  | Unknown, Non-Lead | 2013 | Yes |  | 2021-11-05 |  | Non-lead
051686 | 29553 CANAL ST |  | Unknown, Non-Lead | No |  |  |  | Unknown, Non-Lead | 2011 | No |  |  |  | Non-lead
051687 | SOUTH 23 KYLE WAY |  | Polytube | Yes |  | 2024-01-09 |  | PVC | 1995 | Yes |  | 2024-01-09 |  | Non-lead
051688 | 255 15TH CIR |  | Polytube | Yes |  | 2023-02-06 |  | PVC | 2007 | Yes |  | 2023-02-06 |  | Non-lead
051689 | LOT 4 CANAL ST |  | Polytube | Yes |  | 2023-08-21 |  | PVC |  | Yes |  | 2023-08-21 |  | Non-lead
051690 | DOWN 412 WHITE ST |  | Unknown, Non-Lead | No |  |  |  | Unknown, Non-Lead | 2007 | No |  |  |  | Non-lead
051691 | APT BACK 412 WHITE ST |  | Unknown | Yes |  | 2022-09-08 |  | PVC | 1970 | Yes |  | 2022-09-08 |  | Lead Status Unknown
051692 | APT 201 412 WHITE ST |  | Unknown, Non-Lead | Yes |  | 2019-05-31 |  | Unknown, Non-Lead | 2007 | Yes |  | 2019-05-31 |  | Non-lead
051693 | WEST 20863 4TH AVE |  | Unknown, Non-Lead | Yes |  | 2021-08-05 |  | Unknown, Non-Lead | 2008 | Yes |  | 2021-08-05 |  | Non-lead
051694 | 124 S LAYTON DR |  | Polytube | Yes |  | 2022-06-27 |  | PVC | 1975 | Yes |  | 2022-06-27 |  | Non-lead
051695 | UNIT B 98840 OVERSEAS HWY WEST SIDE |  | Unknown, Non-Lead | Yes |  | 2019-05-29 |  | Unknown, Non-Lead | 2007 | Yes |  | 2019-05-29 |  | Non-lead
051697 | 495 CORAL LN |  | Polytube | No |  |  |  | PVC | 2008 | No |  |  |  | Non-lead
051698 | 1162 DE PALMAS BLVD |  | Unknown, Non-Lead | Yes |  | 2024-02-14 |  | Unknown, Non-Lead | 2008 | Yes |  | 2024-02-14 |  | Non-lead
051699 | MONTESSORI SCHL 86731 OLD HWY |  | Unknown | Yes |  | 2022-06-21 |  | Unknown | 1958 | Yes |  | 2022-06-21 |  | Lead Status Unknown
051701 | L2 B23 22821 JOHN SILVER LN |  | Polytube | Yes |  | 2022-07-06 |  | PVC | 2007 | Yes |  | 2022-07-06 |  | Non-lead
051702 | 31300 OVERSEAS HWY |  | Unknown, Non-Lead | Yes |  | 2018-09-24 |  | Unknown, Non-Lead | 1990 | Yes |  | 2018-09-24 |  | Non-lead
051703 | 499 SAWYER DR |  | Unknown, Non-Lead | No |  |  |  | Unknown, Non-Lead | 2008 | No |  |  |  | Non-lead
051704 | L23 BD 32 VENETIAN WAY |  | Unknown, Non-Lead | Yes |  | 2019-02-05 |  | PVC | 2009 | Yes |  | 2019-02-05 |  | Non-lead
051705 | 104 COCO PLUM DR |  | Unknown, Non-Lead | Yes |  | 2023-08-25 |  | Unknown, Non-Lead | 1993 | Yes |  | 2023-08-25 |  | Non-lead
051706 | BATHHOUSE 150 COCO PLUM DR |  | Polytube | Yes |  | 2023-02-06 |  | PVC | 1987 | Yes |  | 2023-02-06 |  | Non-lead
051707 | 170 W 63RD OCEAN ST |  | Unknown, Non-Lead | Yes |  | 2022-01-26 |  | Unknown, Non-Lead | 2007 | Yes |  | 2022-01-26 |  | Non-lead
051708 | 22962 JOHN AVERY LN |  | Unknown, Non-Lead | No |  |  |  | Unknown, Non-Lead | 2007 | No |  |  |  | Non-lead
051709 | FIRE 921 W OCEAN DR |  | Unknown, Non-Lead | Yes |  | 2021-10-26 |  | Unknown, Non-Lead | 2007 | Yes |  | 2021-10-26 |  | Non-lead
051710 | 182 JASMINE ST |  | Polytube | Yes |  | 2022-10-19 |  | PVC | 2008 | Yes |  | 2022-10-19 |  | Non-lead
051712 | 125 SAN JUAN DR |  | Polytube | Yes |  | 2022-06-13 |  | PVC |  | Yes |  | 2022-06-13 |  | Non-lead
051713 | 246 GARDENIA ST |  | Polytube | Yes |  | 2024-02-15 |  | PVC | 2016 | Yes |  | 2024-02-15 |  | Non-lead
051714 | FIRE 100 COUNTRY CLUB RD |  | Unknown, Non-Lead | Yes |  | 2020-01-13 |  | Unknown, Non-Lead | 2007 | Yes |  | 2020-01-13 |  | Non-lead
051715 | 17142 STARFISH LN |  | Polytube | No |  |  |  | PVC | 2010 | No |  |  |  | Non-lead
051716 | 105 2ND LN |  | Polytube | Yes |  | 2023-02-08 |  | PVC | 1987 | Yes |  | 2023-02-08 |  | Non-lead
051717 | 425 FOURTH RD |  | Unknown, Non-Lead | No |  |  |  | Unknown, Non-Lead | 2008 | No |  |  |  | Non-lead
051718 | 21090 5TH EAST AVE |  | Unknown, Non-Lead | No |  |  |  | Unknown, Non-Lead | 1998 | No |  |  |  | Non-lead
051719 | 252 BOUGAINVILLEA St |  | Unknown, Non-Lead | Yes |  | 2021-03-23 |  | Unknown, Non-Lead | 2007 | Yes |  | 2021-03-23 |  | Non-lead
051720 | 32 6TH AVE |  | Unknown, Non-Lead | No |  |  |  | Unknown, Non-Lead | 2007 | No |  |  |  | Non-lead
051721 | 34 6TH AVE |  | Unknown, Non-Lead | Yes |  | 2018-12-13 |  | Unknown, Non-Lead | 2007 | Yes |  | 2018-12-13 |  | Non-lead
051722 | 36 6TH AVE |  | Unknown, Non-Lead | No |  |  |  | Unknown, Non-Lead | 2007 | No |  |  |  | Non-lead
051723 | 38 6TH AVE |  | Unknown, Non-Lead | No |  |  |  | Unknown, Non-Lead | 2007 | No |  |  |  | Non-lead
051724 | 40 6TH AVE |  | Unknown, Non-Lead | No |  |  |  | Unknown, Non-Lead | 2007 | No |  |  |  | Non-lead
051725 | 42 6TH AVE |  | Polytube | No |  |  |  | PVC | 2007 | No |  |  |  | Non-lead
051726 | 44 6TH AVE |  | Unknown, Non-Lead | Yes |  | 2020-03-20 |  | PVC | 2007 | Yes |  | 2020-03-20 |  | Non-lead
051727 | 46 6TH AVE |  | Unknown, Non-Lead | Yes |  | 2019-07-01 |  | Unknown, Non-Lead | 2007 | Yes |  | 2019-07-01 |  | Non-lead
051728 | 48 6TH AVE |  | Unknown, Non-Lead | Yes |  | 2019-05-20 |  | Unknown, Non-Lead | 2007 | Yes |  | 2019-05-20 |  | Non-lead
051729 | 50 6TH ST |  | Unknown, Non-Lead | No |  |  |  | Unknown, Non-Lead | 2007 | No |  |  |  | Non-lead
051730 | 84977 OLD HWY |  | Polytube | Yes |  | 2022-07-25 |  | Copper |  | Yes |  | 2022-07-25 |  | Non-lead
051731 | 84977 OLD HWY |  | Polytube | Yes |  | 2022-06-28 |  | PVC |  | Yes |  | 2022-06-28 |  | Non-lead
051732 | 84977 OLD HWY |  | Polytube | Yes |  | 2022-06-28 |  | Copper |  | Yes |  | 2022-06-28 |  | Non-lead
051733 | 1819 VENETIA ST |  | Unknown, Non-Lead | No |  |  |  | Unknown, Non-Lead | 2013 | No |  |  |  | Non-lead
051734 | 1823 VENETIA ST |  | Unknown, Non-Lead | No |  |  |  | Unknown, Non-Lead | 2013 | No |  |  |  | Non-lead
051736 | 6811 SHRIMP RD |  | Polytube | Yes |  | 2023-03-08 |  | PVC | 1968 | Yes |  | 2023-03-08 |  | Non-lead
051737 | 134 NEWFOUND BLVD |  | Unknown, Non-Lead | No |  |  |  | Unknown, Non-Lead | 2008 | No |  |  |  | Non-lead
051738 | APT REAR 2009 PATTERSON AVE |  | Unknown | Yes |  | 2023-04-26 |  | PVC | 1950 | Yes |  | 2023-04-26 |  | Lead Status Unknown
051739 | 17073 CORAL DR |  | Unknown, Non-Lead | Yes |  | 2019-06-03 |  | Unknown, Non-Lead | 2010 | Yes |  | 2019-06-03 |  | Non-lead
051740 | E FIRE 33 QUAY RD |  | Polytube | Yes |  | 2022-06-27 |  | PVC |  | Yes |  | 2022-06-27 |  | Non-lead
051741 | #37 62900 OVERSEAS HWY |  | Polytube | Yes |  | 2022-05-13 |  | PVC | 2009 | Yes |  | 2022-05-13 |  | Non-lead
051742 | BLVD 1616 ATLANTIC |  | Polytube | Yes |  | 2023-12-15 |  | PVC |  | Yes |  | 2023-12-15 |  | Non-lead
051743 | UNIT FIRE 616 CAROLINE ST |  | Galvanized | Yes |  | 2023-02-28 |  | Galvanized | 1933 | Yes |  | 2023-02-28 |  | Galvanized Requiring Replacement
051744 | 16705 TAMARIND RD |  | Unknown, Non-Lead | Yes |  | 2018-06-14 |  | PVC | 2015 | Yes |  | 2018-06-14 |  | Non-lead
051745 | 56633 OVERSEAS HWY |  | Unknown, Non-Lead | No |  |  |  | Unknown, Non-Lead | 2008 | No |  |  |  | Non-lead
051746 | 220 S ANGLERS DR |  | Unknown, Non-Lead | Yes |  | 2024-01-25 |  | PVC | 2002 | Yes |  | 2024-01-25 |  | Non-lead
051748 | 350 SOMBRERO BEACH Rd |  | Cast Iron | Yes |  | 2024-05-21 |  | Cast Iron | 1985 | Yes |  | 2024-05-21 |  | Non-lead
051749 | FIRE SOMBRERO BCH RD |  | Unknown, Non-Lead | No |  |  |  | No Piping | 1985 | No |  |  |  | Non-lead
051750 | 937 GULF DR |  | Unknown, Non-Lead | Yes |  | 2023-10-18 |  | Unknown, Non-Lead | 2008 | Yes |  | 2023-10-18 |  | Non-lead
051751 | 22962 HAWKINS LN |  | Unknown, Non-Lead | Yes |  | 2018-09-20 |  | Unknown, Non-Lead | 2007 | Yes |  | 2018-09-20 |  | Non-lead
051752 | APT 2 1302 FLAGLER AVE |  | Polytube | Yes |  | 2024-03-13 |  | PVC | 1958 | Yes |  | 2024-03-13 |  | Non-lead
051753 | 27415 BARBUDA LN |  | Unknown, Non-Lead | No |  |  |  | Unknown, Non-Lead | 2008 | No |  |  |  | Non-lead
051755 | 41 7TH AVE |  | Polytube | Yes |  | 2018-09-28 |  | PVC | 2007 | Yes |  | 2018-09-28 |  | Non-lead
051756 | 42 7TH AVE |  | Unknown, Non-Lead | No |  |  |  | Unknown, Non-Lead | 2007 | No |  |  |  | Non-lead
051757 | 43 7TH AVE |  | Unknown, Non-Lead | No |  |  |  | Unknown, Non-Lead | 2007 | No |  |  |  | Non-lead
051758 | 44 7TH AVE |  | Unknown, Non-Lead | No |  |  |  | Unknown, Non-Lead | 2007 | No |  |  |  | Non-lead
051759 | 45 7TH AVE |  | Unknown, Non-Lead | Yes |  | 2022-04-27 |  | Unknown, Non-Lead | 2007 | Yes |  | 2022-04-27 |  | Non-lead
051760 | 46 7TH AVE |  | Unknown, Non-Lead | No |  |  |  | Unknown, Non-Lead | 2007 | No |  |  |  | Non-lead
051761 | 47 7TH AVE |  | Unknown, Non-Lead | Yes |  | 2022-02-22 |  | Unknown, Non-Lead | 2007 | Yes |  | 2022-02-22 |  | Non-lead
051762 | 48 7TH AVE |  | Unknown, Non-Lead | No |  |  |  | Unknown, Non-Lead | 2007 | No |  |  |  | Non-lead
051763 | 49 7TH AVE |  | Polytube | Yes |  | 2025-03-20 |  | PVC | 2007 | Yes |  | 2025-03-20 |  | Non-lead
051764 | 50 7TH AVE |  | Unknown, Non-Lead | Yes |  | 2018-11-30 |  | Unknown, Non-Lead | 2007 | Yes |  | 2018-11-30 |  | Non-lead
051765 | 107 PIRATES COVE DR |  | Unknown, Non-Lead | Yes |  | 2022-03-30 |  | Unknown, Non-Lead | 2008 | Yes |  | 2022-03-30 |  | Non-lead
051766 | 29491 RANGER AVE |  | Unknown, Non-Lead | Yes |  | 2024-04-24 |  | Unknown, Non-Lead | 1996 | Yes |  | 2024-04-24 |  | Non-lead
051767 | OCEAN 1360 73RD ST |  | Unknown, Non-Lead | Yes |  | 2022-02-15 |  | Unknown, Non-Lead | 2002 | Yes |  | 2022-02-15 |  | Non-lead
051768 | W IRRIGATION 1101 OCEAN DR |  | Polytube | Yes |  | 2022-10-22 |  | PVC | 1973 | Yes |  | 2022-10-22 |  | Non-lead
051769 | IRRIGATION 864 COPA D'ORO |  | Polytube | Yes |  | 2024-04-24 |  | PVC | 1981 | Yes |  | 2024-04-24 |  | Non-lead
051770 | 1 KEY COVE DR |  | Unknown, Non-Lead | No |  |  |  | Unknown, Non-Lead | 2007 | No |  |  |  | Non-lead
051771 | 2 KEY COVE DR |  | Unknown, Non-Lead | Yes |  | 2021-09-27 |  | Unknown, Non-Lead | 2007 | Yes |  | 2021-09-27 |  | Non-lead
051772 | 3 KEY COVE DR |  | Unknown, Non-Lead | No |  |  |  | Unknown, Non-Lead | 2007 | No |  |  |  | Non-lead
051773 | 4 KEY COVE DR |  | Unknown, Non-Lead | No |  |  |  | Unknown, Non-Lead | 2007 | No |  |  |  | Non-lead
051774 | 5 KEY COVE DR |  | Unknown, Non-Lead | Yes |  | 2019-05-03 |  | Unknown, Non-Lead | 2007 | Yes |  | 2019-05-03 |  | Non-lead
051775 | 6 KEY COVE DR |  | Unknown, Non-Lead | Yes |  | 2019-05-15 |  | Unknown, Non-Lead | 2007 | Yes |  | 2019-05-15 |  | Non-lead
051776 | 7 KEY COVE DR |  | Unknown, Non-Lead | No |  |  |  | Unknown, Non-Lead | 2007 | No |  |  |  | Non-lead
051777 | 8 KEY COVE DR |  | Unknown, Non-Lead | Yes |  | 2019-03-27 |  | Unknown, Non-Lead | 2007 | Yes |  | 2019-03-27 |  | Non-lead
051778 | UNIT 9 KEY COVE DR |  | Unknown, Non-Lead | Yes |  | 2022-07-18 |  | Unknown, Non-Lead | 1992 | Yes |  | 2022-07-18 |  | Non-lead
051779 | 10 KEY COVE DR |  | Polytube | Yes |  | 2022-12-06 |  | Polytube | 1992 | Yes |  | 2022-12-06 |  | Non-lead
051780 | A 99830 OVERSEAS PT/TR15 HWY |  | Polytube | Yes |  | 2023-01-30 |  | PVC | 1947 | Yes |  | 2023-01-30 |  | Non-lead
051781 | B 99830 OVERSEAS PT/TR15 HWY |  | Polytube | Yes |  | 2023-01-30 |  | PVC | 1947 | Yes |  | 2023-01-30 |  | Non-lead
051782 | 2 SEXTON WAY |  | Polytube | Yes |  | 2024-09-05 |  | PVC | 1988 | Yes |  | 2024-09-05 |  | Non-lead
051783 | 34 HALFWAY RD |  | Unknown, Non-Lead | Yes |  | 2017-09-05 |  | Copper | 2008 | Yes |  | 2017-09-05 |  | Non-lead
051784 | CORT LOT A LN |  | Polytube | Yes |  | 2022-07-19 |  | PVC |  | Yes |  | 2022-07-19 |  | Non-lead
051785 | APT 2 616 CAROLINE ST |  | Unknown | Yes |  | 2022-10-27 |  | PVC | 1933 | Yes |  | 2022-10-27 |  | Lead Status Unknown
051786 | APT 3 616 CAROLINE ST |  | Unknown | Yes |  | 2022-10-27 |  | PVC | 1933 | Yes |  | 2022-10-27 |  | Lead Status Unknown
051787 | UNIT 4 616 CAROLINE ST |  | Unknown | Yes |  | 2024-07-12 |  | PVC | 1933 | Yes |  | 2024-07-12 |  | Lead Status Unknown
051788 | APT 5 616 CAROLINE ST |  | Unknown | Yes |  | 2024-06-21 |  | PVC | 1933 | Yes |  | 2024-06-21 |  | Lead Status Unknown
051789 | APT 6 616 CAROLINE ST |  | Unknown | Yes |  | 2022-10-27 |  | PVC | 1933 | Yes |  | 2022-10-27 |  | Lead Status Unknown
051790 | C 103 ALYNN PL |  | Unknown, Non-Lead | No |  |  |  | No Piping | Vacant | No |  |  |  | Non-lead
051791 | 315 STIRRUP KEY BLVD |  | Unknown, Non-Lead | Yes |  | 2024-06-24 |  | Unknown, Non-Lead | 2008 | Yes |  | 2024-06-24 |  | Non-lead
051792 | 28565 ARICA RD |  | Polytube | Yes |  | 2023-03-31 |  | PVC | 2009 | Yes |  | 2023-03-31 |  | Non-lead
051793 | 90 TINGLER LN |  | Unknown, Non-Lead | Yes |  | 2023-11-17 |  | PVC | 2007 | Yes |  | 2023-11-17 |  | Non-lead
051794 | 22989 CALICO JACK CIR |  | Unknown, Non-Lead | Yes |  | 2024-05-20 |  | PVC | 2009 | Yes |  | 2024-05-20 |  | Non-lead
051795 | APT COMMON 616 CAROLINE ST |  | Unknown | Yes |  | 2022-10-27 |  | PVC | 1933 | Yes |  | 2022-10-27 |  | Lead Status Unknown
051796 | HYDRANT KW-223 NORTHSIDE CT |  | Unknown, Non-Lead | Yes |  | 2023-05-04 |  | No Piping | 1965 | Yes |  | 2023-05-04 |  | Non-lead
051797 | 1401 SIMONTON ST |  | Polytube | Yes |  | 2024-05-24 |  | PVC | 1985 | Yes |  | 2024-05-24 |  | Non-lead
051798 | 3 E QUAY RD |  | Polytube | Yes |  | 2024-05-06 |  | PVC | 1987 | Yes |  | 2024-05-06 |  | Non-lead
051800 | 28047 MILLS RD |  | Polytube | Yes |  | 2024-06-04 |  | PVC | 1977 | Yes |  | 2024-06-04 |  | Non-lead
051801 | 2484 PALM BEACH DR |  | Polytube | Yes |  | 2023-02-21 |  | PVC | 1985 | Yes |  | 2023-02-21 |  | Non-lead
051802 | BLDG A 918 FORT ST |  | Polytube | Yes |  | 2022-07-13 |  | Copper | 1942 | Yes |  | 2022-07-13 |  | Non-lead
051803 | 29428 RANGER AVE |  | Unknown, Non-Lead | Yes |  | 2023-12-28 |  | Unknown, Non-Lead | 2010 | Yes |  | 2023-12-28 |  | Non-lead
051804 | 927 UNITED ST |  | Polytube | Yes |  | 2023-11-30 |  | PVC | 1933 | Yes |  | 2023-11-30 |  | Non-lead
051805 | 124 IROQUOIS DR |  | Unknown, Non-Lead | Yes |  | 2021-04-28 |  | Unknown, Non-Lead | 2009 | Yes |  | 2021-04-28 |  | Non-lead
051806 | 136 W PLAZA DEL SOL |  | Unknown, Non-Lead | Yes |  | 2021-09-03 |  | Unknown, Non-Lead | 1989 | Yes |  | 2021-09-03 |  | Non-lead
051808 | 29 COCONUT DR |  | Polytube | Yes |  | 2022-11-17 |  | PVC | 1987 | Yes |  | 2022-11-17 |  | Non-lead
051809 | RD 138 MOCKINGBIRD |  | Unknown, Non-Lead | No |  |  |  | Unknown, Non-Lead | 2008 | No |  |  |  | Non-lead
051810 | 6000 PENINSULAR AVE |  | Unknown, Non-Lead | No |  |  |  | Unknown, Non-Lead | 2008 | No |  |  |  | Non-lead
051811 | UNIT FIRE 6000 PENINSULAR AVE |  | Unknown, Non-Lead | Yes |  | 2020-05-13 |  | Unknown, Non-Lead | 2008 | Yes |  | 2020-05-13 |  | Non-lead
051815 | 29118 MANGO LN |  | Unknown, Non-Lead | Yes |  | 2017-08-02 |  | PVC | 2008 | Yes |  | 2017-08-02 |  | Non-lead
051816 | 1816 FLAGLER AVE |  | Polytube | Yes |  | 2022-08-26 |  | PVC | 1953 | Yes |  | 2022-08-26 |  | Non-lead
051817 | 1910 N ROOSEVELT BLVD |  | Polytube | Yes |  | 2023-05-25 |  | PVC | 1980 | Yes |  | 2023-05-25 |  | Non-lead
051818 | 293 SUNSET KEY DR |  | Unknown, Non-Lead | No |  |  |  | Unknown, Non-Lead | 2008 | No |  |  |  | Non-lead
051819 | UNIT 2 719 EISENHOWER DR |  | Unknown, Non-Lead | Yes |  | 2020-03-16 |  | Unknown, Non-Lead | 2008 | Yes |  | 2020-03-16 |  | Non-lead
051820 | UNIT E 139 GIMPY GULCH DR |  | Unknown, Non-Lead | Yes |  | 2021-09-02 |  | Unknown, Non-Lead | 2006 | Yes |  | 2021-09-02 |  | Non-lead
051821 | 111 OCEAN BAY DR |  | Polytube | Yes |  | 2023-08-29 |  | PVC | 1959 | Yes |  | 2023-08-29 |  | Non-lead
051822 | 5 BONEFISH AVE |  | Unknown, Non-Lead | Yes |  | 2021-10-07 |  | Unknown, Non-Lead | 2008 | Yes |  | 2021-10-07 |  | Non-lead
051823 | 110 COASTAL DR |  | Unknown, Non-Lead | No |  |  |  | Unknown, Non-Lead | 2020 | No |  |  |  | Non-lead
051824 | 97501 O/S (MARINERS CLUB FIRE METER) HWY |  | Unknown, Non-Lead | No |  |  |  | Unknown, Non-Lead | 2008 | No |  |  |  | Non-lead
051830 | APT 3 719 EISENHOWER DR |  | Unknown, Non-Lead | Yes |  | 2022-02-02 |  | Unknown, Non-Lead | 2008 | Yes |  | 2022-02-02 |  | Non-lead
051831 | APT 4 719 EISENHOWER DR |  | Unknown, Non-Lead | No |  |  |  | Unknown, Non-Lead | 2008 | No |  |  |  | Non-lead
051832 | APT 5 719 EISENHOWER DR |  | Unknown, Non-Lead | Yes |  | 2024-02-16 |  | Unknown, Non-Lead | 2008 | Yes |  | 2024-02-16 |  | Non-lead
051833 | UNIT 6 719 EISENHOWER DR |  | Unknown, Non-Lead | No |  |  |  | Unknown, Non-Lead | 2008 | No |  |  |  | Non-lead
051834 | UNIT 7 719 EISENHOWER DR |  | Unknown, Non-Lead | No |  |  |  | Unknown, Non-Lead | 2008 | No |  |  |  | Non-lead
070001 | APT 01A 301 WHITE ST |  | Polytube | Yes |  | 2023-04-24 |  | PVC | 1941 | Yes |  | 2023-04-24 |  | Non-lead
070002 | APT 01B 301 WHITE ST |  | Polytube | Yes |  | 2023-04-24 |  | PVC | 1941 | Yes |  | 2023-04-24 |  | Non-lead
070003 | APT 01C 301 WHITE ST |  | Polytube | Yes |  | 2023-04-24 |  | PVC | 1941 | Yes |  | 2023-04-24 |  | Non-lead
070004 | APT 01D 301 WHITE ST |  | Polytube | Yes |  | 2023-12-05 |  | PVC | 1941 | Yes |  | 2023-12-05 |  | Non-lead
070005 | APT 01E 301 WHITE ST |  | Polytube | Yes |  | 2023-04-24 |  | PVC | 1941 | Yes |  | 2023-04-24 |  | Non-lead
070006 | APT 01F 301 WHITE ST |  | Polytube | Yes |  | 2023-04-24 |  | PVC | 1941 | Yes |  | 2023-04-24 |  | Non-lead
070007 | APT 01G 301 WHITE ST |  | Polytube | Yes |  | 2023-04-24 |  | PVC | 1941 | Yes |  | 2023-04-24 |  | Non-lead
070008 | APT 02A 301 WHITE ST |  | Polytube | Yes |  | 2023-04-24 |  | PVC | 1941 | Yes |  | 2023-04-24 |  | Non-lead
070009 | APT 02B 301 WHITE ST |  | Polytube | Yes |  | 2023-04-24 |  | PVC | 1941 | Yes |  | 2023-04-24 |  | Non-lead
070010 | APT 02C 301 WHITE ST |  | Polytube | Yes |  | 2023-04-24 |  | PVC | 1941 | Yes |  | 2023-04-24 |  | Non-lead
070011 | APT 02D 301 WHITE ST |  | Polytube | Yes |  | 2019-02-19 |  | Copper | 1941 | Yes |  | 2019-02-19 |  | Non-lead
070012 | APT 02E 301 WHITE ST |  | Polytube | Yes |  | 2023-04-24 |  | PVC | 1941 | Yes |  | 2023-04-24 |  | Non-lead
070013 | APT 02F 301 WHITE ST |  | Polytube | Yes |  | 2023-04-24 |  | PVC | 1941 | Yes |  | 2023-04-24 |  | Non-lead
070014 | APT 02G 301 WHITE ST |  | Polytube | Yes |  | 2022-10-17 |  | PVC | 1941 | Yes |  | 2022-10-17 |  | Non-lead
070015 | APT 02H 301 WHITE ST |  | Polytube | Yes |  | 2019-09-09 |  | Copper | 1941 | Yes |  | 2019-09-09 |  | Non-lead
070016 | APT 03A 301 WHITE ST |  | Polytube | Yes |  | 2023-04-24 |  | PVC | 1941 | Yes |  | 2023-04-24 |  | Non-lead
070017 | APT 03B 301 WHITE ST |  | Polytube | Yes |  | 2023-04-26 |  | PVC | 1941 | Yes |  | 2023-04-26 |  | Non-lead
070018 | APT 03C 301 WHITE ST |  | Polytube | Yes |  | 2023-04-24 |  | PVC | 1941 | Yes |  | 2023-04-24 |  | Non-lead
070019 | APT 03D 301 WHITE ST |  | Polytube | Yes |  | 2020-03-10 |  | PVC | 1941 | Yes |  | 2020-03-10 |  | Non-lead
070020 | APT 03E 301 WHITE ST |  | Polytube | Yes |  | 2023-04-24 |  | PVC | 1941 | Yes |  | 2023-04-24 |  | Non-lead
070021 | APT 04A 301 WHITE ST |  | Polytube | Yes |  | 2023-04-24 |  | PVC | 1941 | Yes |  | 2023-04-24 |  | Non-lead
070022 | APT 04B 301 WHITE ST |  | Polytube | Yes |  | 2023-04-24 |  | PVC | 1941 | Yes |  | 2023-04-24 |  | Non-lead
070023 | APT 04C 301 WHITE ST |  | Polytube | Yes |  | 2021-08-16 |  | PVC | 1941 | Yes |  | 2021-08-16 |  | Non-lead
070024 | APT 04D 301 WHITE ST |  | Polytube | Yes |  | 2023-04-20 |  | PVC | 1941 | Yes |  | 2023-04-20 |  | Non-lead
070025 | APT 04E 301 WHITE ST |  | Polytube | Yes |  | 2023-04-20 |  | PVC | 1941 | Yes |  | 2023-04-20 |  | Non-lead
070026 | APT 04F 301 WHITE ST |  | Polytube | Yes |  | 2023-04-20 |  | PVC | 1941 | Yes |  | 2023-04-20 |  | Non-lead
070027 | APT 04G 301 WHITE ST |  | Polytube | Yes |  | 2023-04-20 |  | PVC | 1941 | Yes |  | 2023-04-20 |  | Non-lead
070028 | APT 04H 301 WHITE ST |  | Polytube | Yes |  | 2023-04-20 |  | PVC | 1941 | Yes |  | 2023-04-20 |  | Non-lead
070029 | APT 05A 301 WHITE ST |  | Polytube | Yes |  | 2023-04-20 |  | PVC | 1941 | Yes |  | 2023-04-20 |  | Non-lead
070030 | APT 05B 301 WHITE ST |  | Polytube | Yes |  | 2023-04-20 |  | PVC | 1941 | Yes |  | 2023-04-20 |  | Non-lead
070031 | APT 05C 301 WHITE ST |  | Polytube | Yes |  | 2023-09-12 |  | PVC | 1941 | Yes |  | 2023-09-12 |  | Non-lead
070032 | APT 05D 301 WHITE ST |  | Polytube | Yes |  | 2023-04-20 |  | PVC | 1941 | Yes |  | 2023-04-20 |  | Non-lead
070033 | APT 05E 301 WHITE ST |  | Polytube | Yes |  | 2023-04-20 |  | PVC | 1941 | Yes |  | 2023-04-20 |  | Non-lead
070034 | APT 05F 301 WHITE ST |  | Polytube | Yes |  | 2023-04-20 |  | PVC | 1941 | Yes |  | 2023-04-20 |  | Non-lead
070035 | APT 05G 301 WHITE ST |  | Polytube | Yes |  | 2024-05-17 |  | PVC | 1941 | Yes |  | 2024-05-17 |  | Non-lead
070036 | APT 05H 301 WHITE ST |  | Polytube | Yes |  | 2023-04-20 |  | PVC | 1941 | Yes |  | 2023-04-20 |  | Non-lead
070037 | APT 06A 301 WHITE ST |  | Polytube | Yes |  | 2023-04-20 |  | PVC | 1941 | Yes |  | 2023-04-20 |  | Non-lead
070038 | APT 06B 301 WHITE ST |  | Polytube | Yes |  | 2023-04-20 |  | PVC | 1941 | Yes |  | 2023-04-20 |  | Non-lead
070039 | APT 06C 301 WHITE ST |  | Polytube | Yes |  | 2023-04-20 |  | PVC | 1941 | Yes |  | 2023-04-20 |  | Non-lead
070040 | APT 06D 301 WHITE ST |  | Polytube | Yes |  | 2023-04-17 |  | PVC | 1941 | Yes |  | 2023-04-17 |  | Non-lead
070041 | APT 06E 301 WHITE ST |  | Polytube | Yes |  | 2023-04-17 |  | PVC | 1941 | Yes |  | 2023-04-17 |  | Non-lead
070042 | APT 06F 301 WHITE ST |  | Polytube | Yes |  | 2023-04-17 |  | PVC | 1941 | Yes |  | 2023-04-17 |  | Non-lead
070043 | APT 06G 301 WHITE ST |  | Polytube | Yes |  | 2023-04-17 |  | PVC | 1941 | Yes |  | 2023-04-17 |  | Non-lead
070044 | APT 06H 301 WHITE ST |  | Polytube | Yes |  | 2023-04-17 |  | PVC | 1941 | Yes |  | 2023-04-17 |  | Non-lead
070045 | APT 07A 301 WHITE ST |  | Polytube | Yes |  | 2023-04-17 |  | PVC | 1941 | Yes |  | 2023-04-17 |  | Non-lead
070046 | APT 07B 301 WHITE ST |  | Polytube | Yes |  | 2023-04-17 |  | PVC | 1941 | Yes |  | 2023-04-17 |  | Non-lead
070047 | LOT 07C 301 WHITE ST |  | Polytube | Yes |  | 2023-04-17 |  | PVC | 1941 | Yes |  | 2023-04-17 |  | Non-lead
070048 | APT 07D 301 WHITE ST |  | Polytube | Yes |  | 2023-09-15 |  | PVC | 1941 | Yes |  | 2023-09-15 |  | Non-lead
070049 | APT 07E 301 WHITE ST |  | Polytube | Yes |  | 2023-04-17 |  | PVC | 1941 | Yes |  | 2023-04-17 |  | Non-lead
070050 | APT 07F 301 WHITE ST |  | Polytube | Yes |  | 2023-04-17 |  | PVC | 1941 | Yes |  | 2023-04-17 |  | Non-lead
070051 | APT 07G 301 WHITE ST |  | Polytube | Yes |  | 2023-08-25 |  | PVC | 1941 | Yes |  | 2023-08-25 |  | Non-lead
070052 | APT 07H 301 WHITE ST |  | Polytube | Yes |  | 2023-04-19 |  | PVC | 1941 | Yes |  | 2023-04-19 |  | Non-lead
070053 | APT 08A 301 WHITE ST |  | Polytube | Yes |  | 2019-08-05 |  | PVC | 1941 | Yes |  | 2019-08-05 |  | Non-lead
070054 | APT 08B 301 WHITE ST |  | Polytube | Yes |  | 2023-04-19 |  | PVC | 1941 | Yes |  | 2023-04-19 |  | Non-lead
070055 | APT 08C 301 WHITE ST |  | Polytube | Yes |  | 2023-04-19 |  | PVC | 1941 | Yes |  | 2023-04-19 |  | Non-lead
070056 | APT 08D 301 WHITE ST |  | Polytube | Yes |  | 2023-04-19 |  | PVC | 1941 | Yes |  | 2023-04-19 |  | Non-lead
070057 | APT 08E 301 WHITE ST |  | Polytube | Yes |  | 2023-04-05 |  | PVC | 1941 | Yes |  | 2023-04-05 |  | Non-lead
070058 | APT 08F 301 WHITE ST |  | Polytube | Yes |  | 2023-04-05 |  | PVC | 1941 | Yes |  | 2023-04-05 |  | Non-lead
070059 | APT 08G 301 WHITE ST |  | Polytube | Yes |  | 2023-04-05 |  | PVC | 1941 | Yes |  | 2023-04-05 |  | Non-lead
070060 | APT 08H 301 WHITE ST |  | Polytube | Yes |  | 2022-10-28 |  | Copper | 1941 | Yes |  | 2022-10-28 |  | Non-lead
070061 | APT 09A 301 WHITE ST |  | Polytube | Yes |  | 2023-05-11 |  | PVC | 1941 | Yes |  | 2023-05-11 |  | Non-lead
070062 | APT 09B 301 WHITE ST |  | Polytube | Yes |  | 2023-04-05 |  | PVC | 1941 | Yes |  | 2023-04-05 |  | Non-lead
070063 | APT 09C 301 WHITE ST |  | Polytube | Yes |  | 2023-04-05 |  | PVC | 1941 | Yes |  | 2023-04-05 |  | Non-lead
070064 | APT 09D 301 WHITE ST |  | Polytube | Yes |  | 2023-04-05 |  | PVC | 1941 | Yes |  | 2023-04-05 |  | Non-lead
070065 | APT 09E 301 WHITE ST |  | Polytube | Yes |  | 2024-03-15 |  | PVC | 1941 | Yes |  | 2024-03-15 |  | Non-lead
070066 | APT 09F 301 WHITE ST |  | Polytube | Yes |  | 2023-04-17 |  | PVC | 1941 | Yes |  | 2023-04-17 |  | Non-lead
070067 | APT 09G 301 WHITE ST |  | Polytube | Yes |  | 2023-04-17 |  | PVC | 1941 | Yes |  | 2023-04-17 |  | Non-lead
070068 | APT 09H 301 WHITE ST |  | Polytube | Yes |  | 2023-04-17 |  | PVC | 1941 | Yes |  | 2023-04-17 |  | Non-lead
070069 | APT 10A 301 WHITE ST |  | Polytube | Yes |  | 2023-04-17 |  | PVC | 1941 | Yes |  | 2023-04-17 |  | Non-lead
070070 | APT 10B 301 WHITE ST |  | Polytube | Yes |  | 2023-04-17 |  | PVC | 1941 | Yes |  | 2023-04-17 |  | Non-lead
070071 | APT 10C 301 WHITE ST |  | Polytube | No |  |  |  | Copper | 1941 | No |  |  |  | Non-lead
070072 | APT 10D 301 WHITE ST |  | Polytube | Yes |  | 2023-04-17 |  | PVC | 1941 | Yes |  | 2023-04-17 |  | Non-lead
070073 | APT 10E 301 WHITE ST |  | Polytube | Yes |  | 2023-04-17 |  | PVC | 1941 | Yes |  | 2023-04-17 |  | Non-lead
070074 | APT 10F 301 WHITE ST |  | Polytube | Yes |  | 2024-06-20 |  | PVC | 1941 | Yes |  | 2024-06-20 |  | Non-lead
070075 | APT 10G 301 WHITE ST |  | Polytube | Yes |  | 2022-05-13 |  | PVC | 1941 | Yes |  | 2022-05-13 |  | Non-lead
070076 | APT 11A 301 WHITE ST |  | Polytube | Yes |  | 2023-03-30 |  | PVC | 1941 | Yes |  | 2023-03-30 |  | Non-lead
070077 | APT 11B 301 WHITE ST |  | Polytube | Yes |  | 2023-04-12 |  | Copper | 1941 | Yes |  | 2023-04-12 |  | Non-lead
070078 | APT 11C 301 WHITE ST |  | Polytube | Yes |  | 2023-04-05 |  | PVC | 1941 | Yes |  | 2023-04-05 |  | Non-lead
070079 | APT 11D 301 WHITE ST |  | Polytube | Yes |  | 2023-04-05 |  | PVC | 1941 | Yes |  | 2023-04-05 |  | Non-lead
070080 | APT 11E 301 WHITE ST |  | Polytube | Yes |  | 2023-04-05 |  | PVC | 1941 | Yes |  | 2023-04-05 |  | Non-lead
070081 | APT 12A 301 WHITE ST |  | Polytube | Yes |  | 2023-04-05 |  | PVC | 1941 | Yes |  | 2023-04-05 |  | Non-lead
070082 | APT 12B 301 WHITE ST |  | Polytube | Yes |  | 2023-04-12 |  | PVC | 1941 | Yes |  | 2023-04-12 |  | Non-lead
070083 | APT 12C 301 WHITE ST |  | Polytube | Yes |  | 2023-04-05 |  | PVC | 1941 | Yes |  | 2023-04-05 |  | Non-lead
070084 | APT 12D 301 WHITE ST |  | Polytube | Yes |  | 2023-04-05 |  | PVC | 1941 | Yes |  | 2023-04-05 |  | Non-lead
070085 | APT 12E 301 WHITE ST |  | Polytube | Yes |  | 2023-04-05 |  | PVC | 1941 | Yes |  | 2023-04-05 |  | Non-lead
070086 | APT 12F 301 WHITE ST |  | Polytube | Yes |  | 2024-03-21 |  | PVC | 1941 | Yes |  | 2024-03-21 |  | Non-lead
070087 | APT 12G 301 WHITE ST |  | Polytube | Yes |  | 2023-04-05 |  | PVC | 1941 | Yes |  | 2023-04-05 |  | Non-lead
070088 | APT 12H 301 WHITE ST |  | Polytube | Yes |  | 2023-04-05 |  | PVC | 1941 | Yes |  | 2023-04-05 |  | Non-lead
070089 | APT 13A 301 WHITE ST |  | Polytube | Yes |  | 2023-04-05 |  | PVC | 1941 | Yes |  | 2023-04-05 |  | Non-lead
070090 | APT 13B 301 WHITE ST |  | Polytube | Yes |  | 2023-04-05 |  | PVC | 1941 | Yes |  | 2023-04-05 |  | Non-lead
070091 | APT 13C 301 WHITE ST |  | Polytube | Yes |  | 2019-10-07 |  | Copper | 1941 | Yes |  | 2019-10-07 |  | Non-lead
070092 | APT 13D 301 WHITE ST |  | Polytube | Yes |  | 2023-04-05 |  | PVC | 1941 | Yes |  | 2023-04-05 |  | Non-lead
070093 | APT 13E 301 WHITE ST |  | Polytube | Yes |  | 2023-04-05 |  | PVC | 1941 | Yes |  | 2023-04-05 |  | Non-lead
070094 | APT 13F 301 WHITE ST |  | Polytube | Yes |  | 2023-04-25 |  | PVC | 1941 | Yes |  | 2023-04-25 |  | Non-lead
070095 | APT 13G OFFICE 301 WHITE ST |  | Polytube | Yes |  | 2024-01-26 |  | PVC | 1941 | Yes |  | 2024-01-26 |  | Non-lead
070096 | APT 13H 301 WHITE ST |  | Polytube | Yes |  | 2023-05-04 |  | PVC | 1941 | Yes |  | 2023-05-04 |  | Non-lead
070097 | APT 14A 301 WHITE ST |  | Polytube | Yes |  | 2023-04-25 |  | PVC | 1941 | Yes |  | 2023-04-25 |  | Non-lead
070098 | APT 14B 301 WHITE ST |  | Polytube | Yes |  | 2023-04-25 |  | PVC | 1941 | Yes |  | 2023-04-25 |  | Non-lead
070099 | APT 14C 301 WHITE ST |  | Polytube | Yes |  | 2022-10-11 |  | PVC | 1941 | Yes |  | 2022-10-11 |  | Non-lead
070100 | APT 14D 301 WHITE ST |  | Polytube | Yes |  | 2023-04-25 |  | PVC | 1941 | Yes |  | 2023-04-25 |  | Non-lead
070101 | APT 14E 301 WHITE ST |  | Polytube | Yes |  | 2023-04-25 |  | PVC | 1941 | Yes |  | 2023-04-25 |  | Non-lead
070102 | APT 14F 301 WHITE ST |  | Polytube | Yes |  | 2023-04-25 |  | PVC | 1941 | Yes |  | 2023-04-25 |  | Non-lead
070103 | APT 14G 301 WHITE ST |  | Polytube | Yes |  | 2023-04-25 |  | PVC | 1941 | Yes |  | 2023-04-25 |  | Non-lead
070104 | APT 14H 301 WHITE ST |  | Polytube | Yes |  | 2023-04-25 |  | PVC | 1941 | Yes |  | 2023-04-25 |  | Non-lead
070105 | APT 15A 301 WHITE ST |  | Polytube | Yes |  | 2023-04-25 |  | PVC | 1941 | Yes |  | 2023-04-25 |  | Non-lead
070106 | APT 15B 301 WHITE ST |  | Polytube | Yes |  | 2023-04-25 |  | PVC | 1941 | Yes |  | 2023-04-25 |  | Non-lead
070107 | APT 15C 301 WHITE ST |  | Polytube | Yes |  | 2023-04-25 |  | PVC | 1941 | Yes |  | 2023-04-25 |  | Non-lead
070108 | APT 15D 301 WHITE ST |  | Polytube | Yes |  | 2023-04-25 |  | PVC | 1941 | Yes |  | 2023-04-25 |  | Non-lead
070109 | APT 15E 301 WHITE ST |  | Polytube | Yes |  | 2023-04-25 |  | PVC | 1941 | Yes |  | 2023-04-25 |  | Non-lead
070110 | APT 15F 301 WHITE ST |  | Polytube | Yes |  | 2023-04-25 |  | PVC | 1941 | Yes |  | 2023-04-25 |  | Non-lead
070111 | APT 15G 301 WHITE ST |  | Polytube | Yes |  | 2023-04-25 |  | PVC | 1941 | Yes |  | 2023-04-25 |  | Non-lead
070112 | APT 15H 301 WHITE ST |  | Polytube | Yes |  | 2023-04-25 |  | PVC | 1941 | Yes |  | 2023-04-25 |  | Non-lead
070113 | APT 16A 301 WHITE ST |  | Polytube | Yes |  | 2023-04-25 |  | PVC | 1941 | Yes |  | 2023-04-25 |  | Non-lead
070114 | APT 16B 301 WHITE ST |  | Polytube | Yes |  | 2023-04-25 |  | PVC | 1941 | Yes |  | 2023-04-25 |  | Non-lead
070115 | APT 16C 301 WHITE ST |  | Polytube | Yes |  | 2023-04-25 |  | PVC | 1941 | Yes |  | 2023-04-25 |  | Non-lead
070116 | APT 16D 301 WHITE ST |  | Polytube | Yes |  | 2023-04-25 |  | PVC | 1941 | Yes |  | 2023-04-25 |  | Non-lead
070117 | APT 16E 301 WHITE ST |  | Polytube | Yes |  | 2023-04-25 |  | PVC | 1941 | Yes |  | 2023-04-25 |  | Non-lead
070118 | APT 16F 301 WHITE ST |  | Polytube | Yes |  | 2023-04-25 |  | PVC | 1941 | Yes |  | 2023-04-25 |  | Non-lead
070119 | APT 16G 301 WHITE ST |  | Polytube | No |  |  |  | Copper | 1941 | No |  |  |  | Non-lead
070120 | APT 16H 301 WHITE ST |  | Polytube | Yes |  | 2023-04-25 |  | PVC | 1941 | Yes |  | 2023-04-25 |  | Non-lead
070121 | APT 17A 301 WHITE ST |  | Polytube | No |  |  |  | PVC | 1941 | No |  |  |  | Non-lead
070122 | APT 17B 301 WHITE ST |  | Polytube | Yes |  | 2023-04-25 |  | PVC | 1941 | Yes |  | 2023-04-25 |  | Non-lead
070123 | APT 17C 301 WHITE ST |  | Polytube | Yes |  | 2023-04-25 |  | PVC | 1941 | Yes |  | 2023-04-25 |  | Non-lead
070124 | APT 17D 301 WHITE ST |  | Polytube | Yes |  | 2023-04-25 |  | PVC | 1941 | Yes |  | 2023-04-25 |  | Non-lead
070125 | APT 17E 301 WHITE ST |  | Polytube | Yes |  | 2022-12-15 |  | PVC | 1941 | Yes |  | 2022-12-15 |  | Non-lead
070126 | APT 17F 301 WHITE ST |  | Polytube | Yes |  | 2023-04-25 |  | PVC | 1941 | Yes |  | 2023-04-25 |  | Non-lead
070127 | APT 17G 301 WHITE ST |  | Polytube | Yes |  | 2023-09-19 |  | PVC | 1941 | Yes |  | 2023-09-19 |  | Non-lead
070128 | APT 17H 301 WHITE ST |  | Polytube | Yes |  | 2023-04-25 |  | PVC | 1941 | Yes |  | 2023-04-25 |  | Non-lead
070129 | APT 18A 301 WHITE ST |  | Polytube | Yes |  | 2023-04-24 |  | PVC | 1941 | Yes |  | 2023-04-24 |  | Non-lead
070130 | APT 18B 301 WHITE ST |  | Polytube | Yes |  | 2023-04-24 |  | PVC | 1941 | Yes |  | 2023-04-24 |  | Non-lead
070131 | APT 18C 301 WHITE ST |  | Polytube | Yes |  | 2023-09-21 |  | PVC | 1941 | Yes |  | 2023-09-21 |  | Non-lead
070132 | APT 18D 301 WHITE ST |  | Polytube | Yes |  | 2023-04-24 |  | PVC | 1941 | Yes |  | 2023-04-24 |  | Non-lead
070133 | APT 18E 301 WHITE ST |  | Polytube | Yes |  | 2024-03-20 |  | PVC | 1941 | Yes |  | 2024-03-20 |  | Non-lead
070134 | APT 18F 301 WHITE ST |  | Polytube | Yes |  | 2023-04-24 |  | PVC | 1941 | Yes |  | 2023-04-24 |  | Non-lead
070135 | APT 18G 301 WHITE ST |  | Polytube | Yes |  | 2023-04-24 |  | PVC | 1965 | Yes |  | 2023-04-24 |  | Non-lead
070136 | APT 18H 301 WHITE ST |  | Polytube | Yes |  | 2023-04-24 |  | PVC | 1965 | Yes |  | 2023-04-24 |  | Non-lead
070137 | APT 1A 1126 EMMA ST |  | Polytube | Yes |  | 2022-06-08 |  | Copper | 1942 | Yes |  | 2022-06-08 |  | Non-lead
070138 | APT 1B 1126 EMMA ST |  | Polytube | Yes |  | 2022-06-08 |  | Copper | 1942 | Yes |  | 2022-06-08 |  | Non-lead
070139 | APT 1C 1126 EMMA ST |  | Polytube | Yes |  | 2022-06-08 |  | Copper | 1942 | Yes |  | 2022-06-08 |  | Non-lead
070140 | APT 1D 1126 EMMA ST |  | Polytube | Yes |  | 2022-06-08 |  | Copper | 1942 | Yes |  | 2022-06-08 |  | Non-lead
070141 | APT 1E 1126 EMMA ST |  | Polytube | Yes |  | 2023-10-04 |  | PVC | 1942 | Yes |  | 2023-10-04 |  | Non-lead
070142 | APT 1F 1126 EMMA ST |  | Polytube | Yes |  | 2022-06-08 |  | Copper | 1942 | Yes |  | 2022-06-08 |  | Non-lead
070143 | APT 1G 1126 EMMA ST |  | Polytube | Yes |  | 2022-06-08 |  | Copper | 1942 | Yes |  | 2022-06-08 |  | Non-lead
070144 | APT 01H 1126 EMMA ST |  | Polytube | Yes |  | 2023-04-18 |  | Copper | 1942 | Yes |  | 2023-04-18 |  | Non-lead
070145 | APT 2A 1126 EMMA ST |  | Polytube | Yes |  | 2022-06-08 |  | Copper | 1942 | Yes |  | 2022-06-08 |  | Non-lead
070146 | APT 2B 1126 EMMA ST |  | Polytube | Yes |  | 2022-06-08 |  | Copper | 1942 | Yes |  | 2022-06-08 |  | Non-lead
070147 | APT 2C 1126 EMMA ST |  | Polytube | Yes |  | 2022-06-08 |  | Copper | 1942 | Yes |  | 2022-06-08 |  | Non-lead
070148 | APT 2D 1126 EMMA ST |  | Polytube | Yes |  | 2022-06-08 |  | Copper | 1942 | Yes |  | 2022-06-08 |  | Non-lead
070149 | APT 2E 1126 EMMA ST |  | Polytube | Yes |  | 2022-06-08 |  | Copper | 1942 | Yes |  | 2022-06-08 |  | Non-lead
070150 | APT 2F 1126 EMMA ST |  | Polytube | Yes |  | 2022-06-08 |  | Copper | 1942 | Yes |  | 2022-06-08 |  | Non-lead
070151 | APT 2G 1126 EMMA ST |  | Polytube | Yes |  | 2022-06-08 |  | Copper | 1942 | Yes |  | 2022-06-08 |  | Non-lead
070152 | APT 2H 1126 EMMA ST |  | Polytube | Yes |  | 2022-06-08 |  | PVC | 1942 | Yes |  | 2022-06-08 |  | Non-lead
070153 | APT 3A 1020 EMMA ST |  | Copper | Yes |  | 2022-08-03 |  | Copper | 1992 | Yes |  | 2022-08-03 |  | Non-lead
070154 | APT 3B 1020 EMMA ST |  | Polytube | Yes |  | 2025-02-21 |  | Copper | 1992 | Yes |  | 2025-02-21 |  | Non-lead
070155 | APT 3C 1020 EMMA ST |  | Unknown, Non-Lead | Yes |  | 2018-09-07 |  | Unknown, Non-Lead | 1992 | Yes |  | 2018-09-07 |  | Non-lead
070156 | APT 3D 1020 EMMA ST |  | Polytube | No |  |  |  | PVC | 1992 | No |  |  |  | Non-lead
070157 | APT 3E 1020 EMMA ST |  | Polytube | Yes |  | 2025-03-12 |  | Copper | 1992 | Yes |  | 2025-03-12 |  | Non-lead
070158 | APT 3F 1020 EMMA ST |  | Polytube | Yes |  | 2025-02-21 |  | Copper | 1992 | Yes |  | 2025-02-21 |  | Non-lead
070159 | APT 3G 1020 EMMA ST |  | Polytube | Yes |  | 2025-02-21 |  | Copper | 1992 | Yes |  | 2025-02-21 |  | Non-lead
070160 | APT 3H 1020 EMMA ST |  | Unknown, Non-Lead | Yes |  | 2019-05-13 |  | Unknown, Non-Lead | 1992 | Yes |  | 2019-05-13 |  | Non-lead
070161 | APT 4A 1020 EMMA ST |  | Copper | Yes |  | 2019-04-08 |  | Copper | 1992 | Yes |  | 2019-04-08 |  | Non-lead
070162 | APT 4B 1020 EMMA ST |  | Unknown, Non-Lead | Yes |  | 2019-05-13 |  | Unknown, Non-Lead | 1992 | Yes |  | 2019-05-13 |  | Non-lead
070163 | APT 4C 1020 EMMA ST |  | Unknown, Non-Lead | Yes |  | 2019-11-04 |  | Unknown, Non-Lead | 1992 | Yes |  | 2019-11-04 |  | Non-lead
070164 | APT 4D 1020 EMMA ST |  | Unknown, Non-Lead | No |  |  |  | Unknown, Non-Lead | 1992 | No |  |  |  | Non-lead
070165 | APT 4E 1020 EMMA ST |  | Unknown, Non-Lead | No |  |  |  | Unknown, Non-Lead | 1992 | No |  |  |  | Non-lead
070166 | APT 4F 1020 EMMA ST |  | Unknown, Non-Lead | No |  |  |  | Unknown, Non-Lead | 1992 | No |  |  |  | Non-lead
070167 | APT 4G 1020 EMMA ST |  | Polytube | Yes |  | 2025-02-21 |  | Copper | 1992 | Yes |  | 2025-02-21 |  | Non-lead
070168 | APT 4H 1020 EMMA ST |  | Polytube | Yes |  | 2025-02-21 |  | Copper | 1992 | Yes |  | 2025-02-21 |  | Non-lead
070169 | APT 5A 1010 EMMA ST |  | Unknown, Non-Lead | No |  |  |  | Unknown, Non-Lead | 1992 | No |  |  |  | Non-lead
070170 | APT 5B 1010 EMMA ST |  | Polytube | Yes |  | 2025-03-12 |  | Copper | 1992 | Yes |  | 2025-03-12 |  | Non-lead
070171 | APT 5C 1010 EMMA ST |  | Unknown, Non-Lead | No |  |  |  | Unknown, Non-Lead | 1992 | No |  |  |  | Non-lead
070172 | APT 5D 1010 EMMA ST |  | Polytube | Yes |  | 2025-02-26 |  | Copper | 1992 | Yes |  | 2025-02-26 |  | Non-lead
070173 | APT 5E 1010 EMMA ST |  | Unknown, Non-Lead | No |  |  |  | Unknown, Non-Lead | 1992 | No |  |  |  | Non-lead
070174 | APT 5F 1010 EMMA ST |  | Polytube | Yes |  | 2025-02-26 |  | Copper | 1992 | Yes |  | 2025-02-26 |  | Non-lead
070175 | APT 5G 1010 EMMA ST |  | Polytube | Yes |  | 2025-02-26 |  | Copper | 1992 | Yes |  | 2025-02-26 |  | Non-lead
070176 | APT 5H 1010 EMMA ST |  | Unknown, Non-Lead | Yes |  | 2019-01-14 |  | Unknown, Non-Lead | 1992 | Yes |  | 2019-01-14 |  | Non-lead
070177 | APT 6A 1010 EMMA ST |  | Unknown, Non-Lead | Yes |  | 2018-11-13 |  | Unknown, Non-Lead | 1992 | Yes |  | 2018-11-13 |  | Non-lead
070178 | APT 6B 1010 EMMA ST |  | Unknown, Non-Lead | Yes |  | 2018-04-04 |  | PVC | 1992 | Yes |  | 2018-04-04 |  | Non-lead
070179 | APT 6C 1010 EMMA ST |  | Unknown, Non-Lead | No |  |  |  | Unknown, Non-Lead | 1992 | No |  |  |  | Non-lead
070180 | APT 6D 1010 EMMA ST |  | Unknown, Non-Lead | No |  |  |  | Unknown, Non-Lead | 1992 | No |  |  |  | Non-lead
070181 | APT 6E 1010 EMMA ST |  | Unknown, Non-Lead | Yes |  | 2024-01-08 |  | PVC | 1992 | Yes |  | 2024-01-08 |  | Non-lead
070182 | APT 6F 1010 EMMA ST |  | Unknown, Non-Lead | No |  |  |  | Unknown, Non-Lead | 1992 | No |  |  |  | Non-lead
070183 | APT 6G 1010 EMMA ST |  | Polytube | Yes |  | 2022-05-11 |  | PVC | 1992 | Yes |  | 2022-05-11 |  | Non-lead
070184 | APT 6H 1010 EMMA ST |  | Unknown, Non-Lead | No |  |  |  | Unknown, Non-Lead | 1992 | No |  |  |  | Non-lead
070185 | APT 7A 1125 FORT ST |  | Polytube | Yes |  | 2022-06-16 |  | Copper | 1942 | Yes |  | 2022-06-16 |  | Non-lead
070186 | APT 7B 1125 FORT ST |  | Polytube | Yes |  | 2022-06-16 |  | Copper | 1942 | Yes |  | 2022-06-16 |  | Non-lead
070187 | APT 7C 1125 FORT ST |  | Polytube | Yes |  | 2022-06-16 |  | Copper | 1942 | Yes |  | 2022-06-16 |  | Non-lead
070188 | APT 7D 1125 FORT ST |  | Polytube | Yes |  | 2022-06-08 |  | Copper | 1942 | Yes |  | 2022-06-08 |  | Non-lead
070189 | APT 7E 1125 FORT ST |  | Polytube | Yes |  | 2022-06-16 |  | Copper | 1942 | Yes |  | 2022-06-16 |  | Non-lead
070190 | APT 7F 1125 FORT ST |  | Polytube | Yes |  | 2022-06-16 |  | Copper | 1942 | Yes |  | 2022-06-16 |  | Non-lead
070191 | APT 7G 1125 FORT ST |  | Polytube | Yes |  | 2022-06-16 |  | Copper | 1942 | Yes |  | 2022-06-16 |  | Non-lead
070192 | APT 7H 1125 FORT ST |  | Polytube | Yes |  | 2022-06-16 |  | Copper | 1942 | Yes |  | 2022-06-16 |  | Non-lead
070193 | APT 8A 1125 FORT ST |  | Polytube | Yes |  | 2022-06-16 |  | Copper | 1942 | Yes |  | 2022-06-16 |  | Non-lead
070194 | APT 8B 1125 FORT ST |  | Polytube | Yes |  | 2022-06-16 |  | Copper | 1942 | Yes |  | 2022-06-16 |  | Non-lead
070195 | APT 8C 1125 FORT ST |  | Polytube | Yes |  | 2022-06-16 |  | Copper | 1942 | Yes |  | 2022-06-16 |  | Non-lead
070196 | APT 8D 1125 FORT ST |  | Polytube | Yes |  | 2022-06-16 |  | Copper | 1942 | Yes |  | 2022-06-16 |  | Non-lead
070197 | APT 8E 1125 FORT ST |  | Polytube | Yes |  | 2022-06-16 |  | Copper | 1942 | Yes |  | 2022-06-16 |  | Non-lead
070198 | APT 09A 1019 FORT ST |  | Unknown, Non-Lead | Yes |  | 2018-06-11 |  | Unknown, Non-Lead | 1992 | Yes |  | 2018-06-11 |  | Non-lead
070199 | APT 09B 1019 FORT ST |  | Polytube | Yes |  | 2025-02-20 |  | Copper | 1992 | Yes |  | 2025-02-20 |  | Non-lead
070200 | APT 09C 1019 FORT ST |  | Unknown, Non-Lead | Yes |  | 2018-05-29 |  | Unknown, Non-Lead | 1992 | Yes |  | 2018-05-29 |  | Non-lead
070201 | APT 09D 1019 FORT ST |  | Unknown, Non-Lead | Yes |  | 2018-06-29 |  | Unknown, Non-Lead | 1992 | Yes |  | 2018-06-29 |  | Non-lead
070202 | APT 09E 1019 FORT ST |  | Polytube | Yes |  | 2023-10-11 |  | Copper | 1992 | Yes |  | 2023-10-11 |  | Non-lead
070203 | APT 10A 1019 FORT ST |  | Unknown, Non-Lead | Yes |  | 2018-09-07 |  | Unknown, Non-Lead | 1992 | Yes |  | 2018-09-07 |  | Non-lead
070204 | APT 10B 1019 FORT ST |  | Polytube | Yes |  | 2025-02-28 |  | Copper | 1992 | Yes |  | 2025-02-28 |  | Non-lead
070205 | APT 10C 1019 FORT ST |  | Unknown, Non-Lead | No |  |  |  | Unknown, Non-Lead | 1992 | No |  |  |  | Non-lead
070206 | APT 10D 1019 FORT ST |  | Unknown, Non-Lead | No |  |  |  | Unknown, Non-Lead | 1992 | No |  |  |  | Non-lead
070207 | APT 10E 1019 FORT ST |  | Unknown, Non-Lead | Yes |  | 2017-08-30 |  | Unknown, Non-Lead | 1992 | Yes |  | 2017-08-30 |  | Non-lead
070208 | APT 11A 1009 FORT ST |  | Unknown, Non-Lead | Yes |  | 2021-11-17 |  | Unknown, Non-Lead | 1992 | Yes |  | 2021-11-17 |  | Non-lead
070209 | APT 11B 1009 FORT ST |  | Polytube | Yes |  | 2025-02-26 |  | Copper | 1992 | Yes |  | 2025-02-26 |  | Non-lead
070210 | APT 11C 1009 FORT ST |  | Unknown, Non-Lead | Yes |  | 2017-10-11 |  | Copper | 1992 | Yes |  | 2017-10-11 |  | Non-lead
070211 | APT 11D 1009 FORT ST |  | Polytube | Yes |  | 2025-02-26 |  | Copper | 1992 | Yes |  | 2025-02-26 |  | Non-lead
070212 | APT 11E 1009 FORT ST |  | Polytube | Yes |  | 2025-02-26 |  | Copper | 1992 | Yes |  | 2025-02-26 |  | Non-lead
070213 | APT 12A 1009 FORT ST |  | Unknown, Non-Lead | Yes |  | 2024-06-05 |  | Unknown, Non-Lead | 1992 | Yes |  | 2024-06-05 |  | Non-lead
070214 | APT 12B 1009 FORT ST |  | Copper | Yes |  | 2025-02-14 |  | Copper | 1992 | Yes |  | 2025-02-14 |  | Non-lead
070215 | APT 12C 1009 FORT ST |  | Unknown, Non-Lead | No |  |  |  | Unknown, Non-Lead | 1992 | No |  |  |  | Non-lead
070216 | APT 12D 1009 FORT ST |  | Polytube | Yes |  | 2018-06-15 |  | Copper | 1992 | Yes |  | 2018-06-15 |  | Non-lead
070217 | APT 12E 1009 FORT ST |  | Unknown, Non-Lead | Yes |  | 2018-10-29 |  | Unknown, Non-Lead | 1992 | Yes |  | 2018-10-29 |  | Non-lead
070218 | APT 12F 1009 FORT ST |  | Polytube | Yes |  | 2018-12-06 |  | Copper | 1992 | Yes |  | 2018-12-06 |  | Non-lead
070219 | APT 12G 1009 FORT ST |  | Unknown, Non-Lead | Yes |  | 2019-07-29 |  | Unknown, Non-Lead | 1992 | Yes |  | 2019-07-29 |  | Non-lead
070220 | APT 12H 1009 FORT ST |  | Unknown, Non-Lead | No |  |  |  | Unknown, Non-Lead | 1992 | No |  |  |  | Non-lead
070221 | APT 1A 230 VIRGINIA ST |  | Copper | Yes |  | 2025-02-14 |  | Copper | 1959 | Yes |  | 2025-02-14 |  | Non-lead
070222 | APT 1B 230 VIRGINIA ST |  | Copper | Yes |  | 2022-06-08 |  | Copper | 1959 | Yes |  | 2022-06-08 |  | Non-lead
070223 | APT 1C 230 VIRGINIA ST |  | Copper | Yes |  | 2022-06-08 |  | Copper | 1959 | Yes |  | 2022-06-08 |  | Non-lead
070224 | APT 1D 230 VIRGINIA ST |  | Copper | Yes |  | 2022-06-08 |  | Copper | 1959 | Yes |  | 2022-06-08 |  | Non-lead
070225 | APT 1E 230 VIRGINIA ST |  | Copper | Yes |  | 2022-06-08 |  | Copper | 1959 | Yes |  | 2022-06-08 |  | Non-lead
070226 | APT 2A 229 AMELIA ST |  | Polytube | Yes |  | 2022-06-16 |  | Polytube | 1959 | Yes |  | 2022-06-16 |  | Non-lead
070227 | APT 2B 229 AMELIA ST |  | Polytube | Yes |  | 2022-06-16 |  | Polytube | 1959 | Yes |  | 2022-06-16 |  | Non-lead
070228 | APT 2C 229 AMELIA ST |  | Copper | Yes |  | 2025-02-14 |  | Copper | 1959 | Yes |  | 2025-02-14 |  | Non-lead
070229 | #2D 229 AMELIA ST |  | Polytube | Yes |  | 2022-06-16 |  | Polytube | 1959 | Yes |  | 2022-06-16 |  | Non-lead
070230 | APT 2E 229 AMELIA ST |  | Polytube | Yes |  | 2022-06-16 |  | Polytube | 1959 | Yes |  | 2022-06-16 |  | Non-lead
070231 | APT 3A 828 WHITEHEAD ST |  | Copper | Yes |  | 2022-06-08 |  | Copper | 1959 | Yes |  | 2022-06-08 |  | Non-lead
070232 | APT B3 828 WHITEHEAD ST |  | Copper | Yes |  | 2022-06-08 |  | Copper | 1959 | Yes |  | 2022-06-08 |  | Non-lead
070233 | APT 3C 828 WHITEHEAD ST |  | Copper | Yes |  | 2024-01-08 |  | Copper | 1959 | Yes |  | 2024-01-08 |  | Non-lead
070234 | APT 3D 828 WHITEHEAD ST |  | Copper | Yes |  | 2023-06-08 |  | Copper | 1959 | Yes |  | 2023-06-08 |  | Non-lead
070235 | #3E 828 WHITEHEAD ST |  | Copper | Yes |  | 2022-06-08 |  | Copper | 1959 | Yes |  | 2022-06-08 |  | Non-lead
070236 | APT 4A 329 OLIVIA ST |  | Copper | Yes |  | 2022-06-08 |  | Copper | 1959 | Yes |  | 2022-06-08 |  | Non-lead
070237 | APT 4B 329 OLIVIA ST |  | Copper | Yes |  | 2024-02-02 |  | Copper | 1959 | Yes |  | 2024-02-02 |  | Non-lead
070238 | APT 4C 329 OLIVIA ST |  | Copper | Yes |  | 2022-09-07 |  | Copper | 1959 | Yes |  | 2022-09-07 |  | Non-lead
070239 | APT 4D 329 OLIVIA ST |  | Copper | Yes |  | 2022-06-08 |  | Copper | 1959 | Yes |  | 2022-06-08 |  | Non-lead
070240 | APT 4E 329 OLIVIA ST |  | Copper | Yes |  | 2022-06-08 |  | Copper | 1959 | Yes |  | 2022-06-08 |  | Non-lead
070241 | APT 05A 320 ANGELA ST |  | Copper | Yes |  | 2022-06-08 |  | Copper | 1958 | Yes |  | 2022-06-08 |  | Non-lead
070242 | APT 05B 320 ANGELA ST |  | Copper | Yes |  | 2022-06-08 |  | Copper | 1958 | Yes |  | 2022-06-08 |  | Non-lead
070243 | APT 05C 320 ANGELA ST |  | Copper | Yes |  | 2024-01-19 |  | Copper | 1958 | Yes |  | 2024-01-19 |  | Non-lead
070244 | APT 05D 320 ANGELA ST |  | Copper | Yes |  | 2024-06-05 |  | Copper | 1958 | Yes |  | 2024-06-05 |  | Non-lead
070245 | APT 05E 320 ANGELA ST |  | Copper | Yes |  | 2022-06-08 |  | Copper | 1958 | Yes |  | 2022-06-08 |  | Non-lead
070246 | APT 06A 320 ANGELA ST |  | Polytube | Yes |  | 2025-02-14 |  | Copper | 1958 | Yes |  | 2022-06-08 |  | Non-lead
070247 | APT 06B 720 WHITEHEAD ST |  | Copper | Yes |  | 2022-06-08 |  | Copper | 1958 | Yes |  | 2022-06-08 |  | Non-lead
070248 | APT 06C 720 WHITEHEAD ST |  | Copper | Yes |  | 2022-06-08 |  | Copper | 1958 | Yes |  | 2022-06-08 |  | Non-lead
070249 | APT 06D 720 WHITEHEAD ST |  | Copper | Yes |  | 2024-08-16 |  | Copper | 1958 | Yes |  | 2024-08-16 |  | Non-lead
070250 | APT 06E 720 WHITEHEAD ST |  | Polytube | Yes |  | 2022-06-08 |  | Copper | 1958 | Yes |  | 2022-06-08 |  | Non-lead
070251 | APT 06F 720 WHITEHEAD ST |  | Copper | Yes |  | 2024-07-15 |  | Copper | 1958 | Yes |  | 2024-07-15 |  | Non-lead
070252 | APT 07A 720 WHITEHEAD ST |  | Copper | Yes |  | 2022-06-08 |  | Copper | 1959 | Yes |  | 2022-06-08 |  | Non-lead
070253 | APT 07B 720 WHITEHEAD ST |  | Polytube | Yes |  | 2022-06-08 |  | Copper | 1958 | Yes |  | 2022-06-08 |  | Non-lead
070254 | APT 07C 720 WHITEHEAD ST |  | Copper | Yes |  | 2022-06-08 |  | Copper | 1958 | Yes |  | 2022-06-08 |  | Non-lead
070255 | APT 07D 720 WHITEHEAD ST |  | Copper | Yes |  | 2022-06-08 |  | PVC | 1958 | Yes |  | 2022-06-08 |  | Non-lead
070256 | APT 08A 720 WHITEHEAD ST |  | Copper | Yes |  | 2022-06-08 |  | Copper | 1958 | Yes |  | 2022-06-08 |  | Non-lead
070257 | APT 08B 720 WHITEHEAD ST |  | Copper | Yes |  | 2022-06-08 |  | Copper | 1958 | Yes |  | 2022-06-08 |  | Non-lead
070258 | APT 08C 720 WHITEHEAD ST |  | Copper | Yes |  | 2022-10-24 |  | Copper | 1958 | Yes |  | 2022-10-24 |  | Non-lead
070259 | APT 08D 720 WHITEHEAD ST |  | Copper | Yes |  | 2022-06-08 |  | Copper | 1958 | Yes |  | 2022-06-08 |  | Non-lead
070260 | APT 08E 720 WHITHEAD ST |  | Copper | Yes |  | 2022-06-08 |  | Copper | 1958 | Yes |  | 2022-06-08 |  | Non-lead
070261 | APT 08F 320 ANGELA ST |  | Copper | Yes |  | 2024-07-08 |  | Copper | 1958 | Yes |  | 2024-07-08 |  | Non-lead
070262 | APT 09A 320 ANGELA ST |  | Polytube | Yes |  | 2022-06-08 |  | Copper | 1943 | Yes |  | 2022-06-08 |  | Non-lead
070263 | APT 09B 320 ANGELA ST |  | Copper | Yes |  | 2022-06-08 |  | Copper | 1958 | Yes |  | 2022-06-08 |  | Non-lead
070264 | APT 09C 320 ANGELA ST |  | Copper | Yes |  | 2022-06-08 |  | Copper | 1984 | Yes |  | 2022-06-08 |  | Non-lead
070265 | APT 09D 320 ANGELA ST |  | Copper | Yes |  | 2022-06-08 |  | Copper | 1958 | Yes |  | 2022-06-08 |  | Non-lead
070266 | APT 10A 320 ANGELA ST |  | Copper | Yes |  | 2022-06-08 |  | Copper | 1958 | Yes |  | 2022-06-08 |  | Non-lead
070267 | APT 10B 320 ANGELA ST |  | Copper | Yes |  | 2022-06-08 |  | Copper | 1958 | Yes |  | 2022-06-08 |  | Non-lead
070268 | APT 10C 320 ANGELA ST |  | Copper | Yes |  | 2022-06-08 |  | Copper | 1958 | Yes |  | 2022-06-08 |  | Non-lead
070269 | APT 10D 320 ANGELA ST |  | Copper | Yes |  | 2022-06-08 |  | PVC | 1958 | Yes |  | 2022-06-08 |  | Non-lead
070270 | APT 10E 320 ANGELA ST |  | Copper | Yes |  | 2022-06-08 |  | Copper | 1958 | Yes |  | 2022-06-08 |  | Non-lead
070271 | APT 10F 320 ANGELA ST |  | Copper | Yes |  | 2022-06-08 |  | Copper | 1958 | Yes |  | 2022-06-08 |  | Non-lead
070272 | APT 10G 320 ANGELA ST |  | Copper | Yes |  | 2022-06-08 |  | Copper | 1958 | Yes |  | 2022-06-08 |  | Non-lead
070273 | APT 10H 320 ANGELA ST |  | Copper | Yes |  | 2022-06-08 |  | Copper | 1958 | Yes |  | 2022-06-08 |  | Non-lead
070274 | APT A01 1200 1ST ST |  | Polytube | Yes |  | 2023-02-28 |  | PVC | 1952 | Yes |  | 2023-02-28 |  | Non-lead
070275 | APT A2 1200 1ST ST |  | Polytube | Yes |  | 2023-04-24 |  | PVC | 1952 | Yes |  | 2023-04-24 |  | Non-lead
070276 | APT A3 1200 1ST ST |  | Polytube | Yes |  | 2023-02-28 |  | PVC | 1952 | Yes |  | 2023-02-28 |  | Non-lead
070277 | APT A4 1200 1ST ST |  | Polytube | Yes |  | 2023-04-24 |  | PVC | 1952 | Yes |  | 2023-04-24 |  | Non-lead
070278 | APT A5 1200 1ST ST |  | Polytube | Yes |  | 2022-07-07 |  | Copper | 1952 | Yes |  | 2022-07-07 |  | Non-lead
070279 | APT A6 1200 1ST ST |  | Polytube | Yes |  | 2024-08-14 |  | PVC | 1952 | Yes |  | 2024-08-14 |  | Non-lead
070280 | APT A7 1200 1ST ST |  | Polytube | Yes |  | 2023-02-28 |  | PVC | 1952 | Yes |  | 2023-02-28 |  | Non-lead
070281 | APT A8 1200 1ST ST |  | Polytube | Yes |  | 2023-04-24 |  | PVC | 1952 | Yes |  | 2023-04-24 |  | Non-lead
070282 | APT A9 1200 1ST ST |  | Polytube | Yes |  | 2023-04-24 |  | PVC | 1952 | Yes |  | 2023-04-24 |  | Non-lead
070283 | APT A10 1200 1ST ST |  | Polytube | Yes |  | 2023-04-24 |  | PVC | 1952 | Yes |  | 2023-04-24 |  | Non-lead
070284 | APT B1 1200 1ST ST |  | Polytube | Yes |  | 2023-02-28 |  | PVC | 1952 | Yes |  | 2023-02-28 |  | Non-lead
070285 | APT B2 1200 1ST ST |  | Polytube | Yes |  | 2023-04-24 |  | PVC | 1952 | Yes |  | 2023-04-24 |  | Non-lead
070286 | APT B3 1200 1ST ST |  | Polytube | Yes |  | 2023-04-24 |  | PVC | 1952 | Yes |  | 2023-04-24 |  | Non-lead
070287 | APT B4 1200 1ST ST |  | Polytube | Yes |  | 2023-02-28 |  | PVC | 1952 | Yes |  | 2023-02-28 |  | Non-lead
070288 | APT B5 1200 1ST ST |  | Polytube | Yes |  | 2023-04-24 |  | PVC | 1952 | Yes |  | 2023-04-24 |  | Non-lead
070289 | APT B6 1200 1ST ST |  | Polytube | Yes |  | 2023-04-24 |  | PVC | 1952 | Yes |  | 2023-04-24 |  | Non-lead
070290 | APT B7 1200 1ST ST |  | Polytube | Yes |  | 2023-02-28 |  | PVC | 1952 | Yes |  | 2023-02-28 |  | Non-lead
070291 | APT B8 1200 1ST ST |  | Polytube | Yes |  | 2023-04-24 |  | PVC | 1952 | Yes |  | 2023-04-24 |  | Non-lead
070292 | APT B9 1200 1ST ST |  | Polytube | Yes |  | 2023-04-24 |  | PVC | 1952 | Yes |  | 2023-04-24 |  | Non-lead
070293 | APT B10 1200 1ST ST |  | Polytube | Yes |  | 2023-04-24 |  | PVC | 1952 | Yes |  | 2023-04-24 |  | Non-lead
070294 | APT C1 1200 1ST ST |  | Polytube | Yes |  | 2019-05-17 |  | PVC | 1952 | Yes |  | 2019-05-17 |  | Non-lead
070295 | APT C2 1200 1ST ST |  | Polytube | Yes |  | 2023-04-24 |  | PVC | 1952 | Yes |  | 2023-04-24 |  | Non-lead
070296 | APT C3 1200 1ST ST |  | Polytube | Yes |  | 2023-04-24 |  | PVC | 1952 | Yes |  | 2023-04-24 |  | Non-lead
070297 | APT C4 1200 1ST ST |  | Polytube | Yes |  | 2023-04-24 |  | PVC | 1952 | Yes |  | 2023-04-24 |  | Non-lead
070298 | APT C5 1200 1ST ST |  | Polytube | Yes |  | 2023-04-24 |  | PVC | 1952 | Yes |  | 2023-04-24 |  | Non-lead
070299 | APT C6 1200 1ST ST |  | Polytube | Yes |  | 2023-04-24 |  | PVC | 1952 | Yes |  | 2023-04-24 |  | Non-lead
070300 | APT C7 1200 1ST ST |  | Polytube | Yes |  | 2023-04-24 |  | PVC | 1952 | Yes |  | 2023-04-24 |  | Non-lead
070301 | APT C8 1200 1ST ST |  | Polytube | Yes |  | 2023-04-24 |  | PVC | 1952 | Yes |  | 2023-04-24 |  | Non-lead
070302 | APT C9 1200 1ST ST |  | Polytube | Yes |  | 2023-04-24 |  | PVC | 1952 | Yes |  | 2023-04-24 |  | Non-lead
070303 | APT C10 1200 1ST ST |  | Polytube | Yes |  | 2023-04-24 |  | PVC | 1952 | Yes |  | 2023-04-24 |  | Non-lead
070304 | APT D1 1200 1ST ST |  | Polytube | Yes |  | 2023-04-24 |  | PVC | 1952 | Yes |  | 2023-04-24 |  | Non-lead
070305 | APT D2 1200 1ST ST |  | Polytube | Yes |  | 2023-04-24 |  | PVC | 1952 | Yes |  | 2023-04-24 |  | Non-lead
070306 | APT D3 1200 1ST ST |  | Polytube | Yes |  | 2023-04-24 |  | PVC | 1952 | Yes |  | 2023-04-24 |  | Non-lead
070307 | APT D4 1200 1ST ST |  | Polytube | Yes |  | 2023-04-24 |  | PVC | 1952 | Yes |  | 2023-04-24 |  | Non-lead
070308 | APT D5 1200 1ST ST |  | Polytube | Yes |  | 2023-04-24 |  | PVC | 1952 | Yes |  | 2023-04-24 |  | Non-lead
070309 | APT D6 1200 1ST ST |  | Polytube | Yes |  | 2024-01-10 |  | PVC | 1952 | Yes |  | 2024-01-10 |  | Non-lead
070310 | APT D7 1200 1ST ST |  | Polytube | Yes |  | 2023-04-24 |  | PVC | 1952 | Yes |  | 2023-04-24 |  | Non-lead
070311 | APT D8 1200 1ST ST |  | Polytube | Yes |  | 2023-04-24 |  | PVC | 1952 | Yes |  | 2023-04-24 |  | Non-lead
070312 | APT D9 1200 1ST ST |  | Polytube | Yes |  | 2023-04-24 |  | PVC | 1952 | Yes |  | 2023-04-24 |  | Non-lead
070313 | APT E1 1200 1ST ST |  | Polytube | Yes |  | 2023-04-24 |  | PVC | 1952 | Yes |  | 2023-04-24 |  | Non-lead
070314 | APT E2 1200 1ST ST |  | Polytube | Yes |  | 2023-02-28 |  | PVC | 1952 | Yes |  | 2023-02-28 |  | Non-lead
070315 | APT E3 1200 1ST ST |  | Polytube | Yes |  | 2023-04-24 |  | PVC | 1952 | Yes |  | 2023-04-24 |  | Non-lead
070316 | APT E4 1200 1ST ST |  | Polytube | No |  |  |  | Copper | 1952 | No |  |  |  | Non-lead
070317 | APT E5 1200 1ST ST |  | Polytube | Yes |  | 2023-02-28 |  | Copper | 1952 | Yes |  | 2023-02-28 |  | Non-lead
070318 | APT E6 1200 1ST ST |  | Polytube | Yes |  | 2023-04-24 |  | PVC | 1952 | Yes |  | 2023-04-24 |  | Non-lead
070319 | APT E7 1200 1ST ST |  | Polytube | Yes |  | 2023-04-24 |  | PVC | 1952 | Yes |  | 2023-04-24 |  | Non-lead
070320 | APT E8 1200 1ST ST |  | Polytube | Yes |  | 2024-02-16 |  | PVC | 1952 | Yes |  | 2024-02-16 |  | Non-lead
070321 | APT E9 1200 1ST ST |  | Polytube | No |  |  |  | Copper | 1952 | No |  |  |  | Non-lead
070322 | APT F1 1200 1ST ST |  | Polytube | Yes |  | 2019-07-11 |  | Copper | 1952 | Yes |  | 2019-07-11 |  | Non-lead
070323 | APT F2 1200 1ST ST |  | Polytube | Yes |  | 2023-04-24 |  | PVC | 1952 | Yes |  | 2023-04-24 |  | Non-lead
070324 | APT F3 1200 1ST ST |  | Polytube | Yes |  | 2023-04-24 |  | PVC | 1952 | Yes |  | 2023-04-24 |  | Non-lead
070325 | APT F4 1200 1ST ST |  | Polytube | Yes |  | 2023-04-24 |  | PVC | 1952 | Yes |  | 2023-04-24 |  | Non-lead
070326 | APT F5 1200 1ST ST |  | Polytube | Yes |  | 2023-04-24 |  | PVC | 1952 | Yes |  | 2023-04-24 |  | Non-lead
070327 | APT F6 1200 1ST ST |  | Polytube | Yes |  | 2023-04-24 |  | PVC | 1952 | Yes |  | 2023-04-24 |  | Non-lead
070328 | APT F7 1200 1ST ST |  | Polytube | Yes |  | 2023-04-24 |  | PVC | 1952 | Yes |  | 2023-04-24 |  | Non-lead
070329 | APT F8 1200 1ST ST |  | PVC | Yes |  | 2022-05-19 |  | Copper | 1952 | Yes |  | 2022-05-19 |  | Non-lead
070330 | APT F9 1200 1ST ST |  | Polytube | Yes |  | 2023-05-04 |  | PVC | 1952 | Yes |  | 2023-05-04 |  | Non-lead
070331 | APT G1 1200 1ST ST |  | Polytube | Yes |  | 2023-04-24 |  | PVC | 1952 | Yes |  | 2023-04-24 |  | Non-lead
070332 | APT G2 1200 1ST ST |  | Polytube | Yes |  | 2022-07-18 |  | Copper | 1952 | Yes |  | 2022-07-18 |  | Non-lead
070333 | APT G3 1200 1ST ST |  | Polytube | Yes |  | 2023-04-24 |  | PVC | 1952 | Yes |  | 2023-04-24 |  | Non-lead
070334 | APT G4 1200 1ST ST |  | Polytube | Yes |  | 2023-04-24 |  | PVC | 1952 | Yes |  | 2023-04-24 |  | Non-lead
070335 | APT G5 1200 1ST ST |  | Polytube | Yes |  | 2023-04-24 |  | PVC | 1952 | Yes |  | 2023-04-24 |  | Non-lead
070336 | APT G6 1200 1ST ST |  | Polytube | Yes |  | 2023-04-24 |  | PVC | 1952 | Yes |  | 2023-04-24 |  | Non-lead
070337 | APT G7 1200 1ST ST |  | Polytube | Yes |  | 2023-04-24 |  | PVC | 1952 | Yes |  | 2023-04-24 |  | Non-lead
070338 | APT G8 1200 1ST ST |  | Polytube | Yes |  | 2023-04-24 |  | PVC | 1952 | Yes |  | 2023-04-24 |  | Non-lead
070339 | APT G9 1200 1ST ST |  | Polytube | Yes |  | 2023-04-24 |  | PVC | 1952 | Yes |  | 2023-04-24 |  | Non-lead
070340 | APT H1 1200 1ST ST |  | Polytube | Yes |  | 2023-04-24 |  | PVC | 1952 | Yes |  | 2023-04-24 |  | Non-lead
070341 | APT H2 1200 1ST ST |  | Polytube | Yes |  | 2023-04-24 |  | PVC | 1952 | Yes |  | 2023-04-24 |  | Non-lead
070342 | APT H3 1200 1ST ST |  | Polytube | Yes |  | 2023-04-24 |  | PVC | 1952 | Yes |  | 2023-04-24 |  | Non-lead
070343 | APT H4 1200 1ST ST |  | Polytube | Yes |  | 2023-10-26 |  | PVC | 1952 | Yes |  | 2023-10-26 |  | Non-lead
070344 | APT H5 1200 1ST ST |  | Polytube | Yes |  | 2023-04-24 |  | PVC | 1952 | Yes |  | 2023-04-24 |  | Non-lead
070345 | APT H6 1200 1ST ST |  | Polytube | Yes |  | 2023-04-24 |  | PVC | 1952 | Yes |  | 2023-04-24 |  | Non-lead
070346 | APT H7 1200 1ST ST |  | Polytube | Yes |  | 2023-04-24 |  | PVC | 1952 | Yes |  | 2023-04-24 |  | Non-lead
070347 | APT H8 1200 1ST ST |  | Polytube | Yes |  | 2023-04-24 |  | PVC | 1952 | Yes |  | 2023-04-24 |  | Non-lead
070348 | APT H9 1200 1ST ST |  | Polytube | Yes |  | 2023-04-24 |  | PVC | 1952 | Yes |  | 2023-04-24 |  | Non-lead
070349 | APT J1 1200 1ST ST |  | Polytube | Yes |  | 2023-04-24 |  | PVC | 1952 | Yes |  | 2023-04-24 |  | Non-lead
070350 | APT J2 1200 1ST ST |  | Polytube | Yes |  | 2023-04-24 |  | PVC | 1952 | Yes |  | 2023-04-24 |  | Non-lead
070351 | APT J3 1200 1ST ST |  | Polytube | Yes |  | 2023-04-24 |  | PVC | 1952 | Yes |  | 2023-04-24 |  | Non-lead
070352 | APT J4 1200 1ST ST |  | Polytube | Yes |  | 2023-04-24 |  | PVC | 1952 | Yes |  | 2023-04-24 |  | Non-lead
070353 | APT J5 1200 1ST ST |  | Polytube | Yes |  | 2023-04-24 |  | PVC | 1952 | Yes |  | 2023-04-24 |  | Non-lead
070354 | APT J6 1200 1ST ST |  | Polytube | Yes |  | 2023-04-24 |  | PVC | 1952 | Yes |  | 2023-04-24 |  | Non-lead
070355 | APT J7 1200 1ST ST |  | Polytube | No |  |  |  | PVC | 1952 | No |  |  |  | Non-lead
070356 | APT J8 1200 1ST ST |  | Polytube | Yes |  | 2023-04-24 |  | PVC | 1952 | Yes |  | 2023-04-24 |  | Non-lead
070357 | APT K1 1200 1ST ST |  | Polytube | Yes |  | 2023-04-24 |  | PVC | 1952 | Yes |  | 2023-04-24 |  | Non-lead
070358 | APT K2 1200 1ST ST |  | Polytube | Yes |  | 2023-04-24 |  | PVC | 1952 | Yes |  | 2023-04-24 |  | Non-lead
070359 | APT K3 1200 1ST ST |  | Polytube | Yes |  | 2023-04-24 |  | PVC | 1952 | Yes |  | 2023-04-24 |  | Non-lead
070360 | APT K4 1200 1ST ST |  | Polytube | Yes |  | 2023-04-24 |  | PVC | 1952 | Yes |  | 2023-04-24 |  | Non-lead
070361 | APT K5 1200 1ST ST |  | Polytube | Yes |  | 2023-04-24 |  | PVC | 1952 | Yes |  | 2023-04-24 |  | Non-lead
070362 | APT K6 1200 1ST ST |  | Polytube | Yes |  | 2019-02-15 |  | PVC | 1952 | Yes |  | 2019-02-15 |  | Non-lead
070363 | APT K7 1200 1ST ST |  | Polytube | Yes |  | 2023-02-28 |  | PVC | 1952 | Yes |  | 2023-02-28 |  | Non-lead
070364 | APT K8 1200 1ST ST |  | Polytube | Yes |  | 2023-03-01 |  | PVC | 1952 | Yes |  | 2023-03-01 |  | Non-lead
070365 | APT K9 1200 1ST ST |  | Polytube | Yes |  | 2023-02-28 |  | PVC | 1952 | Yes |  | 2023-02-28 |  | Non-lead
070366 | APT L1 1200 1ST ST |  | Polytube | Yes |  | 2023-04-24 |  | PVC | 1952 | Yes |  | 2023-04-24 |  | Non-lead
070367 | APT L2 1200 1ST ST |  | Polytube | Yes |  | 2023-04-24 |  | PVC | 1952 | Yes |  | 2023-04-24 |  | Non-lead
070368 | APT L3 1200 1ST ST |  | Polytube | Yes |  | 2023-04-24 |  | PVC | 1952 | Yes |  | 2023-04-24 |  | Non-lead
070369 | APT L4 1200 1ST ST |  | Polytube | Yes |  | 2018-11-19 |  | PVC | 1952 | Yes |  | 2018-11-19 |  | Non-lead
070370 | APT L5 1200 1ST ST |  | Polytube | Yes |  | 2023-04-24 |  | PVC | 1952 | Yes |  | 2023-04-24 |  | Non-lead
070371 | APT L6 1200 1ST ST |  | Polytube | Yes |  | 2023-04-24 |  | PVC | 1952 | Yes |  | 2023-04-24 |  | Non-lead
070372 | APT L7 1200 1ST ST |  | Polytube | Yes |  | 2023-07-17 |  | PVC | 1952 | Yes |  | 2023-07-17 |  | Non-lead
070373 | APT L8 1200 1ST ST |  | Polytube | Yes |  | 2023-04-24 |  | PVC | 1952 | Yes |  | 2023-04-24 |  | Non-lead
070374 | APT M1 1200 1ST ST |  | Polytube | Yes |  | 2023-04-24 |  | PVC | 1952 | Yes |  | 2023-04-24 |  | Non-lead
070375 | APT M2 1200 1ST ST |  | Polytube | Yes |  | 2023-04-24 |  | PVC | 1952 | Yes |  | 2023-04-24 |  | Non-lead
070376 | APT M3 1200 1ST ST |  | Polytube | Yes |  | 2018-04-16 |  | PVC | 1952 | Yes |  | 2018-04-16 |  | Non-lead
070377 | APT M4 1200 1ST ST |  | Polytube | Yes |  | 2023-04-24 |  | PVC | 1952 | Yes |  | 2023-04-24 |  | Non-lead
070378 | APT M5 1200 1ST ST |  | Polytube | Yes |  | 2023-04-24 |  | PVC | 1952 | Yes |  | 2023-04-24 |  | Non-lead
070379 | APT M6 1200 1ST ST |  | Polytube | Yes |  | 2023-04-24 |  | PVC | 1952 | Yes |  | 2023-04-24 |  | Non-lead
070380 | APT M7 1200 1ST ST |  | Polytube | Yes |  | 2023-06-30 |  | PVC | 1952 | Yes |  | 2023-06-30 |  | Non-lead
070381 | APT M8 1200 1ST ST |  | Polytube | Yes |  | 2019-08-05 |  | PVC | 1952 | Yes |  | 2019-08-05 |  | Non-lead
070382 | APT N1 1200 1ST ST |  | Polytube | Yes |  | 2023-04-24 |  | PVC | 1952 | Yes |  | 2023-04-24 |  | Non-lead
070383 | APT N2 1200 1ST ST |  | Polytube | Yes |  | 2023-04-24 |  | PVC | 1952 | Yes |  | 2023-04-24 |  | Non-lead
070384 | APT N3 1200 1ST ST |  | Polytube | Yes |  | 2023-04-24 |  | PVC | 1952 | Yes |  | 2023-04-24 |  | Non-lead
070385 | APT N4 1200 1ST ST |  | Polytube | Yes |  | 2023-04-24 |  | PVC | 1952 | Yes |  | 2023-04-24 |  | Non-lead
070386 | APT N5 1200 1ST ST |  | Polytube | Yes |  | 2023-04-24 |  | PVC | 1952 | Yes |  | 2023-04-24 |  | Non-lead
070387 | APT N6 1200 1ST ST |  | Polytube | Yes |  | 2023-04-24 |  | PVC | 1952 | Yes |  | 2023-04-24 |  | Non-lead
070388 | APT N7 1200 1ST ST |  | Polytube | Yes |  | 2022-05-16 |  | Copper | 1952 | Yes |  | 2022-05-16 |  | Non-lead
070389 | APT N8 1200 1ST ST |  | Polytube | Yes |  | 2023-06-15 |  | PVC | 1952 | Yes |  | 2023-06-15 |  | Non-lead
070390 | APT N9 1200 1ST ST |  | PVC | Yes |  | 2018-06-04 |  | PVC | 1952 | Yes |  | 2018-06-04 |  | Non-lead
090001 | AREA 1 |  | Unknown, Non-Lead | No |  |  |  | No Piping | Vacant | No |  |  |  | Non-lead
098924 | PEARY CT DMA METER 541 WHITE ST |  | Unknown, Non-Lead | Yes |  | 2019-01-17 |  | Unknown, Non-Lead | 1996 | Yes |  | 2019-01-17 |  | Non-lead
098928 | PERRY COURT FIRE SERVICE FEES |  | Unknown, Non-Lead | Yes |  | 2023-05-04 |  | No Piping | 1948 | Yes |  | 2023-05-04 |  | Non-lead
099975 | BIG PINE VOLUNTE |  | Unknown, Non-Lead | No |  |  |  | Unknown, Non-Lead | 1990 | No |  |  |  | Non-lead
099991 | 3 EAST DR |  | Polytube | Yes |  | 2023-01-31 |  | PVC | 1953 | Yes |  | 2023-01-31 |  | Non-lead
099996 | 10 S CONCH AVE |  | Polytube | Yes |  | 2024-05-20 |  | PVC | 1977 | Yes |  | 2024-05-20 |  | Non-lead
099998 | FIRE DEPT 151 MARINE AVE |  | Polytube | Yes |  | 2023-02-09 |  | PVC | 1964 | Yes |  | 2023-02-09 |  | Non-lead
200005 | 22891 JOHN SILVER LN |  | Unknown, Non-Lead | Yes |  | 2018-10-25 |  | PVC | 2008 | Yes |  | 2018-10-25 |  | Non-lead
200011 | 98 JOHN ST |  | Polytube | Yes |  | 2023-07-25 |  | PVC | 2006 | Yes |  | 2023-07-25 |  | Non-lead
200012 | 90 JOHN ST |  | Polytube | Yes |  | 2022-07-05 |  | PVC | 2006 | Yes |  | 2022-07-05 |  | Non-lead
200013 | 88 JOHN ST |  | Unknown, Non-Lead | Yes |  | 2024-07-23 |  | Unknown, Non-Lead | 2006 | Yes |  | 2024-07-23 |  | Non-lead
200014 | 86 JOHNS ST |  | Unknown, Non-Lead | Yes |  | 2024-09-09 |  | Unknown, Non-Lead | 2006 | Yes |  | 2024-09-09 |  | Non-lead
200019 | 29479 RANGER AVE |  | Unknown, Non-Lead | Yes |  | 2017-05-16 |  | Unknown, Non-Lead | 1996 | Yes |  | 2017-05-16 |  | Non-lead
200029 | TRLR MM 35.2 OVERSEAS HWY |  | Unknown, Non-Lead | No |  |  |  | No Piping | 1958 | No |  |  |  | Non-lead
200034 | HYDRANT KW-256 HILTON HAVEN DR |  | None | Yes |  | 2022-08-31 |  | None |  | Yes |  | 2022-08-31 |  | Non-lead
200035 | 10 CINNAMON BARK LN |  | Unknown, Non-Lead | Yes |  | 2021-02-01 |  | PVC | 2009 | Yes |  | 2021-02-01 |  | Non-lead
200044 | 1039 ADAMS DR |  | Unknown, Non-Lead | Yes |  | 2019-11-22 |  | PVC | 2017 | Yes |  | 2019-11-22 |  | Non-lead
200051 | 150 ATLANTIC AVE |  | Polytube | Yes |  | 2023-02-02 |  | PVC | 2008 | Yes |  | 2023-02-02 |  | Non-lead
200052 | APT B 1528 12TH ST |  | Polytube | Yes |  | 2023-04-26 |  | PVC | 1938 | Yes |  | 2023-04-26 |  | Non-lead
200054 | 1217 MOCKINGBIRD RD |  | Unknown, Non-Lead | No |  |  |  | Unknown, Non-Lead | 2013 | No |  |  |  | Non-lead
200056 | HYDRANT KW-016 DUVAL & FRONT HOGS BREATH ST |  | Unknown, Non-Lead | Yes |  | 2023-05-04 |  | No Piping | Vacant | Yes |  | 2023-05-04 |  | Non-lead
200058 | #36 62900 OVERSEAS HWY |  | Unknown, Non-Lead | Yes |  | 2023-10-26 |  | PVC | 2008 | Yes |  | 2023-10-26 |  | Non-lead
200060 | 263 PIRATES RD |  | Polytube | Yes |  | 2023-01-24 |  | PVC | 1976 | Yes |  | 2023-01-24 |  | Non-lead
200061 | 273 PIRATES RD |  | Polytube | Yes |  | 2023-01-24 |  | PVC | 1964 | Yes |  | 2023-01-24 |  | Non-lead
200062 | 740 BIG PINE AVE |  | Polytube | Yes |  | 2022-12-22 |  | PVC | 1984 | Yes |  | 2022-12-22 |  | Non-lead
200063 | 230 CORSAIR RD |  | Polytube | Yes |  | 2022-08-03 |  | PVC | 2009 | Yes |  | 2022-08-03 |  | Non-lead
200066 | 9 IBIS LN |  | Unknown, Non-Lead | Yes |  | 2019-01-22 |  | PVC | 2010 | Yes |  | 2019-01-22 |  | Non-lead
200068 | 517 SOUND DR |  | Polytube | Yes |  | 2023-08-30 |  | PVC | 2008 | Yes |  | 2023-08-30 |  | Non-lead
200070 | 35 OCEAN REEF DR |  | Polytube | Yes |  | 2022-09-26 |  | PVC | 1958 | Yes |  | 2022-09-26 |  | Non-lead
200071 | 27372 DOMINICA LN |  | Polytube | Yes |  | 2024-04-02 |  | PVC | 2008 | Yes |  | 2024-04-02 |  | Non-lead
200073 | 168 GARDENIA RD |  | Polytube | Yes |  | 2024-07-15 |  | PVC |  | Yes |  | 2024-07-15 |  | Non-lead
200076 | 2ND IRRIGATION 1101 W OCEAN DR |  | Polytube | Yes |  | 2022-10-22 |  | PVC | 1973 | Yes |  | 2022-10-22 |  | Non-lead
200081 | 4 HIBISCUS LN |  | Polytube | Yes |  | 2023-02-10 |  | PVC | 1928 | Yes |  | 2023-02-10 |  | Non-lead
200084 | 528 S AIRPORT DR |  | Polytube | Yes |  | 2022-08-03 |  | PVC | 2008 | Yes |  | 2022-08-03 |  | Non-lead
200085 | 613 PORTIA CIR |  | Unknown, Non-Lead | Yes |  | 2019-08-31 |  | Unknown, Non-Lead | 2009 | Yes |  | 2019-08-31 |  | Non-lead
200086 | 29545 CONSTITUTION AVE |  | Unknown, Non-Lead | No |  |  |  | Unknown, Non-Lead | 2008 | No |  |  |  | Non-lead
200087 | 143 SAWYER LT7 BLK3 DR |  | Polytube | Yes |  | 2022-11-09 |  | PVC | 1975 | Yes |  | 2022-11-09 |  | Non-lead
200088 | 20995 W 2ND AVE |  | Polytube | Yes |  | 2024-08-26 |  | PVC | 2007 | Yes |  | 2024-08-26 |  | Non-lead
200089 | LOT 40 432 BROWN DR |  | Polytube | Yes |  | 2023-05-04 |  | PVC | 2017 | Yes |  | 2023-05-04 |  | Non-lead
200095 | 1614 JOHNSON ST |  | Unknown, Non-Lead | Yes |  | 2018-11-19 |  | PVC | 2008 | Yes |  | 2018-11-19 |  | Non-lead
200097 | 101 PONCE DELEON BLVD |  | Polytube | Yes |  | 2022-11-09 |  | PVC | 2008 | Yes |  | 2022-11-09 |  | Non-lead
200098 | 341 STIRRUP KEY BLVD |  | Polytube | Yes |  | 2023-02-02 |  | PVC | 1980 | Yes |  | 2023-02-02 |  | Non-lead
200100 | 104801 OVERSEAS *FIRE* HWY |  | None | Yes |  | 2022-10-13 |  | None | 1972 | Yes |  | 2022-10-13 |  | Non-lead
200101 | 104801 OVERSEAS HWY |  | Cast Iron | Yes |  | 2024-04-23 |  | Cast Iron | 1972 | Yes |  | 2024-04-23 |  | Non-lead
200103 | 27425 GUADALOUPE LN |  | Polytube | Yes |  | 2022-09-16 |  | PVC | 2008 | Yes |  | 2022-09-16 |  | Non-lead
200104 | HYDRANT MK-038 SOMBRERO BCH - BRASS MONKEY RD |  | Unknown, Non-Lead | No |  |  |  | No Piping | Vacant | No |  |  |  | Non-lead
200105 | 190 GULFVIEW DR |  | Polytube | Yes |  | 2022-07-29 |  | PVC | 2008 | Yes |  | 2022-07-29 |  | Non-lead
200107 | 275 AZALEA ST |  | Unknown, Non-Lead | No |  |  |  | Unknown, Non-Lead | 2009 | No |  |  |  | Non-lead
200108 | 100410 OVERSEAS HWY |  | Unknown, Non-Lead | Yes |  | 2019-04-23 |  | Cast Iron | 2019 | Yes |  | 2019-04-23 |  | Non-lead
200111 | TRUMAN FIRE STATION TRUMAN ANNEX HOUS |  | Unknown | Yes |  | 2020-09-03 |  | Unknown | 1956 | Yes |  | 2020-09-03 |  | Lead Status Unknown
200113 | TRUMAN HOUSING FBIS 394-C |  | Unknown | Yes |  | 2019-06-04 |  | Unknown | 1956 | Yes |  | 2019-06-04 |  | Lead Status Unknown
200114 | TRUMAN HOUSING FBIS 394-B |  | Unknown | Yes |  | 2018-08-10 |  | Polytube | 1956 | Yes |  | 2018-08-10 |  | Lead Status Unknown
200115 | TRUMAN HOUSING FBIS 394-A |  | Unknown | No |  |  |  | Unknown | 1956 | No |  |  |  | Lead Status Unknown
200116 | TRUMAN BLDG 284 PORT OPER OUTER MOLE |  | Unknown | Yes |  | 2023-08-14 |  | Unknown | 1956 | Yes |  | 2023-08-14 |  | Lead Status Unknown
200117 | CG3KRF BLDG 795 - BEHIND PORT OPERAT |  | Unknown | Yes |  | 2023-08-14 |  | Unknown | 1956 | Yes |  | 2023-08-14 |  | Lead Status Unknown
200118 | TRUMBO B-1043 CORN HALSEY & TOWERS DR |  | Unknown | Yes |  | 2023-08-15 |  | Unknown | 1956 | Yes |  | 2023-08-15 |  | Lead Status Unknown
200119 | TRUMBO BOQ |  | Unknown | Yes |  | 2024-01-18 |  | Unknown | 1965 | Yes |  | 2024-01-18 |  | Lead Status Unknown
200120 | FIRE FLOW TRUMBO BOQ |  | Unknown | Yes |  | 2024-01-18 |  | Unknown | 1965 | Yes |  | 2024-01-18 |  | Lead Status Unknown
200121 | TRUMBO MWR TRAILER PARK |  | Unknown | Yes |  | 2023-08-14 |  | Copper | 1965 | Yes |  | 2023-08-14 |  | Lead Status Unknown
200122 | TRUMBO B-48 COAST GUARD |  | Unknown | Yes |  | 2023-08-14 |  | Unknown | 1956 | Yes |  | 2023-08-14 |  | Lead Status Unknown
200123 | TRUMBO FLEMING KEY SPECIAL FORCES |  | Unknown | Yes |  | 2023-08-15 |  | Unknown | 1965 | Yes |  | 2023-08-15 |  | Lead Status Unknown
200124 | PEARY KEYS FEDERAL CREDIT UNION |  | Polytube | Yes |  | 2024-07-01 |  | PVC | 1996 | Yes |  | 2024-07-01 |  | Non-lead
200125 | NAVY HOUSING UNIT L-A NAVY HOSPITAL |  | Unknown | Yes |  | 2023-08-15 |  | Unknown | 1953 | Yes |  | 2023-08-15 |  | Lead Status Unknown
200126 | NAVY HOUSING UNIT L-B NAVY HOSPITAL |  | Unknown | Yes |  | 2023-08-15 |  | Unknown | 1953 | Yes |  | 2023-08-15 |  | Lead Status Unknown
200127 | NAVY HOUSING UNIT L-C NAVY HOSPITAL |  | Unknown | Yes |  | 2023-08-15 |  | Unknown | 1953 | Yes |  | 2023-08-15 |  | Lead Status Unknown
200128 | NAVY HOUSING UNIT L-D NAVY HOSPITAL |  | Unknown | Yes |  | 2023-08-15 |  | Unknown | 1953 | Yes |  | 2023-08-15 |  | Lead Status Unknown
200129 | APT G NAVY HOUSING UNIT L-G NAVY HOSPITAL |  | Unknown | Yes |  | 2023-08-15 |  | Unknown | 1953 | Yes |  | 2023-08-15 |  | Lead Status Unknown
200130 | V-4111 NAVY COMMISSARY |  | Unknown | Yes |  | 2022-11-29 |  | Unknown | 1965 | Yes |  | 2022-11-29 |  | Lead Status Unknown
200131 | V-4111 NAVY EXCHANGE |  | Unknown | Yes |  | 2023-01-24 |  | Unknown | 1965 | Yes |  | 2023-01-24 |  | Lead Status Unknown
200132 | SIGSBEE SCHOOL |  | Unknown | Yes |  | 2022-11-29 |  | Unknown | 1970 | Yes |  | 2022-11-29 |  | Lead Status Unknown
200133 | V-4114 NAVY LODGE |  | Unknown | Yes |  | 2022-11-28 |  | Unknown | 1965 | Yes |  | 2022-11-28 |  | Lead Status Unknown
200134 | SIGSBEE SIGSBEE MARINA |  | Unknown | Yes |  | 2023-01-24 |  | Unknown | 1965 | Yes |  | 2023-01-24 |  | Lead Status Unknown
200135 | SIGSBEE YOUTH CENTER V-4189 |  | Unknown | Yes |  | 2022-11-28 |  | Unknown | 1965 | Yes |  | 2022-11-28 |  | Lead Status Unknown
200137 | SIGSBEE SIGSBEE CAR WASH |  | Unknown | Yes |  | 2023-01-24 |  | Unknown | 1965 | Yes |  | 2023-01-24 |  | Lead Status Unknown
200138 | V-4058 FAMILY SERVICE CENTER |  | Unknown | Yes |  | 2022-11-28 |  | Unknown | 1965 | Yes |  | 2022-11-28 |  | Lead Status Unknown
200139 | LAUNDRY V-4164 ARTHUR SAWYER DR |  | Unknown | Yes |  | 2023-01-24 |  | Unknown | 1965 | Yes |  | 2023-01-24 |  | Lead Status Unknown
200140 | 471 5TH ST |  | Unknown, Non-Lead | Yes |  | 2024-01-08 |  | Unknown, Non-Lead | 2008 | Yes |  | 2024-01-08 |  | Non-lead
200142 | CG7GG7 NAVY EXCHANGE GAS STATION A-32 |  | Unknown | Yes |  | 2023-08-15 |  | Unknown |  | Yes |  | 2023-08-15 |  | Lead Status Unknown
200143 | CGYRYH A-1004 HIGH SECURITY BLDG |  | Unknown | Yes |  | 2024-04-05 |  | PVC |  | Yes |  | 2024-04-05 |  | Non-lead
200144 | BLDG A-4173 SARATOGA AVE |  | Unknown | Yes |  | 2023-08-15 |  | Unknown |  | Yes |  | 2023-08-15 |  | Lead Status Unknown
200145 | B CHICA A-1019 |  | Unknown | Yes |  | 2023-08-17 |  | PVC |  | Yes |  | 2023-08-17 |  | Non-lead
200146 | 8 POMPANO AVE |  | Unknown, Non-Lead | Yes |  | 2019-04-29 |  | Unknown, Non-Lead | 2015 | Yes |  | 2019-04-29 |  | Non-lead
200150 | TRUMAN BLDG 795 BEHIND PORT OPERATION |  | Unknown | Yes |  | 2023-08-14 |  | Unknown |  | Yes |  | 2023-08-14 |  | Lead Status Unknown
200152 | 24979 PALM LN |  | Polytube | Yes |  | 2023-04-25 |  | PVC | 1968 | Yes |  | 2023-04-25 |  | Non-lead
200155 | 103 PLANTATION BLVD |  | Unknown, Non-Lead | Yes |  | 2017-04-25 |  | Unknown, Non-Lead | 2008 | Yes |  | 2017-04-25 |  | Non-lead
200156 | UNIT B 103 PLANTATION BLVD |  | Unknown, Non-Lead | Yes |  | 2019-02-27 |  | Unknown, Non-Lead | 2008 | Yes |  | 2019-02-27 |  | Non-lead
200157 | UNIT A 93 PLANTATION BLVD |  | Polytube | Yes |  | 2022-06-08 |  | PVC | 1958 | Yes |  | 2022-06-08 |  | Non-lead
200158 | UNIT B 93 PLANTATION BLVD |  | Polytube | Yes |  | 2022-06-08 |  | PVC | 1958 | Yes |  | 2022-06-08 |  | Non-lead
200163 | 770 MICHAEL DR |  | Polytube | Yes |  | 2018-02-06 |  | PVC | 1982 | Yes |  | 2018-02-06 |  | Non-lead
200166 | 926 LAPALOMA RD |  | Unknown, Non-Lead | No |  |  |  | Unknown, Non-Lead | 2008 | No |  |  |  | Non-lead
200169 | FIRE 35 OCEAN REEF DR |  | Ductile Iron | Yes |  | 2022-09-26 |  | Ductile Iron | 1958 | Yes |  | 2022-09-26 |  | Non-lead
200170 | 390 POMPANO DR |  | Unknown, Non-Lead | No |  |  |  | Unknown, Non-Lead | 2009 | No |  |  |  | Non-lead
200171 | HYDRANT KW-220 THOMAS - 100' FROM ANGELA ST ST |  | Unknown, Non-Lead | Yes |  | 2022-07-15 |  | No Piping | Vacant | Yes |  | 2022-07-15 |  | Non-lead
200172 | BLDG POOL 419 UNITED ST |  | Polytube | Yes |  | 2018-08-22 |  | Unknown | 1928 | Yes |  | 2018-08-22 |  | Lead Status Unknown
200175 | 461 5TH ST |  | Unknown, Non-Lead | Yes |  | 2023-05-24 |  | Unknown, Non-Lead | 2008 | Yes |  | 2023-05-24 |  | Non-lead
200179 | BLDG FIRE 719 EISENHOWER DR |  | Ductile Iron | Yes |  | 2022-09-07 |  | Ductile Iron | 1968 | Yes |  | 2022-09-07 |  | Non-lead
200180 | 510 99th STREET OCEAN |  | Unknown, Non-Lead | Yes |  | 2024-10-01 |  | Unknown, Non-Lead | 1988 | Yes |  | 2024-10-01 |  | Non-lead
200182 | 29460 INDEPENDENCE AVE |  | Unknown, Non-Lead | Yes |  | 2023-11-02 |  | Unknown, Non-Lead | 2009 | Yes |  | 2023-11-02 |  | Non-lead
200183 | BLDG COMMON AREA 719 EISENHOWER DR |  | Polytube | No |  |  |  | PVC | 2008 | No |  |  |  | Non-lead
200186 | 104 COASTAL DR |  | Unknown, Non-Lead | Yes |  | 2019-12-10 |  | Unknown, Non-Lead | 2009 | Yes |  | 2019-12-10 |  | Non-lead
200187 | 2 IBIS LN |  | Unknown, Non-Lead | Yes |  | 2022-03-18 |  | Unknown, Non-Lead | 2008 | Yes |  | 2022-03-18 |  | Non-lead
200189 | 429 SOUTH HARBOR DR |  | Unknown, Non-Lead | No |  |  |  | Polytube | 2012 | No |  |  |  | Non-lead
200192 | 23 CINNAMON BARK LN |  | Unknown, Non-Lead | Yes |  | 2021-06-09 |  | PVC | 2009 | Yes |  | 2021-06-09 |  | Non-lead
200193 | 56 ORANGE DR |  | Unknown, Non-Lead | No |  |  |  | Unknown, Non-Lead | 2009 | No |  |  |  | Non-lead
200194 | 93160 OVERSEAS HWY |  | Unknown, Non-Lead | No |  |  |  | Unknown, Non-Lead | 1991 | No |  |  |  | Non-lead
200195 | 628 MICKENS LN |  | Copper | Yes |  | 2022-06-08 |  | Copper | 1901 | Yes |  | 2022-06-08 |  | Non-lead
200196 | 166 OCEAN SHORES DR |  | Unknown, Non-Lead | Yes |  | 2022-05-26 |  | Unknown, Non-Lead | 2009 | Yes |  | 2022-05-26 |  | Non-lead
200197 | 17034 CORAL DR |  | Unknown, Non-Lead | Yes |  | 2022-03-30 |  | Unknown, Non-Lead | 2019 | Yes |  | 2022-03-30 |  | Non-lead
200198 | 317 CATHERINE ST |  | Polytube | Yes |  | 2024-10-07 |  | PVC | 1923 | Yes |  | 2024-10-07 |  | Non-lead
200208 | FIRE LINE 208 DUVAL ST |  | Unknown | Yes |  | 2022-12-02 |  | Unknown | 1963 | Yes |  | 2022-12-02 |  | Lead Status Unknown
200209 | 92530 OVERSEAS (2nd MTR) HWY |  | Polytube | Yes |  | 2023-02-14 |  | PVC | 1964 | Yes |  | 2023-02-14 |  | Non-lead
200210 | 99615 OVERSEAS (FIRE) HWY |  | Ductile Iron | Yes |  | 2022-11-14 |  | Ductile Iron | 1972 | Yes |  | 2022-11-14 |  | Non-lead
200211 | 427 FOURTH RD |  | Unknown, Non-Lead | Yes |  | 2024-09-06 |  | Unknown, Non-Lead | 2008 | Yes |  | 2024-09-06 |  | Non-lead
200238 | TEMPORARY 87200 OVERSEAS HWY |  | Brass | Yes |  | 2022-06-09 |  | None |  | Yes |  | 2022-06-09 |  | Non-lead
200244 | BLDG A COMMON AREA 301 GRINNELL ST |  | Unknown, Non-Lead | Yes |  | 2019-09-17 |  | Unknown, Non-Lead | 2008 | Yes |  | 2019-09-17 |  | Non-lead
200245 | APT 201 301 GRINNELL ST |  | Unknown, Non-Lead | No |  |  |  | Unknown, Non-Lead | 2008 | No |  |  |  | Non-lead
200246 | A202 301 GRINNELL ST |  | Unknown, Non-Lead | Yes |  | 2024-07-08 |  | Unknown, Non-Lead | 2008 | Yes |  | 2024-07-08 |  | Non-lead
200247 | APT 203 301 GRINNELL ST |  | Unknown, Non-Lead | Yes |  | 2019-01-14 |  | Unknown, Non-Lead | 2008 | Yes |  | 2019-01-14 |  | Non-lead
200248 | APT 204 301 GRINNELL ST |  | Unknown, Non-Lead | No |  |  |  | Unknown, Non-Lead | 2008 | No |  |  |  | Non-lead
200249 | APT 205 301 GRINNELL ST |  | Unknown, Non-Lead | No |  |  |  | Unknown, Non-Lead | 2008 | No |  |  |  | Non-lead
200250 | APT 301 301 GRINNELL ST |  | Unknown, Non-Lead | No |  |  |  | Unknown, Non-Lead | 2008 | No |  |  |  | Non-lead
200251 | APT 302 301 GRINNELL ST |  | Unknown, Non-Lead | Yes |  | 2017-06-06 |  | Unknown, Non-Lead | 2008 | Yes |  | 2017-06-06 |  | Non-lead
200252 | APT 303 301 GRINNELL ST |  | Unknown, Non-Lead | Yes |  | 2019-06-10 |  | Unknown, Non-Lead | 2008 | Yes |  | 2019-06-10 |  | Non-lead
200253 | APT 304 301 GRINNELL ST |  | Unknown, Non-Lead | No |  |  |  | Unknown, Non-Lead | 2008 | No |  |  |  | Non-lead
200254 | APT 305 301 GRINNELL ST |  | Unknown, Non-Lead | No |  |  |  | Unknown, Non-Lead | 2008 | No |  |  |  | Non-lead
200255 | APT 401 301 GRINNELL ST |  | Unknown, Non-Lead | Yes |  | 2022-02-25 |  | Unknown, Non-Lead | 2008 | Yes |  | 2022-02-25 |  | Non-lead
200256 | APT 402 301 GRINNELL ST |  | Unknown, Non-Lead | No |  |  |  | Unknown, Non-Lead | 2008 | No |  |  |  | Non-lead
200257 | APT 403 301 GRINNELL ST |  | Unknown, Non-Lead | No |  |  |  | Unknown, Non-Lead | 2008 | No |  |  |  | Non-lead
200258 | APT 404 301 GRINNELL ST |  | Unknown, Non-Lead | No |  |  |  | Unknown, Non-Lead | 2008 | No |  |  |  | Non-lead
200259 | BLDG B COMMON AREA 303 GRINNELL ST |  | Unknown, Non-Lead | No |  |  |  | Unknown, Non-Lead | 2008 | No |  |  |  | Non-lead
200260 | APT 201 303 GRINNELL ST |  | Polytube | Yes |  | 2022-12-06 |  | Copper | 2008 | Yes |  | 2022-12-06 |  | Non-lead
200261 | APT B202 303 GRINNELL ST |  | Unknown, Non-Lead | Yes |  | 2023-06-30 |  | Unknown, Non-Lead | 2008 | Yes |  | 2023-06-30 |  | Non-lead
200262 | APT 203 303 GRINNELL ST |  | Unknown, Non-Lead | Yes |  | 2023-09-14 |  | PVC | 2008 | Yes |  | 2023-09-14 |  | Non-lead
200263 | APT 204 B 303 GRINNELL ST |  | Polytube | Yes |  | 2022-11-04 |  | Copper | 2008 | Yes |  | 2022-11-04 |  | Non-lead
200264 | APT 205 303 GRINNELL ST |  | Unknown, Non-Lead | No |  |  |  | Unknown, Non-Lead | 2008 | No |  |  |  | Non-lead
200265 | APT 301 303 GRINNELL ST |  | Polytube | Yes |  | 2022-12-06 |  | Copper | 2008 | Yes |  | 2022-12-06 |  | Non-lead
200266 | APT 302 303 GRINNELL ST |  | Polytube | Yes |  | 2022-10-11 |  | PVC | 2008 | Yes |  | 2022-10-11 |  | Non-lead
200267 | APT 303 303 GRINNELL ST |  | Polytube | Yes |  | 2022-12-19 |  | Copper | 2008 | Yes |  | 2022-12-19 |  | Non-lead
200269 | APT 304 303 GRINNELL ST |  | Unknown, Non-Lead | No |  |  |  | Unknown, Non-Lead | 2008 | No |  |  |  | Non-lead
200270 | APT 305 303 GRINNELL ST |  | Unknown, Non-Lead | Yes |  | 2022-03-15 |  | Unknown, Non-Lead | 2008 | Yes |  | 2022-03-15 |  | Non-lead
200271 | APT B 11611 6TH AVE OCEAN |  | Polytube | Yes |  | 2022-09-02 |  | PVC | 1973 | Yes |  | 2022-09-02 |  | Non-lead
200272 | APT 401-B 303 GRINNELL ST |  | Unknown, Non-Lead | Yes |  | 2018-05-07 |  | Unknown, Non-Lead | 2008 | Yes |  | 2018-05-07 |  | Non-lead
200273 | UNIT 402 303 GRINNELL ST |  | Polytube | Yes |  | 2022-12-19 |  | Copper | 2008 | Yes |  | 2022-12-19 |  | Non-lead
200274 | APT 403 303 GRINNELL ST |  | Unknown, Non-Lead | Yes |  | 2022-06-10 |  | Unknown, Non-Lead | 2008 | Yes |  | 2022-06-10 |  | Non-lead
200275 | APT 404B 303 GRINNELL ST |  | Unknown, Non-Lead | Yes |  | 2023-05-22 |  | Unknown, Non-Lead | 2008 | Yes |  | 2023-05-22 |  | Non-lead
200276 | APT 405 303 GRINNELL ST |  | Unknown, Non-Lead | No |  |  |  | Unknown, Non-Lead | 2008 | No |  |  |  | Non-lead
200277 | BLDG C COMMON AREA 305 GRINNELL ST |  | Unknown, Non-Lead | Yes |  | 2019-04-03 |  | Unknown, Non-Lead | 2008 | Yes |  | 2019-04-03 |  | Non-lead
200278 | APT 101 305 GRINNELL ST |  | Unknown, Non-Lead | Yes |  | 2018-09-04 |  | PVC | 2008 | Yes |  | 2018-09-04 |  | Non-lead
200279 | 27417 TOBAGO LN |  | Unknown, Non-Lead | No |  |  |  | Unknown, Non-Lead | 2010 | No |  |  |  | Non-lead
200280 | APT 102 305 GRINNELL ST |  | Unknown, Non-Lead | Yes |  | 2019-04-08 |  | Unknown, Non-Lead | 2008 | Yes |  | 2019-04-08 |  | Non-lead
200281 | APT 103 305 GRINNELL ST |  | Unknown, Non-Lead | Yes |  | 2017-12-20 |  | PVC | 2008 | Yes |  | 2017-12-20 |  | Non-lead
200282 | APT 201 305 GRINNELL ST |  | Unknown, Non-Lead | Yes |  | 2019-06-10 |  | Unknown, Non-Lead | 2008 | Yes |  | 2019-06-10 |  | Non-lead
200283 | APT 202 305 GRINNELL ST |  | Unknown, Non-Lead | No |  |  |  | Unknown, Non-Lead | 2008 | No |  |  |  | Non-lead
200284 | APT 203 305 GRINNELL ST |  | Unknown, Non-Lead | Yes |  | 2018-08-09 |  | Unknown, Non-Lead | 2008 | Yes |  | 2018-08-09 |  | Non-lead
200285 | APT 301 305 GRINNELL ST |  | Unknown, Non-Lead | Yes |  | 2018-02-09 |  | PVC | 2008 | Yes |  | 2018-02-09 |  | Non-lead
200286 | APT 302 305 GRINNELL ST |  | Unknown, Non-Lead | No |  |  |  | Unknown, Non-Lead | 2008 | No |  |  |  | Non-lead
200287 | APT 303 305 GRINNELL ST |  | Unknown, Non-Lead | No |  |  |  | Unknown, Non-Lead | 2008 | No |  |  |  | Non-lead
200289 | 28575 ARICA RD |  | Unknown, Non-Lead | Yes |  | 2016-11-14 |  | Unknown, Non-Lead | 2009 | Yes |  | 2016-11-14 |  | Non-lead
200293 | 10 NORTH END RD |  | Unknown, Non-Lead | Yes |  | 2021-09-07 |  | Unknown, Non-Lead | 2016 | Yes |  | 2021-09-07 |  | Non-lead
200296 | UNIT 201 519 DUVAL ST |  | Unknown, Non-Lead | No |  |  |  | Unknown, Non-Lead | 2008 | No |  |  |  | Non-lead
200297 | 522 BAHAMA ST |  | Unknown, Non-Lead | Yes |  | 2022-03-18 |  | Unknown, Non-Lead | 2008 | Yes |  | 2022-03-18 |  | Non-lead
200310 | 215 JEROME AVE |  | Unknown, Non-Lead | Yes |  | 2021-05-21 |  | Unknown, Non-Lead | 2008 | Yes |  | 2021-05-21 |  | Non-lead
200321 | 102 SUNRISE DR |  | Unknown, Non-Lead | Yes |  | 2021-08-23 |  | PVC | 2009 | Yes |  | 2021-08-23 |  | Non-lead
200327 | UNIT 1 281 WOODS AVE |  | Unknown, Non-Lead | No |  |  |  | Unknown, Non-Lead | 2008 | No |  |  |  | Non-lead
200328 | UNIT 02 281 WOODS AVE |  | Unknown, Non-Lead | Yes |  | 2023-02-09 |  | Unknown, Non-Lead | 2008 | Yes |  | 2023-02-09 |  | Non-lead
200329 | UNIT 3 281 WOODS AVE |  | Unknown, Non-Lead | Yes |  | 2024-01-03 |  | Unknown, Non-Lead | 2008 | Yes |  | 2024-01-03 |  | Non-lead
200330 | UNIT 4 281 WOODS AVE |  | Unknown, Non-Lead | Yes |  | 2021-12-20 |  | Unknown, Non-Lead | 2008 | Yes |  | 2021-12-20 |  | Non-lead
200331 | UNIT 5 281 WOODS AVE |  | Unknown, Non-Lead | Yes |  | 2023-12-08 |  | Unknown, Non-Lead | 2008 | Yes |  | 2023-12-08 |  | Non-lead
200332 | UNIT 06 281 WOODS AVE |  | Polytube | Yes |  | 2024-01-08 |  | PVC | 2008 | Yes |  | 2024-01-08 |  | Non-lead
200333 | UNIT 7 281 WOODS AVE |  | Unknown, Non-Lead | Yes |  | 2019-12-09 |  | Unknown, Non-Lead | 2008 | Yes |  | 2019-12-09 |  | Non-lead
200334 | UNIT 8 281 WOODS AVE |  | Unknown, Non-Lead | No |  |  |  | Unknown, Non-Lead | 2008 | No |  |  |  | Non-lead
200335 | UNIT 9 281 WOODS AVE |  | Unknown, Non-Lead | No |  |  |  | Unknown, Non-Lead | 2008 | No |  |  |  | Non-lead
200336 | UNIT 10 281 WOODS AVE |  | Unknown, Non-Lead | No |  |  |  | Unknown, Non-Lead | 2008 | No |  |  |  | Non-lead
200337 | UNIT 11 281 WOODS AVE |  | Unknown, Non-Lead | Yes |  | 2022-03-21 |  | Unknown, Non-Lead | 2008 | Yes |  | 2022-03-21 |  | Non-lead
200338 | UNIT 12 281 WOODS AVE |  | Unknown, Non-Lead | Yes |  | 2022-09-08 |  | PVC | 2008 | Yes |  | 2022-09-08 |  | Non-lead
200339 | UNIT 13 281 WOODS AVE |  | Unknown, Non-Lead | No |  |  |  | Unknown, Non-Lead | 2008 | No |  |  |  | Non-lead
200340 | UNIT 14 281 WOODS AVE |  | Unknown, Non-Lead | Yes |  | 2019-06-10 |  | Unknown, Non-Lead | 2008 | Yes |  | 2019-06-10 |  | Non-lead
200341 | UNIT 15 281 WOODS AVE |  | Unknown, Non-Lead | No |  |  |  | Unknown, Non-Lead | 2008 | No |  |  |  | Non-lead
200343 | 560 12TH ST |  | Unknown, Non-Lead | Yes |  | 2020-04-28 |  | PVC | 2009 | Yes |  | 2020-04-28 |  | Non-lead
200375 | 2 CYPRESS TERR |  | Unknown, Non-Lead | Yes |  | 2022-05-06 |  | Unknown, Non-Lead | 2009 | Yes |  | 2022-05-06 |  | Non-lead
200380 | 137 COLUMBUS DR |  | Polytube | Yes |  | 2022-07-07 |  | PVC | 1979 | Yes |  | 2022-07-07 |  | Non-lead
200390 | 241 4TH STREET |  | Unknown, Non-Lead | Yes |  | 2020-12-09 |  | Unknown, Non-Lead | 2008 | Yes |  | 2020-12-09 |  | Non-lead
200392 | 451 64TH STREET OCEAN |  | Unknown, Non-Lead | No |  |  |  | Unknown, Non-Lead | 2008 | No |  |  |  | Non-lead
200393 | 471 64TH STREET OCEAN |  | Unknown, Non-Lead | No |  |  |  | Unknown, Non-Lead | 2008 | No |  |  |  | Non-lead
200394 | 501 64TH STREET OCEAN |  | Unknown, Non-Lead | Yes |  | 2021-12-20 |  | Unknown, Non-Lead | 2008 | Yes |  | 2021-12-20 |  | Non-lead
200395 | 521 64TH STREET OCEAN |  | Unknown, Non-Lead | Yes |  | 2021-12-20 |  | Unknown, Non-Lead | 2008 | Yes |  | 2021-12-20 |  | Non-lead
200397 | 1908 BLANCHE ST |  | Unknown, Non-Lead | Yes |  | 2020-07-20 |  | Unknown, Non-Lead | 2008 | Yes |  | 2020-07-20 |  | Non-lead
200398 | 1912 BLANCHE ST |  | Unknown, Non-Lead | Yes |  | 2019-10-16 |  | PVC | 2008 | Yes |  | 2019-10-16 |  | Non-lead
200399 | 1085 VALENCIA RD |  | Unknown, Non-Lead | Yes |  | 2017-06-28 |  | Unknown, Non-Lead | 2008 | Yes |  | 2017-06-28 |  | Non-lead
200404 | 310 LESRHODES DR |  | Polytube | Yes |  | 2024-03-04 |  | PVC | 2008 | Yes |  | 2024-03-04 |  | Non-lead
200411 | 143 MARINA AVE |  | Unknown, Non-Lead | No |  |  |  | Unknown, Non-Lead | 2012 | No |  |  |  | Non-lead
200454 | FIRE LINE 917 DUVAL ST |  | Unknown | Yes |  | 2022-09-26 |  | Unknown | 1953 | Yes |  | 2022-09-26 |  | Lead Status Unknown
200456 | 24989 HUNT LN |  | Unknown, Non-Lead | Yes |  | 2024-08-29 |  | Unknown, Non-Lead | 2008 | Yes |  | 2024-08-29 |  | Non-lead
200471 | MM126 O/S (TEMPORARY CONSTRUCTION) HWY |  | Unknown, Non-Lead | Yes |  | 2023-05-04 |  | No Piping | Vacant | Yes |  | 2023-05-04 |  | Non-lead
200481 | 517 PLANTE ST |  | Unknown, Non-Lead | No |  |  |  | Unknown, Non-Lead | 2010 | No |  |  |  | Non-lead
200482 | HYDRANT UK5-110 PALM DR & TAMARIND RD |  | Unknown, Non-Lead | No |  |  |  | No Piping | Vacant | No |  |  |  | Non-lead
200488 | 30825 ORTEGA LANE |  | Unknown, Non-Lead | Yes |  | 2021-07-01 |  | PVC | 2013 | Yes |  | 2021-07-01 |  | Non-lead
200498 | 281 TRUMBO RD |  | Unknown, Non-Lead | Yes |  | 2023-09-21 |  | Unknown, Non-Lead | 2008 | Yes |  | 2023-09-21 |  | Non-lead
200500 | 202 FRONT ST |  | Unknown, Non-Lead | Yes |  | 2018-11-09 |  | Unknown, Non-Lead | 2008 | Yes |  | 2018-11-09 |  | Non-lead
200501 | 204 FRONT ST |  | Unknown, Non-Lead | Yes |  | 2024-06-04 |  | Unknown, Non-Lead | 2008 | Yes |  | 2024-06-04 |  | Non-lead
200502 | 206 FRONT ST |  | Unknown, Non-Lead | Yes |  | 2017-12-08 |  | PVC | 2008 | Yes |  | 2017-12-08 |  | Non-lead
200503 | 208 FRONT ST |  | Polytube | Yes |  | 2022-10-11 |  | PVC | 2008 | Yes |  | 2022-10-11 |  | Non-lead
200504 | 210 FRONT ST |  | Unknown, Non-Lead | Yes |  | 2019-05-16 |  | Unknown, Non-Lead | 2008 | Yes |  | 2019-05-16 |  | Non-lead
200505 | 212 FRONT ST |  | Unknown, Non-Lead | No |  |  |  | Unknown, Non-Lead | 2008 | No |  |  |  | Non-lead
200506 | 214 FRONT ST |  | Polytube | Yes |  | 2022-06-21 |  | PVC |  | Yes |  | 2022-06-21 |  | Non-lead
200507 | 216 FRONT ST |  | Polytube | Yes |  | 2022-06-21 |  | PVC |  | Yes |  | 2022-06-21 |  | Non-lead
200508 | 218 FRONT ST |  | Polytube | Yes |  | 2022-06-21 |  | PVC |  | Yes |  | 2022-06-21 |  | Non-lead
200509 | 220 FRONT ST |  | Polytube | Yes |  | 2022-06-21 |  | PVC |  | Yes |  | 2022-06-21 |  | Non-lead
200510 | 222 FRONT ST |  | Unknown, Non-Lead | Yes |  | 2018-11-09 |  | Unknown, Non-Lead | 2008 | Yes |  | 2018-11-09 |  | Non-lead
200511 | 224 FRONT ST |  | Polytube | Yes |  | 2022-06-23 |  | PVC |  | Yes |  | 2022-06-23 |  | Non-lead
200512 | 226 FRONT ST |  | Polytube | Yes |  | 2022-06-23 |  | PVC |  | Yes |  | 2022-06-23 |  | Non-lead
200513 | 228 FRONT ST |  | Unknown, Non-Lead | No |  |  |  | Unknown, Non-Lead | 2008 | No |  |  |  | Non-lead
200514 | 230 FRONT ST |  | Unknown, Non-Lead | No |  |  |  | Unknown, Non-Lead | 2008 | No |  |  |  | Non-lead
200515 | 232 FRONT ST |  | Unknown, Non-Lead | Yes |  | 2018-11-09 |  | Unknown, Non-Lead | 2008 | Yes |  | 2018-11-09 |  | Non-lead
200516 | 234 FRONT ST |  | Unknown, Non-Lead | Yes |  | 2021-04-08 |  | Unknown, Non-Lead | 2008 | Yes |  | 2021-04-08 |  | Non-lead
200517 | 236 FRONT ST |  | Unknown, Non-Lead | Yes |  | 2020-03-11 |  | Unknown, Non-Lead | 2008 | Yes |  | 2020-03-11 |  | Non-lead
200518 | APARTMENTS 238 FRONT ST |  | Unknown, Non-Lead | No |  |  |  | Unknown, Non-Lead | 2008 | No |  |  |  | Non-lead
200519 | POOL 238 FRONT ST |  | Unknown, Non-Lead | Yes |  | 2020-07-13 |  | Unknown, Non-Lead | 2008 | Yes |  | 2020-07-13 |  | Non-lead
200522 | RESTRICTED COV 13155 OVERSEAS HWY |  | Polytube | Yes |  | 2022-10-22 |  | PVC | 1972 | Yes |  | 2022-10-22 |  | Non-lead
200527 | 3800 LOUISA ST |  | Unknown, Non-Lead | Yes |  | 2024-09-24 |  | Cast Iron | 2007 | Yes |  | 2024-09-24 |  | Non-lead
200528 | 3800 LS LOUISA ST |  | Unknown, Non-Lead | No |  |  |  | Unknown, Non-Lead | 2007 | No |  |  |  | Non-lead
200533 | 140 SOMBRERO BEACH RD |  | Unknown, Non-Lead | Yes |  | 2022-03-16 |  | PVC | 2010 | Yes |  | 2022-03-16 |  | Non-lead
200536 | 526 OLIVIA ST |  | PVC | Yes |  | 2022-10-31 |  | PVC | 1948 | Yes |  | 2022-10-31 |  | Non-lead
200547 | 570 CORAL LN |  | Unknown, Non-Lead | No |  |  |  | Unknown, Non-Lead | 2010 | No |  |  |  | Non-lead
200548 | 30934 WITTERS LN |  | Polytube | Yes |  | 2022-10-21 |  | PVC | 1967 | Yes |  | 2022-10-21 |  | Non-lead
200558 | UNIT 20 5030 5TH AVE |  | Unknown, Non-Lead | No |  |  |  | Unknown, Non-Lead | 2008 | No |  |  |  | Non-lead
200559 | UNIT 21 5030 5TH AVE |  | Unknown, Non-Lead | No |  |  |  | Cast Iron | 2008 | No |  |  |  | Non-lead
200560 | UNIT 22 5030 5TH AVE |  | Unknown, Non-Lead | No |  |  |  | Unknown, Non-Lead | 2008 | No |  |  |  | Non-lead
200561 | UNIT 23 5030 5TH AVE |  | Unknown, Non-Lead | Yes |  | 2018-11-30 |  | Unknown, Non-Lead | 2008 | Yes |  | 2018-11-30 |  | Non-lead
200562 | UNIT 24 5030 5TH AVE |  | Polytube | Yes |  | 2025-03-31 |  | PVC | 2008 | Yes |  | 2025-03-31 |  | Non-lead
200563 | UNIT 25 5030 5TH AVE |  | Unknown, Non-Lead | Yes |  | 2018-03-02 |  | PVC | 2008 | Yes |  | 2018-03-02 |  | Non-lead
200564 | UNIT 26 5030 5TH AVE |  | Unknown, Non-Lead | No |  |  |  | PVC | 2008 | No |  |  |  | Non-lead
200565 | UNIT 27 5030 5TH AVE |  | Polytube | Yes |  | 2023-01-19 |  | PVC | 2008 | Yes |  | 2023-01-19 |  | Non-lead
200566 | UNIT 28 5030 5TH AVE |  | Unknown, Non-Lead | No |  |  |  | Unknown, Non-Lead | 2008 | No |  |  |  | Non-lead
200567 | UNIT 29 5030 5TH AVE |  | Unknown, Non-Lead | No |  |  |  | Unknown, Non-Lead | 2008 | No |  |  |  | Non-lead
200568 | UNIT 30 5030 5TH AVE |  | Polytube | Yes |  | 2023-06-02 |  | PVC | 2016 | Yes |  | 2023-06-02 |  | Non-lead
200569 | UNIT 31 5030 5TH AVE |  | Polytube | Yes |  | 2025-04-07 |  | PVC | 2016 | Yes |  | 2025-04-07 |  | Non-lead
200570 | UNIT 32 5030 5TH AVE |  | Unknown, Non-Lead | Yes |  | 2019-03-31 |  | Unknown, Non-Lead | 2016 | Yes |  | 2019-03-31 |  | Non-lead
200571 | UNIT 33 5030 5TH AVE |  | PVC | Yes |  | 2025-04-09 |  | PVC | 2016 | Yes |  | 2025-04-09 |  | Non-lead
200572 | UNIT 34 5030 5TH AVE |  | Unknown, Non-Lead | No |  |  |  | Unknown, Non-Lead | 2016 | No |  |  |  | Non-lead
200573 | UNIT 35 5030 5TH AVE |  | Unknown, Non-Lead | No |  |  |  | Unknown, Non-Lead | 2016 | No |  |  |  | Non-lead
200574 | UNIT 36 5030 5TH AVE |  | Polytube | Yes |  | 2023-04-27 |  | PVC | 2016 | Yes |  | 2023-04-27 |  | Non-lead
200575 | UNIT 37 5030 5TH AVE |  | Unknown, Non-Lead | No |  |  |  | Unknown, Non-Lead | 2016 | No |  |  |  | Non-lead
200576 | UNIT 38 5030 5TH AVE |  | Polytube | Yes |  | 2025-04-09 |  | PVC | 2008 | Yes |  | 2025-04-09 |  | Non-lead
200577 | UNIT 39 5030 5TH AVE |  | Unknown, Non-Lead | No |  |  |  | Unknown, Non-Lead | 2008 | No |  |  |  | Non-lead
200578 | UNIT 71 5030 5TH AVE |  | Unknown, Non-Lead | Yes |  | 2018-04-27 |  | PVC | 2016 | Yes |  | 2018-04-27 |  | Non-lead
200579 | UNIT 72 5030 5TH AVE |  | Unknown, Non-Lead | Yes |  | 2022-01-06 |  | Unknown, Non-Lead | 2016 | Yes |  | 2022-01-06 |  | Non-lead
200580 | UNIT 73 5030 5TH AVE |  | Unknown, Non-Lead | Yes |  | 2017-03-13 |  | Unknown, Non-Lead | 2008 | Yes |  | 2017-03-13 |  | Non-lead
200581 | UNIT 74 5030 5TH AVE |  | Unknown, Non-Lead | No |  |  |  | Unknown, Non-Lead | 2008 | No |  |  |  | Non-lead
200582 | UNIT 75 5030 5TH AVE |  | Unknown, Non-Lead | Yes |  | 2021-11-29 |  | Unknown, Non-Lead | 2016 | Yes |  | 2021-11-29 |  | Non-lead
200583 | UNIT 76 5030 5TH AVE |  | Polytube | Yes |  | 2025-04-02 |  | PVC | 2016 | Yes |  | 2025-04-02 |  | Non-lead
200584 | UNIT 77 5030 5TH AVE |  | Unknown, Non-Lead | Yes |  | 2020-11-24 |  | Unknown, Non-Lead | 2008 | Yes |  | 2020-11-24 |  | Non-lead
200585 | UNIT 78 5030 5TH AVE |  | Unknown, Non-Lead | No |  |  |  | Unknown, Non-Lead | 2008 | No |  |  |  | Non-lead
200586 | UNIT 79 5030 5TH AVE |  | Unknown, Non-Lead | Yes |  | 2019-09-10 |  | Unknown, Non-Lead | 2008 | Yes |  | 2019-09-10 |  | Non-lead
200587 | UNIT 80 5030 5TH AVE |  | Unknown, Non-Lead | Yes |  | 2024-01-03 |  | Polytube | 2008 | Yes |  | 2024-01-03 |  | Non-lead
200588 | UNIT 81 5030 5TH AVE |  | Unknown, Non-Lead | Yes |  | 2020-01-07 |  | PVC | 2008 | Yes |  | 2020-01-07 |  | Non-lead
200589 | SPC COMMON AREA 5350 5TH AVE |  | Polytube | Yes |  | 2023-06-30 |  | PVC | 2016 | Yes |  | 2023-06-30 |  | Non-lead
200591 | 17215 BONITA LANE EAST |  | Polytube | Yes |  | 2022-07-11 |  | PVC | 1982 | Yes |  | 2022-07-11 |  | Non-lead
200593 | 122 S BAHAMA DR |  | Unknown, Non-Lead | Yes |  | 2023-05-10 |  | Unknown, Non-Lead | 2014 | Yes |  | 2023-05-10 |  | Non-lead
200598 | 51 BLUEWATER DR |  | Polytube | Yes |  | 2022-11-10 |  | PVC | 2016 | Yes |  | 2022-11-10 |  | Non-lead
200599 | 15 ROSE PL |  | Polytube | Yes |  | 2019-08-19 |  | PVC | 1957 | Yes |  | 2019-08-19 |  | Non-lead
200600 | 702 SHARON PL |  | Unknown, Non-Lead | Yes |  | 2019-01-11 |  | PVC | 2008 | Yes |  | 2019-01-11 |  | Non-lead
200604 | 104000 OVERSEAS HWY |  | Unknown, Non-Lead | Yes |  | 2022-02-04 |  | Unknown, Non-Lead | 1988 | Yes |  | 2022-02-04 |  | Non-lead
200605 | FIRE 519 DUVAL ST |  | Unknown, Non-Lead | No |  |  |  | Unknown, Non-Lead | 2008 | No |  |  |  | Non-lead
200607 | LOT 14 6531 MALONEY AVE |  | PVC | Yes |  | 2023-03-06 |  | PVC | 1987 | Yes |  | 2023-03-06 |  | Non-lead
200611 | 11238 3RD AVE GULF |  | Unknown, Non-Lead | Yes |  | 2020-07-16 |  | Unknown, Non-Lead | 2009 | Yes |  | 2020-07-16 |  | Non-lead
200612 | 29444 INDEPENDENCE AVE |  | Unknown, Non-Lead | Yes |  | 2020-02-04 |  | Unknown, Non-Lead | 2008 | Yes |  | 2020-02-04 |  | Non-lead
200614 | 30844 GRANADA AVE- DOCK METER |  | Unknown, Non-Lead | Yes |  | 2024-05-20 |  | PVC | 2010 | Yes |  | 2024-05-20 |  | Non-lead
200615 | HYDRANT CONST MTR/BOCA CHICA ACCESS |  | Unknown, Non-Lead | Yes |  | 2023-09-21 |  | No Piping | Vacant | Yes |  | 2023-09-21 |  | Non-lead
200616 | 57 WATERWAYS DR |  | Unknown, Non-Lead | No |  |  |  | Unknown, Non-Lead | 2008 | No |  |  |  | Non-lead
200617 | 96000 OVERSEAS HWY |  | PVC | Yes |  | 2023-07-05 |  | PVC | 1972 | Yes |  | 2023-07-05 |  | Non-lead
200619 | 124 FIRST RD |  | Polytube | Yes |  | 2022-10-27 |  | PVC | 1965 | Yes |  | 2022-10-27 |  | Non-lead
200620 | IRRIGATION 5030 5TH AVE |  | Unknown, Non-Lead | Yes |  | 2018-04-26 |  | PVC | 2016 | Yes |  | 2018-04-26 |  | Non-lead
200621 | 135 CANAL ST |  | Polytube | Yes |  | 2023-08-29 |  | PVC | 1974 | Yes |  | 2023-08-29 |  | Non-lead
200622 | APT A 1411 LAIRD ST |  | PVC | Yes |  | 2022-09-14 |  | PVC | 1958 | Yes |  | 2022-09-14 |  | Non-lead
200624 | UNIT ICEHOUSE 24986 OVERSEAS HWY |  | Polytube | Yes |  | 2023-04-25 |  | PVC | 1958 | Yes |  | 2023-04-25 |  | Non-lead
200625 | MASTER TAP 228 FKAA KEY LARGO DOVE CREEK TAP |  | Stainless | Yes |  | 2023-02-02 |  | Stainless |  | Yes |  | 2023-02-02 |  | Non-lead
200627 | MASTER TAP 229 FKAA BURTON DR TAP |  | Unknown | Yes |  | 2022-07-19 |  | Stainless |  | Yes |  | 2022-07-19 |  | Lead Status Unknown
200629 | 110 85TH ST OCEAN |  | Unknown, Non-Lead | Yes |  | 2022-03-21 |  | Unknown, Non-Lead | 2008 | Yes |  | 2022-03-21 |  | Non-lead
200630 | 29947 NEWFOUND BLVD |  | Unknown, Non-Lead | Yes |  | 2022-06-06 |  | Unknown, Non-Lead | 2008 | Yes |  | 2022-06-06 |  | Non-lead
200634 | 56639 OVERSEAS HWY- MED EXAM FAC |  | Unknown, Non-Lead | Yes |  | 2024-10-07 |  | PVC | 2008 | Yes |  | 2024-10-07 |  | Non-lead
200638 | 1015 FLAGSHIP DRIVE |  | Unknown, Non-Lead | Yes |  | 2020-04-07 |  | PVC | 2002 | Yes |  | 2020-04-07 |  | Non-lead
200639 | 28572 BUCCANEER RD |  | Unknown, Non-Lead | Yes |  | 2020-01-22 |  | Unknown, Non-Lead | 2008 | Yes |  | 2020-01-22 |  | Non-lead
200640 | ORC-009 ORC-009 GATE HOUSE @ GAS STATION RD |  | Unknown, Non-Lead | Yes |  | 2022-09-26 |  | No Piping | 1969 | Yes |  | 2022-09-26 |  | Non-lead
200641 | IRRIGATION 7435 OVERSEAS HWY |  | Polytube | Yes |  | 2023-01-20 |  | Polytube | 1960 | Yes |  | 2023-01-20 |  | Non-Lead
200646 | 918 JAMES ST |  | Polytube | Yes |  | 2022-07-13 |  | Polytube | 2009 | Yes |  | 2022-07-13 |  | Non-lead
200649 | HYDRANT UK5-029 LARGO - ACROSS #736 RD |  | None | Yes |  | 2023-05-04 |  | None |  | Yes |  | 2023-05-04 |  | Non-lead
200651 | L3 BA WHITE MARLIN BLVD |  | Unknown, Non-Lead | Yes |  | 2022-07-05 |  | No Piping | Vacant | Yes |  | 2022-07-05 |  | Non-lead
200652 | 120 FOURTH LN |  | Unknown, Non-Lead | Yes |  | 2021-02-19 |  | Unknown, Non-Lead | 2001 | Yes |  | 2021-02-19 |  | Non-lead
200653 | 865 GULF DRIVER |  | Polytube | Yes |  | 2023-10-18 |  | PVC | 2008 | Yes |  | 2023-10-18 |  | Non-lead
200654 | HYDRANT MK-055 37TH & LOUISA ST |  | Unknown, Non-Lead | No |  |  |  | No Piping | Vacant | No |  |  |  | Non-lead
200660 | LS S-01 CANNON ROYAL DR |  | Unknown, Non-Lead | Yes |  | 2020-09-23 |  | Unknown, Non-Lead | 1988 | Yes |  | 2020-09-23 |  | Non-lead
200661 | RIGHT SIDE LS S-02 CANNON ROYAL DR |  | Unknown, Non-Lead | Yes |  | 2023-10-04 |  | Polytube | 1988 | Yes |  | 2023-10-04 |  | Non-lead
200662 | LS S-03 SEA LORE LN |  | Polytube | Yes |  | 2022-08-12 |  | Copper | 2001 | Yes |  | 2022-08-12 |  | Non-lead
200666 | STE 101 1223 WHITE ST |  | Unknown, Non-Lead | No |  |  |  | Unknown, Non-Lead | 2009 | No |  |  |  | Non-lead
200667 | STE 102 1223 WHITE ST |  | Unknown, Non-Lead | No |  |  |  | Unknown, Non-Lead | 2009 | No |  |  |  | Non-lead
200668 | STE 103 1223 WHITE ST |  | Unknown, Non-Lead | No |  |  |  | Unknown, Non-Lead | 2009 | No |  |  |  | Non-lead
200669 | STE 104 1223 WHITE ST |  | Unknown, Non-Lead | No |  |  |  | Unknown, Non-Lead | 2009 | No |  |  |  | Non-lead
200670 | STE 105 1223 WHITE ST |  | Unknown, Non-Lead | No |  |  |  | Unknown, Non-Lead | 2009 | No |  |  |  | Non-lead
200671 | STE 201 1223 WHITE ST |  | Unknown, Non-Lead | Yes |  | 2018-09-17 |  | Unknown, Non-Lead | 2009 | Yes |  | 2018-09-17 |  | Non-lead
200672 | STE 202 1223 WHITE ST |  | Unknown, Non-Lead | Yes |  | 2018-10-18 |  | Unknown, Non-Lead | 2009 | Yes |  | 2018-10-18 |  | Non-lead
200673 | STE 203 1223 WHITE ST |  | PVC | Yes |  | 2022-08-19 |  | PVC | 2009 | Yes |  | 2022-08-19 |  | Non-lead
200674 | 300 ATLANTIC DR |  | Polytube | Yes |  | 2022-06-24 |  | PVC | 1978 | Yes |  | 2022-06-24 |  | Non-lead
200676 | 2887 CENTRAL AVENUE |  | Polytube | Yes |  | 2023-01-10 |  | PVC | 1980 | Yes |  | 2023-01-10 |  | Non-lead
200682 | 27340 BARBADOS LN |  | Unknown, Non-Lead | Yes |  | 2024-07-26 |  | Unknown, Non-Lead | 2009 | Yes |  | 2024-07-26 |  | Non-lead
200683 | 29889 NEWFOUND BLVD |  | Polytube | Yes |  | 2022-11-21 |  | PVC | 1994 | Yes |  | 2022-11-21 |  | Non-lead
200687 | 1029 OCEAN DR |  | Unknown, Non-Lead | Yes |  | 2021-05-13 |  | Unknown, Non-Lead | 2009 | Yes |  | 2021-05-13 |  | Non-lead
200688 | TRUMAN ANNEX BASE |  | Polytube | Yes |  | 2022-06-27 |  | Copper | 1987 | Yes |  | 2022-06-27 |  | Non-lead
200689 | SLIP S05 1801 N ROOSEVELT BLVD |  | PVC | Yes |  | 2024-05-15 |  | PVC | 1983 | Yes |  | 2024-05-15 |  | Non-lead
200690 | 339 STIRRUP KEY BLVD |  | Polytube | Yes |  | 2022-10-12 |  | PVC | 2013 | Yes |  | 2022-10-12 |  | Non-lead
200691 | 10826 5TH AVE GULF |  | Unknown, Non-Lead | Yes |  | 2023-09-22 |  | Unknown, Non-Lead | 2008 | Yes |  | 2023-09-22 |  | Non-lead
200692 | 225 W SEAVIEW DR |  | Unknown, Non-Lead | Yes |  | 2023-11-16 |  | Unknown, Non-Lead | 2015 | Yes |  | 2023-11-16 |  | Non-lead
200693 | SLIP S08 1801 N ROOSEVELT BLVD |  | PVC | Yes |  | 2022-07-12 |  | PVC | 1983 | Yes |  | 2022-07-12 |  | Non-lead
200694 | SLIP S04 1801 N ROOSEVELT BLVD |  | PVC | Yes |  | 2022-07-12 |  | PVC | 1983 | Yes |  | 2022-07-12 |  | Non-lead
200695 | SLIP S02 1801 N ROOSEVELT BLVD |  | PVC | Yes |  | 2022-07-12 |  | PVC | 1983 | Yes |  | 2022-07-12 |  | Non-lead
200696 | SLIP S10 1801 N ROOSEVELT BLVD |  | PVC | Yes |  | 2022-07-12 |  | PVC | 1983 | Yes |  | 2022-07-12 |  | Non-lead
200697 | APT 2 720 ELIZABETH ST |  | Polytube | Yes |  | 2023-01-03 |  | PVC | 1982 | Yes |  | 2023-01-03 |  | Non-lead
200698 | APT 3 720 ELIZABETH ST |  | Polytube | Yes |  | 2023-01-03 |  | PVC | 1903 | Yes |  | 2023-01-03 |  | Non-lead
200699 | APT 4 720 ELIZABETH ST |  | Polytube | Yes |  | 2023-01-03 |  | PVC | 1903 | Yes |  | 2023-01-03 |  | Non-lead
200701 | SLIP S09 1801 N ROOSEVELT BLVD |  | PVC | Yes |  | 2022-07-12 |  | PVC | 1983 | Yes |  | 2022-07-12 |  | Non-lead
200702 | 27405 GUADALOUPE LN |  | Unknown, Non-Lead | Yes |  | 2021-06-18 |  | PVC | 2008 | Yes |  | 2021-06-18 |  | Non-lead
200703 | 302 BUTTONWOOD CIR |  | Polytube | Yes |  | 2023-02-02 |  | PVC | 1959 | Yes |  | 2023-02-02 |  | Non-lead
200704 | 1004 DUVAL ST |  | Polytube | Yes |  | 2022-09-26 |  | PVC | 1948 | Yes |  | 2022-09-26 |  | Non-lead
200706 | 100 S AIRPORT RD |  | Polytube | Yes |  | 2022-05-12 |  | PVC | 2013 | Yes |  | 2022-05-12 |  | Non-lead
200707 | 7 IBIS LN |  | Unknown, Non-Lead | Yes |  | 2019-08-19 |  | PVC | 2009 | Yes |  | 2019-08-19 |  | Non-lead
200708 | 145 S INDIES DR |  | Polytube | Yes |  | 2024-07-03 |  | Polytube | 2021 | Yes |  | 2024-07-03 |  | Non-lead
200715 | HYDRANT UK4-062 WRENN ST |  | Ductile Iron | Yes |  | 2023-02-16 |  | None |  | Yes |  | 2023-02-16 |  | Non-lead
200727 | 159 S OCEAN SHORES DR |  | Polytube | Yes |  | 2022-10-06 |  | PVC | 1988 | Yes |  | 2022-10-06 |  | Non-lead
200734 | 8900 OVERSEAS HWY |  | Unknown, Non-Lead | No |  |  |  | Unknown, Non-Lead | 1995 | No |  |  |  | Non-lead
200737 | 21 SAPPHIRE DR |  | Unknown, Non-Lead | Yes |  | 2019-08-28 |  | PVC | 2009 | Yes |  | 2019-08-28 |  | Non-lead
200748 | HYDRANT UK5-076 N BLACKWATER LN & US1 HWY |  | Unknown, Non-Lead | Yes |  | 2022-10-22 |  | No Piping | 1976 | Yes |  | 2022-10-22 |  | Non-lead
200759 | SLIP S12 1801 N ROOSEVELT BLVD |  | PVC | Yes |  | 2022-07-12 |  | PVC | 1983 | Yes |  | 2022-07-12 |  | Non-lead
200765 | UNIT A . ELLYSON DR |  | Polytube | Yes |  | 2024-02-15 |  | Polytube | 1953 | Yes |  | 2024-02-15 |  | Non-lead
200774 | COCO PLUM AVE A LOT 2 |  | None | No |  |  |  | None | 2012 | No |  |  |  | Non-lead
200775 | 21 THATCH PALM WAY |  | Unknown, Non-Lead | Yes |  | 2017-06-19 |  | Unknown, Non-Lead | 2010 | Yes |  | 2017-06-19 |  | Non-lead
200780 | 10830 5TH GULF AVE |  | Unknown, Non-Lead | No |  |  |  | PVC | 2008 | No |  |  |  | Non-lead
200800 | 22521 JOLLY ROGER DR |  | Unknown, Non-Lead | No |  |  |  | Unknown, Non-Lead | 2010 | No |  |  |  | Non-lead
200802 | IRRIGATION 5270 OVERSEAS HWY |  | Polytube | Yes |  | 2023-02-22 |  | PVC | 1968 | Yes |  | 2023-02-22 |  | Non-lead
200804 | SLIP S14 1801 N ROOSEVELT BLVD |  | PVC | Yes |  | 2022-07-12 |  | PVC | 1983 | Yes |  | 2022-07-12 |  | Non-lead
200808 | 181 LORELANE PL |  | Unknown, Non-Lead | Yes |  | 2020-06-24 |  | Unknown, Non-Lead | 2000 | Yes |  | 2020-06-24 |  | Non-lead
200819 | HYDRANT LK-020 US1 & CALLE UNO |  | PVC | Yes |  | 2023-06-28 |  | PVC |  | Yes |  | 2023-06-28 |  | Non-lead
200820 | 4 HARBOR LN |  | Unknown, Non-Lead | Yes |  | 2017-08-09 |  | PVC | 2002 | Yes |  | 2017-08-09 |  | Non-lead
200829 | 158 TEQUESTA ST |  | Copper | Yes |  | 2022-06-03 |  | PVC | 1984 | Yes |  | 2022-06-03 |  | Non-lead
200833 | 431 LA FITTLE RD |  | Unknown, Non-Lead | Yes |  | 2021-07-30 |  | Unknown, Non-Lead | 2016 | Yes |  | 2021-07-30 |  | Non-lead
200870 | HYDRANT UK5-015 N 600 EMERALD - SW MAINT YARD DR |  | Ductile Iron | Yes |  | 2023-05-04 |  | None | 1977 | Yes |  | 2023-05-04 |  | Non-lead
200871 | 29117 MANGO LN |  | Unknown, Non-Lead | Yes |  | 2023-08-23 |  | Unknown, Non-Lead | 2008 | Yes |  | 2023-08-23 |  | Non-lead
200877 | 83400 OVERSEAS HWY |  | Polytube | Yes |  | 2022-06-23 |  | Polytube | 1978 | Yes |  | 2022-06-23 |  | Non-lead
200884 | 2 STILLWRIGHT WAY |  | Polytube | Yes |  | 2023-10-04 |  | PVC | 2009 | Yes |  | 2023-10-04 |  | Non-lead
200885 | HYDRANT KW-175 S ROOSEVELT - DMV BLVD |  | none | Yes |  | 2022-06-28 |  | none |  | Yes |  | 2022-06-28 |  | Non-lead
200893 | 118 NORMANDY DR |  | Unknown, Non-Lead | No |  |  |  | Unknown, Non-Lead | 2009 | No |  |  |  | Non-lead
200895 | 100800 OVERSEAS HWY |  | Polytube | Yes |  | 2023-02-27 |  | PVC | 2009 | Yes |  | 2023-02-27 |  | Non-lead
200896 | 44 TRANSYLVANIA AVE |  | Unknown, Non-Lead | Yes |  | 2024-07-08 |  | Unknown, Non-Lead | 2009 | Yes |  | 2024-07-08 |  | Non-lead
200901 | 42 TRANSYLVANIA AVE |  | Unknown, Non-Lead | Yes |  | 2023-11-06 |  | Unknown, Non-Lead | 2009 | Yes |  | 2023-11-06 |  | Non-lead
200903 | L3 B1 CHAPPY'S RESTAURANT |  | Unknown, Non-Lead | No |  |  |  | No Piping | Vacant | No |  |  |  | Non-lead
200904 | 108 3RD LN |  | Unknown, Non-Lead | Yes |  | 2021-09-28 |  | PVC | 1993 | Yes |  | 2021-09-28 |  | Non-lead
200906 | 102 MOCKINGBIRD RD |  | Unknown, Non-Lead | No |  |  |  | Unknown, Non-Lead | 2009 | No |  |  |  | Non-lead
200907 | 610 PORTIA CIR |  | Polytube | Yes |  | 2023-01-31 |  | PVC |  | Yes |  | 2023-01-31 |  | Non-lead
200908 | 124 SUNRISE DR |  | Unknown, Non-Lead | Yes |  | 2023-11-20 |  | PVC | 2010 | Yes |  | 2023-11-20 |  | Non-lead
200909 | PAVILLION 87200 OVERSEAS HWY |  | Unknown, Non-Lead | Yes |  | 2021-10-29 |  | Unknown, Non-Lead | 2010 | Yes |  | 2021-10-29 |  | Non-lead
200910 | DOCK 1 87200 OVERSEAS HWY |  | Unknown, Non-Lead | Yes |  | 2022-03-31 |  | Unknown, Non-Lead | 2003 | Yes |  | 2022-03-31 |  | Non-lead
200911 | DOCK 2 87200 OVERSEAS HWY |  | Unknown, Non-Lead | Yes |  | 2023-05-04 |  | Unknown, Non-Lead | 2003 | Yes |  | 2023-05-04 |  | Non-lead
200912 | 550 122ND ST |  | Polytube | Yes |  | 2023-06-14 |  | PVC | 1980 | Yes |  | 2023-06-14 |  | Non-lead
200914 | GOVT CTR 102050 OVERSEAS HWY |  | Unknown, Non-Lead | Yes |  | 2023-04-18 |  | PVC | 2009 | Yes |  | 2023-04-18 |  | Non-lead
200915 | IRRIGATION 102050 OVERSEAS Hwy |  | Unknown, Non-Lead | Yes |  | 2024-08-22 |  | Copper | 2009 | Yes |  | 2024-08-22 |  | Non-lead
200923 | 365 S COCONUT PALM BLVD |  | Unknown, Non-Lead | Yes |  | 2021-06-14 |  | Unknown, Non-Lead | 1993 | Yes |  | 2021-06-14 |  | Non-lead
200924 | 200 14TH ST |  | Polytube | Yes |  | 2022-11-29 |  | PVC | 1992 | Yes |  | 2022-11-29 |  | Non-lead
200925 | APT 1 1621 ROSE ST |  | Unknown, Non-Lead | Yes |  | 2023-03-16 |  | Unknown, Non-Lead | 2008 | Yes |  | 2023-03-16 |  | Non-lead
200927 | 27 BAY RIDGE RD L8 B5 |  | Polytube | Yes |  | 2022-06-24 |  | PVC | 2006 | Yes |  | 2022-06-24 |  | Non-lead
200928 | FIRE LINE 87000 OVERSEAS HWY |  | Unknown, Non-Lead | Yes |  | 2019-04-03 |  | Unknown, Non-Lead | 2003 | Yes |  | 2019-04-03 |  | Non-lead
200929 | TA-025 TA-025 QUAY - IN FRT OF ECO CENTER RD |  | Unknown, Non-Lead | Yes |  | 2022-07-15 |  | No Piping | Vacant | Yes |  | 2022-07-15 |  | Non-lead
200930 | 414 CACTUS DR |  | Polytube | Yes |  | 2024-07-01 |  | None | 1972 | Yes |  | 2024-07-01 |  | Non-lead
200931 | FIRE LINE 83400 OVERSEAS HWY |  | Ductile Iron | Yes |  | 2022-06-23 |  | Ductile Iron | 1978 | Yes |  | 2022-06-23 |  | Non-lead
200932 | 393 LES ROHDE DR |  | Unknown, Non-Lead | Yes |  | 2017-03-31 |  | Unknown, Non-Lead | 2008 | Yes |  | 2017-03-31 |  | Non-lead
200937 | FKAA WAREHOUSE 615 33RD St |  | PVC | Yes |  | 2023-02-07 |  | Copper | 1971 | Yes |  | 2023-02-07 |  | Non-lead
200941 | UNIT 40 5030 5TH AVE |  | Polytube | Yes |  | 2025-04-10 |  | PVC | 2008 | Yes |  | 2025-04-10 |  | Non-lead
200942 | UNIT 41 5030 5TH AVE |  | Unknown, Non-Lead | Yes |  | 2022-04-01 |  | Unknown, Non-Lead | 2008 | Yes |  | 2022-04-01 |  | Non-lead
200943 | UNIT 42 5030 5TH AVE |  | Unknown, Non-Lead | Yes |  | 2018-06-26 |  | Unknown, Non-Lead | 2008 | Yes |  | 2018-06-26 |  | Non-lead
200944 | UNIT 43 5030 5TH AVE |  | Unknown, Non-Lead | Yes |  | 2022-01-04 |  | Unknown, Non-Lead | 2008 | Yes |  | 2022-01-04 |  | Non-lead
200945 | UNIT 44 5030 5TH AVE |  | Unknown, Non-Lead | Yes |  | 2024-06-03 |  | Unknown, Non-Lead | 2008 | Yes |  | 2024-06-03 |  | Non-lead
200946 | UNIT 45 5030 5TH AVE |  | Polytube | Yes |  | 2023-02-02 |  | PVC | 2008 | Yes |  | 2023-02-02 |  | Non-lead
200947 | UNIT 46 5030 5TH AVE |  | Unknown, Non-Lead | No |  |  |  | Unknown, Non-Lead | 2008 | No |  |  |  | Non-lead
200948 | UNIT 47 5030 5TH AVE |  | Polytube | Yes |  | 2018-08-13 |  | PVC | 2008 | Yes |  | 2018-08-13 |  | Non-lead
200949 | UNIT 48 5030 5TH AVE |  | Unknown, Non-Lead | Yes |  | 2024-06-28 |  | Unknown, Non-Lead | 2008 | Yes |  | 2024-06-28 |  | Non-lead
200950 | UNIT 49 5030 5TH AVE |  | Unknown, Non-Lead | No |  |  |  | Unknown, Non-Lead | 2008 | No |  |  |  | Non-lead
200951 | UNIT 82 5030 5TH AVE |  | Polytube | Yes |  | 2023-06-02 |  | PVC | 2016 | Yes |  | 2023-06-02 |  | Non-lead
200952 | UNIT 83 5030 5TH AVE |  | Unknown, Non-Lead | No |  |  |  | Unknown, Non-Lead | 2016 | No |  |  |  | Non-lead
200953 | 17082 MARLIN DR |  | Unknown, Non-Lead | Yes |  | 2018-03-16 |  | PVC | 2016 | Yes |  | 2018-03-16 |  | Non-lead
200954 | 100301 OVERSEAS HYDRANT HWY |  | Unknown, Non-Lead | No |  |  |  | Unknown, Non-Lead | 2006 | No |  |  |  | Non-lead
200956 | DOCKS & PAVILIO 87200 OVERSEAS HWY |  | Unknown, Non-Lead | Yes |  | 2022-02-24 |  | Copper | 2003 | Yes |  | 2022-02-24 |  | Non-lead
200957 | 27 SEA LORE LN |  | Unknown, Non-Lead | Yes |  | 2024-09-19 |  | Unknown, Non-Lead | 1994 | Yes |  | 2024-09-19 |  | Non-lead
200958 | 3487 EAGLE AVE |  | Unknown, Non-Lead | Yes |  | 2024-04-10 |  | Unknown, Non-Lead | 2009 | Yes |  | 2024-04-10 |  | Non-lead
200960 | FIRE 2409 N ROOSEVELT BLVD |  | Unknown | Yes |  | 2022-09-16 |  | Unknown | 1987 | Yes |  | 2022-09-16 |  | Lead Status Unknown
200961 | 116 S LAYTON DR |  | Unknown, Non-Lead | Yes |  | 2018-10-09 |  | PVC | 2009 | Yes |  | 2018-10-09 |  | Non-lead
200962 | 281 TRUMBO RD |  | Unknown, Non-Lead | Yes |  | 2021-03-29 |  | Unknown, Non-Lead | 2008 | Yes |  | 2021-03-29 |  | Non-lead
200963 | 30480 OVERSEAS HWY |  | Unknown, Non-Lead | Yes |  | 2017-08-08 |  | Unknown, Non-Lead | 2009 | Yes |  | 2017-08-08 |  | Non-lead
200965 | 7151 OVERSEAS HWY |  | Unknown, Non-Lead | No |  |  |  | No Piping | Vacant | No |  |  |  | Non-lead
200966 | 11770 2ND AVE OCEAN |  | Unknown, Non-Lead | Yes |  | 2020-02-18 |  | Unknown, Non-Lead | 2018 | Yes |  | 2020-02-18 |  | Non-lead
200967 | 85 HENRY MORGAN DR |  | Polytube | Yes |  | 2023-02-01 |  | PVC | 1980 | Yes |  | 2023-02-01 |  | Non-lead
200968 | 430 11TH STREET |  | Polytube | Yes |  | 2023-12-28 |  | PVC | 1969 | Yes |  | 2023-12-28 |  | Non-lead
200969 | 144 ATLANTIC AVE |  | Unknown, Non-Lead | Yes |  | 2022-12-15 |  | Unknown, Non-Lead | 2012 | Yes |  | 2022-12-15 |  | Non-lead
200970 | TRUMAN ANNEX DEDUCT MTR FOR TANK |  | PVC | Yes |  | 2023-08-14 |  | PVC |  | Yes |  | 2023-08-14 |  | Non-lead
200975 | 29970 OCEAN LN |  | Polytube | Yes |  | 2022-12-06 |  | PVC | 1982 | Yes |  | 2022-12-06 |  | Non-lead
200977 | HYDRANT MK-072 107TH ST & 3RD GULF AVE |  | Unknown, Non-Lead | No |  |  |  | No Piping | Vacant | No |  |  |  | Non-lead
200978 | 338 22ND OCEAN ST |  | Polytube | Yes |  | 2022-12-13 |  | PVC | 1970 | Yes |  | 2022-12-13 |  | Non-lead
200979 | SLIP S13 1801 N ROOSEVELT BLVD |  | PVC | Yes |  | 2024-04-03 |  | PVC | 1983 | Yes |  | 2024-04-03 |  | Non-lead
200980 | 111 HIGH ST |  | Unknown, Non-Lead | No |  |  |  | Unknown, Non-Lead | 1988 | No |  |  |  | Non-lead
200981 | 125 ORANGE LN |  | Polytube | Yes |  | 2022-06-08 |  | PVC | 1966 | Yes |  | 2022-06-08 |  | Non-lead
200982 | SLIP S16 1801 N ROOSEVELT BLVD |  | PVC | Yes |  | 2022-07-12 |  | PVC | 1983 | Yes |  | 2022-07-12 |  | Non-lead
200985 | 227 ANGLERS DR S- IRRIGATION |  | Polytube | Yes |  | 2022-12-13 |  | PVC | 1982 | Yes |  | 2022-12-13 |  | Non-lead
200987 | APT B 1110 17TH TERR |  | Polytube | Yes |  | 2022-06-16 |  | PVC | 1965 | Yes |  | 2022-06-16 |  | Non-lead
200992 | 22927 LONG BEN LN |  | Unknown, Non-Lead | Yes |  | 2022-08-25 |  | PVC | 2020 | Yes |  | 2022-08-25 |  | Non-lead
200993 | COMM CNTR 87200 OVERSEAS HWY |  | Unknown, Non-Lead | Yes |  | 2024-09-17 |  | Unknown, Non-Lead | 2010 | Yes |  | 2024-09-17 |  | Non-lead
200994 | 30550 17TH ST |  | Polytube | Yes |  | 2024-05-16 |  | PVC | 1980 | Yes |  | 2024-05-16 |  | Non-lead
200996 | SLIP S15 1801 N ROOSEVELT BLVD |  | PVC | Yes |  | 2023-09-13 |  | PVC | 1983 | Yes |  | 2023-09-13 |  | Non-lead
200997 | 2507 FLAGLER AVE |  | Polytube | Yes |  | 2022-08-24 |  | PVC | 1951 | Yes |  | 2022-08-24 |  | Non-lead
200998 | 2405 COCO PLUM DR |  | Polytube | Yes |  | 2024-08-08 |  | PVC |  | Yes |  | 2024-08-08 |  | Non-lead
200999 | HYDRANT MK-104 MANGO LANE & AVIATION BLVD |  | Ductile Iron | Yes |  | 2022-10-22 |  | None |  | Yes |  | 2022-10-22 |  | Non-lead
201000 | SLIP S07 1801 N ROOSEVELT BLVD |  | PVC | Yes |  | 2023-03-17 |  | PVC | 1983 | Yes |  | 2023-03-17 |  | Non-lead
201001 | 154 BAY VIEW DR |  | Polytube | Yes |  | 2022-06-28 |  | PVC | 1981 | Yes |  | 2022-06-28 |  | Non-lead
201002 | HYDRANT MK-110 SOMBRERO - HOUSE 1803 BLVD |  | Cast Iron | Yes |  | 2023-03-02 |  | Unknown |  | Yes |  | 2023-03-02 |  | Lead Status Unknown
201005 | SLIP S06 1801 N ROOSEVELT BLVD |  | PVC | Yes |  | 2022-07-12 |  | PVC | 1983 | Yes |  | 2022-07-12 |  | Non-lead
201008 | MM73 CHANNEL 2 BRIDGE @ AIR RELIEF |  | Steel | Yes |  | 2022-07-01 |  | None |  | Yes |  | 2022-07-01 |  | Non-lead
201009 | SLIP S11 1801 N ROOSEVELT BLVD |  | PVC | Yes |  | 2022-07-12 |  | PVC | 1983 | Yes |  | 2022-07-12 |  | Non-lead
201010 | 20925 W 9TH AVENUE |  | Unknown, Non-Lead | Yes |  | 2022-08-29 |  | Unknown, Non-Lead | 2021 | Yes |  | 2022-08-29 |  | Non-lead
201013 | L30 BLK 1 24622 OVERSEAS HWY |  | Unknown, Non-Lead | Yes |  | 2019-03-31 |  | Unknown, Non-Lead | 2009 | Yes |  | 2019-03-31 |  | Non-lead
201014 | 97 COCO PLUM DR |  | Polytube | Yes |  | 2024-02-29 |  | PVC | 1985 | Yes |  | 2024-02-29 |  | Non-lead
201015 | UNIT B-6 231 KEY DEER BLVD |  | PVC | Yes |  | 2022-12-06 |  | PVC | 1984 | Yes |  | 2022-12-06 |  | Non-lead
201016 | LS B-01 RIVIERA DR |  | Unknown, Non-Lead | No |  |  |  | Unknown, Non-Lead | 2010 | No |  |  |  | Non-lead
201017 | LS B-02 BARCELONA DR |  | Unknown, Non-Lead | Yes |  | 2021-03-25 |  | Unknown, Non-Lead | 2014 | Yes |  | 2021-03-25 |  | Non-lead
201018 | LS B-03 AVENUE G |  | Polytube | Yes |  | 2023-07-05 |  | PVC |  | Yes |  | 2023-07-05 |  | Non-lead
201019 | LS B-04 COPPITT RD |  | Polytube | Yes |  | 2023-02-24 |  | Copper | 1958 | Yes |  | 2023-02-24 |  | Non-lead
201020 | LS B-05 AVENUE E |  | Unknown, Non-Lead | No |  |  |  | Unknown, Non-Lead | 2012 | No |  |  |  | Non-lead
201021 | LS B-06 AVENUE B |  | Unknown, Non-Lead | No |  |  |  | Unknown, Non-Lead | 2014 | No |  |  |  | Non-lead
201022 | LS B-07 ED SWIFT RD |  | Unknown, Non-Lead | No |  |  |  | Unknown, Non-Lead | 2007 | No |  |  |  | Non-lead
201023 | LS B-08 CACTUS DR |  | Polytube | Yes |  | 2023-07-18 |  | Unknown | 1974 | Yes |  | 2023-07-18 |  | Lead Status Unknown
201024 | LS B-11 EMERALD DR |  | Polytube | Yes |  | 2023-07-27 |  | Unknown |  | Yes |  | 2023-07-27 |  | Lead Status Unknown
201025 | LS B-14 AQUAMARINE DR |  | Unknown | Yes |  | 2023-05-04 |  | Unknown |  | Yes |  | 2023-05-04 |  | Lead Status Unknown
201026 | 9 ORANGE DR |  | Unknown, Non-Lead | Yes |  | 2017-12-12 |  | PVC | 1992 | Yes |  | 2017-12-12 |  | Non-lead
201035 | IRRIGATION 94220 OVERSEAS HWY |  | PVC | Yes |  | 2024-02-22 |  | PVC | 1982 | Yes |  | 2024-02-22 |  | Non-lead
201036 | 94220 OVERSEAS HWY |  | PVC | Yes |  | 2023-01-06 |  | PVC | 1982 | Yes |  | 2023-01-06 |  | Non-lead
201037 | 9 OPAL DR |  | Unknown, Non-Lead | Yes |  | 2022-01-13 |  | Polytube | 2010 | Yes |  | 2022-01-13 |  | Non-lead
201038 | 10 OPAL DR |  | Unknown, Non-Lead | Yes |  | 2021-07-14 |  | Polytube | 2010 | Yes |  | 2021-07-14 |  | Non-lead
201039 | 11 OPAL DR |  | Unknown, Non-Lead | No |  |  |  | Unknown, Non-Lead | 2010 | No |  |  |  | Non-lead
201040 | 14 OPAL DR |  | Unknown, Non-Lead | Yes |  | 2023-12-29 |  | Unknown, Non-Lead | 2010 | Yes |  | 2023-12-29 |  | Non-lead
201041 | 15 OPAL DR |  | Unknown, Non-Lead | No |  |  |  | Unknown, Non-Lead | 2010 | No |  |  |  | Non-lead
201042 | 16 OPAL DR |  | Unknown, Non-Lead | Yes |  | 2019-11-15 |  | Unknown, Non-Lead | 2010 | Yes |  | 2019-11-15 |  | Non-lead
201043 | 17 OPAL DR |  | Polytube | Yes |  | 2021-07-12 |  | Polytube | 2010 | Yes |  | 2021-07-12 |  | Non-lead
201044 | 18 OPAL DR |  | Polytube | Yes |  | 2023-01-24 |  | PVC | 2010 | Yes |  | 2023-01-24 |  | Non-lead
201045 | 219 CROMWELL CT |  | Polytube | Yes |  | 2022-07-11 |  | PVC | 1987 | Yes |  | 2022-07-11 |  | Non-lead
201046 | CITY HALL 86800 OVERSEAS HWY |  | Unknown, Non-Lead | Yes |  | 2024-08-19 |  | Unknown, Non-Lead | 2010 | Yes |  | 2024-08-19 |  | Non-lead
201047 | 74070 OVERSEAS HWY |  | Unknown, Non-Lead | Yes |  | 2024-01-30 |  | Unknown, Non-Lead | 2009 | Yes |  | 2024-01-30 |  | Non-lead
201048 | HYDRANT UK5-125 JOHN PENNEKAMP SOUTH SIDE |  | Unknown, Non-Lead | Yes |  | 2023-05-04 |  | No Piping | Vacant | Yes |  | 2023-05-04 |  | Non-lead
201052 | 571 64TH ST |  | Polytube | Yes |  | 2022-06-17 |  | PVC | 2008 | Yes |  | 2022-06-17 |  | Non-lead
201053 | 16780 CYPRESS LT 5 RD |  | Polytube | Yes |  | 2022-07-11 |  | PVC | 1977 | Yes |  | 2022-07-11 |  | Non-lead
201054 | 1 OPAL DR |  | Unknown, Non-Lead | Yes |  | 2021-07-13 |  | Polytube | 2010 | Yes |  | 2021-07-13 |  | Non-lead
201055 | 2 OPAL DR |  | Unknown, Non-Lead | Yes |  | 2021-11-29 |  | Unknown, Non-Lead | 2010 | Yes |  | 2021-11-29 |  | Non-lead
201056 | 3 OPAL DR |  | Unknown, Non-Lead | Yes |  | 2021-06-29 |  | Unknown, Non-Lead | 2010 | Yes |  | 2021-06-29 |  | Non-lead
201057 | 4 OPAL DR |  | Unknown, Non-Lead | No |  |  |  | Unknown, Non-Lead | 2010 | No |  |  |  | Non-lead
201058 | 5 OPAL DR |  | Unknown, Non-Lead | Yes |  | 2021-07-09 |  | Polytube | 2010 | Yes |  | 2021-07-09 |  | Non-lead
201059 | 6 OPAL DR |  | Unknown, Non-Lead | No |  |  |  | Unknown, Non-Lead | 2010 | No |  |  |  | Non-lead
201060 | 7 OPAL DR |  | Unknown, Non-Lead | Yes |  | 2021-07-12 |  | Polytube | 2010 | Yes |  | 2021-07-12 |  | Non-lead
201061 | 8 OPAL DR |  | Unknown, Non-Lead | No |  |  |  | Unknown, Non-Lead | 2010 | No |  |  |  | Non-lead
201062 | 12 OPAL DR |  | Unknown, Non-Lead | No |  |  |  | Unknown, Non-Lead | 2010 | No |  |  |  | Non-lead
201063 | 13 OPAL DR |  | Unknown, Non-Lead | Yes |  | 2017-08-01 |  | Unknown, Non-Lead | 2010 | Yes |  | 2017-08-01 |  | Non-lead
201064 | 591 64TH ST |  | Unknown, Non-Lead | Yes |  | 2017-10-19 |  | Unknown, Non-Lead | 2009 | Yes |  | 2017-10-19 |  | Non-lead
201065 | 15 IBIS LN |  | Polytube | Yes |  | 2023-03-22 |  | PVC | 1986 | Yes |  | 2023-03-22 |  | Non-lead
201069 | HYDRANT UK4-027 SEASHORE DR & OLD HWY |  | Unknown, Non-Lead | Yes |  | 2022-06-21 |  | No Piping | Vacant | Yes |  | 2022-06-21 |  | Non-lead
201070 | 7 KNIGHTS KEY BLVD |  | Unknown, Non-Lead | Yes |  | 2024-05-17 |  | Unknown, Non-Lead | 2009 | Yes |  | 2024-05-17 |  | Non-lead
201074 | HYDRANT LK-041 INDUSTRIAL RD |  | Ductile Iron | Yes |  | 2022-07-15 |  | Unknown |  | Yes |  | 2022-07-15 |  | Lead Status Unknown
201077 | FKAA ROCKLAND KEY TREATMENT PLANT |  | Polytube | Yes |  | 2022-07-06 |  | PVC |  | Yes |  | 2022-07-06 |  | Non-lead
201078 | UNIT 2 31463 WARNER RD |  | Unknown, Non-Lead | Yes |  | 2022-06-24 |  | PVC | 2009 | Yes |  | 2022-06-24 |  | Non-lead
201079 | 1022 ADAMS DR |  | Unknown, Non-Lead | Yes |  | 2018-09-28 |  | Unknown, Non-Lead | 2010 | Yes |  | 2018-09-28 |  | Non-lead
201080 | 17043 ALLAMANDA DR |  | Unknown, Non-Lead | Yes |  | 2018-08-31 |  | Unknown, Non-Lead | 2009 | Yes |  | 2018-08-31 |  | Non-lead
201082 | 22924 BUCCANNEER LN |  | Polytube | Yes |  | 2022-12-29 |  | Copper | 2009 | Yes |  | 2022-12-29 |  | Non-lead
201083 | KW TRANSFER STATION 141 OVERSEAS HWY |  | Polytube | Yes |  | 2022-07-06 |  | PVC |  | Yes |  | 2022-07-06 |  | Non-lead
201084 | TRACT D 88041 OLD HWY |  | Unknown, Non-Lead | Yes |  | 2017-08-21 |  | PVC | 2017 | Yes |  | 2017-08-21 |  | Non-lead
201085 | IRRIGATION X LEO LN |  | Polytube | Yes |  | 2023-12-27 |  | PVC |  | Yes |  | 2023-12-27 |  | Non-lead
201090 | LOT 043 325 CALUSA ST |  | Unknown, Non-Lead | Yes |  | 2020-12-31 |  | Unknown, Non-Lead | 2017 | Yes |  | 2020-12-31 |  | Non-lead
201091 | LOT 044 325 CALUSA ST |  | Polytube | Yes |  | 2021-06-01 |  | PVC | 2017 | Yes |  | 2021-06-01 |  | Non-lead
201092 | LOT 045 325 CALUSA ST |  | Polytube | No |  |  |  | PVC | 2017 | No |  |  |  | Non-lead
201093 | LOT 046 325 CALUSA ST |  | Unknown, Non-Lead | Yes |  | 2018-09-28 |  | PVC | 2017 | Yes |  | 2018-09-28 |  | Non-lead
201094 | LOT 047 325 CALUSA ST |  | Unknown, Non-Lead | Yes |  | 2018-04-24 |  | PVC | 2017 | Yes |  | 2018-04-24 |  | Non-lead
201095 | LOT 048 325 CALUSA ST |  | Unknown, Non-Lead | Yes |  | 2023-01-24 |  | PVC | 2017 | Yes |  | 2023-01-24 |  | Non-lead
201096 | LOT 049 325 CALUSA ST |  | Unknown, Non-Lead | Yes |  | 2019-10-23 |  | Unknown, Non-Lead | 2017 | Yes |  | 2019-10-23 |  | Non-lead
201097 | LOT 050 325 CALUSA ST |  | Unknown, Non-Lead | Yes |  | 2021-09-08 |  | PVC | 2017 | Yes |  | 2021-09-08 |  | Non-lead
201098 | LOT 051 325 CALUSA ST |  | Unknown, Non-Lead | Yes |  | 2021-02-03 |  | PVC | 2017 | Yes |  | 2021-02-03 |  | Non-lead
201099 | LOT 052 325 CALUSA ST |  | Unknown, Non-Lead | Yes |  | 2020-11-02 |  | Unknown, Non-Lead | 2017 | Yes |  | 2020-11-02 |  | Non-lead
201100 | LOT 053 325 CALUSA ST |  | Polytube | Yes |  | 2022-10-31 |  | PVC | 2017 | Yes |  | 2022-10-31 |  | Non-lead
201101 | LOT 054 325 CALUSA ST |  | Polytube | Yes |  | 2023-08-30 |  | PVC | 2017 | Yes |  | 2023-08-30 |  | Non-lead
201102 | LOT 055 325 CALUSA ST |  | Unknown, Non-Lead | Yes |  | 2020-06-15 |  | PVC | 2017 | Yes |  | 2020-06-15 |  | Non-lead
201103 | LOT 056 325 CALUSA ST |  | Unknown, Non-Lead | Yes |  | 2018-08-10 |  | PVC | 2017 | Yes |  | 2018-08-10 |  | Non-lead
201104 | LOT 057 325 CALUSA ST |  | Polytube | Yes |  | 2022-12-29 |  | PVC | 2017 | Yes |  | 2022-12-29 |  | Non-lead
201105 | LOT 058 325 CALUSA ST |  | Unknown, Non-Lead | Yes |  | 2021-10-04 |  | Unknown, Non-Lead | 2017 | Yes |  | 2021-10-04 |  | Non-lead
201106 | LOT 059 325 CALUSA ST |  | Unknown, Non-Lead | No |  |  |  | Unknown, Non-Lead | 2017 | No |  |  |  | Non-lead
201107 | LOT 060 325 CALUSA ST |  | Unknown, Non-Lead | Yes |  | 2022-02-18 |  | Unknown, Non-Lead | 2017 | Yes |  | 2022-02-18 |  | Non-lead
201108 | LOT 061 325 CALUSA ST |  | Polytube | Yes |  | 2022-06-27 |  | PVC | 2017 | Yes |  | 2022-06-27 |  | Non-lead
201109 | LOT 062 325 CALUSA ST |  | Unknown, Non-Lead | Yes |  | 2020-07-16 |  | PVC | 2017 | Yes |  | 2020-07-16 |  | Non-lead
201110 | LOT 063 325 CALUSA ST |  | Unknown, Non-Lead | Yes |  | 2020-07-08 |  | Unknown, Non-Lead | 2017 | Yes |  | 2020-07-08 |  | Non-lead
201111 | LOT 064 325 CALUSA ST |  | Unknown, Non-Lead | Yes |  | 2019-10-31 |  | PVC | 2017 | Yes |  | 2019-10-31 |  | Non-lead
201112 | LOT 065 325 CALUSA ST |  | Unknown, Non-Lead | Yes |  | 2020-11-30 |  | Unknown, Non-Lead | 2017 | Yes |  | 2020-11-30 |  | Non-lead
201113 | LOT 066 325 CALUSA ST |  | Unknown, Non-Lead | Yes |  | 2021-08-24 |  | Unknown, Non-Lead | 2017 | Yes |  | 2021-08-24 |  | Non-lead
201114 | LOT 067 325 CALUSA ST |  | Polytube | Yes |  | 2022-06-03 |  | PVC | 2017 | Yes |  | 2022-06-03 |  | Non-lead
201115 | LOT 068 325 CALUSA ST |  | Polytube | Yes |  | 2022-12-09 |  | PVC | 2017 | Yes |  | 2022-12-09 |  | Non-lead
201116 | LOT 069 325 CALUSA ST |  | Unknown, Non-Lead | Yes |  | 2024-03-25 |  | PVC | 2017 | Yes |  | 2024-03-25 |  | Non-lead
201117 | LOT 070 325 CALUSA ST |  | Polytube | Yes |  | 2023-03-02 |  | PVC | 2017 | Yes |  | 2023-03-02 |  | Non-lead
201118 | LOT 071 325 CALUSA ST |  | Unknown, Non-Lead | Yes |  | 2018-07-02 |  | PVC | 2017 | Yes |  | 2018-07-02 |  | Non-lead
201119 | LOT 072 325 CALUSA ST |  | Polytube | Yes |  | 2023-01-05 |  | PVC | 2017 | Yes |  | 2023-01-05 |  | Non-lead
201120 | LOT 073 325 CALUSA ST |  | PVC | Yes |  | 2023-01-05 |  | Polytube | 2017 | Yes |  | 2023-01-05 |  | Non-lead
201121 | LOT 074 325 CALUSA ST |  | Polytube | Yes |  | 2023-03-31 |  | PVC | 2017 | Yes |  | 2023-03-31 |  | Non-lead
201122 | LOT 075 325 CALUSA ST |  | Unknown, Non-Lead | Yes |  | 2020-11-30 |  | Unknown, Non-Lead | 2017 | Yes |  | 2020-11-30 |  | Non-lead
201123 | LOT 076 325 CALUSA ST |  | Polytube | Yes |  | 2022-10-11 |  | PVC | 2017 | Yes |  | 2022-10-11 |  | Non-lead
201124 | LOT 077 325 CALUSA ST |  | Polytube | Yes |  | 2022-10-11 |  | PVC | 2017 | Yes |  | 2022-10-11 |  | Non-lead
201125 | LOT 078 325 CALUSA ST |  | Unknown, Non-Lead | Yes |  | 2020-12-31 |  | PVC | 2017 | Yes |  | 2020-12-31 |  | Non-lead
201126 | LOT 079 325 CALUSA ST |  | Unknown, Non-Lead | Yes |  | 2021-05-03 |  | Unknown, Non-Lead | 2017 | Yes |  | 2021-05-03 |  | Non-lead
201127 | LOT 080 325 CALUSA ST |  | Polytube | Yes |  | 2023-10-20 |  | PVC | 2017 | Yes |  | 2023-10-20 |  | Non-lead
201128 | LOT 081 325 CALUSA ST |  | Polytube | Yes |  | 2022-11-01 |  | PVC | 2017 | Yes |  | 2022-11-01 |  | Non-lead
201129 | LOT 082 325 CALUSA ST |  | Unknown, Non-Lead | Yes |  | 2022-01-24 |  | Unknown, Non-Lead | 2017 | Yes |  | 2022-01-24 |  | Non-lead
201130 | LOT 083 325 CALUSA ST |  | Polytube | Yes |  | 2024-02-27 |  | PVC | 2017 | Yes |  | 2024-02-27 |  | Non-lead
201131 | LOT 084 325 CALUSA ST |  | Polytube | Yes |  | 2022-05-10 |  | PVC | 2017 | Yes |  | 2022-05-10 |  | Non-lead
201132 | LOT 085 325 CALUSA ST |  | Unknown, Non-Lead | Yes |  | 2023-10-25 |  | Unknown, Non-Lead | 2017 | Yes |  | 2023-10-25 |  | Non-lead
201133 | LOT 086 325 CALUSA ST |  | Unknown, Non-Lead | Yes |  | 2019-07-01 |  | Unknown, Non-Lead | 2017 | Yes |  | 2019-07-01 |  | Non-lead
201134 | LOT 087 325 CALUSA ST |  | Polytube | Yes |  | 2023-10-25 |  | PVC | 2017 | Yes |  | 2023-10-25 |  | Non-lead
201135 | LOT 088 325 CALUSA ST |  | Polytube | Yes |  | 2022-12-29 |  | PVC | 2017 | Yes |  | 2022-12-29 |  | Non-lead
201136 | LOT 089 325 CALUSA ST |  | Unknown, Non-Lead | Yes |  | 2023-10-25 |  | Unknown, Non-Lead | 2017 | Yes |  | 2023-10-25 |  | Non-lead
201137 | LOT 090 325 CALUSA ST |  | Polytube | Yes |  | 2023-04-28 |  | PVC | 2017 | Yes |  | 2023-04-28 |  | Non-lead
201138 | LOT 091 325 CALUSA ST |  | Unknown, Non-Lead | Yes |  | 2022-04-12 |  | PVC | 2017 | Yes |  | 2022-04-12 |  | Non-lead
201139 | LOT 092 325 CALUSA ST |  | Unknown, Non-Lead | Yes |  | 2021-04-01 |  | Unknown, Non-Lead | 2017 | Yes |  | 2021-04-01 |  | Non-lead
201140 | LOT 093 325 CALUSA ST |  | Polytube | Yes |  | 2022-07-26 |  | PVC | 2017 | Yes |  | 2022-07-26 |  | Non-lead
201141 | LOT 094 325 CALUSA ST |  | Unknown, Non-Lead | No |  |  |  | Unknown, Non-Lead | 2017 | No |  |  |  | Non-lead
201142 | LOT 095 325 CALUSA ST |  | Unknown, Non-Lead | Yes |  | 2018-05-31 |  | PVC | 2017 | Yes |  | 2018-05-31 |  | Non-lead
201143 | LOT 096 325 CALUSA ST |  | Unknown, Non-Lead | Yes |  | 2021-12-29 |  | PVC | 2017 | Yes |  | 2021-12-29 |  | Non-lead
201144 | LOT 097 325 CALUSA ST |  | Polytube | Yes |  | 2022-11-04 |  | PVC | 2017 | Yes |  | 2022-11-04 |  | Non-lead
201145 | LOT 098 325 CALUSA ST |  | Unknown, Non-Lead | Yes |  | 2017-06-02 |  | Unknown, Non-Lead | 2017 | Yes |  | 2017-06-02 |  | Non-lead
201146 | LOT 099 325 CALUSA ST |  | Unknown, Non-Lead | Yes |  | 2022-01-13 |  | Unknown, Non-Lead | 2017 | Yes |  | 2022-01-13 |  | Non-lead
201147 | LOT 200 325 CALUSA ST |  | Unknown, Non-Lead | Yes |  | 2018-11-30 |  | PVC | 2017 | Yes |  | 2018-11-30 |  | Non-lead
201148 | LOT 201 325 CALUSA ST |  | Unknown, Non-Lead | Yes |  | 2018-03-05 |  | PVC | 2017 | Yes |  | 2018-03-05 |  | Non-lead
201149 | LOT 202 325 CALUSA ST |  | Unknown, Non-Lead | Yes |  | 2021-03-16 |  | PVC | 2017 | Yes |  | 2021-03-16 |  | Non-lead
201150 | LOT 203 325 CALUSA ST |  | Unknown, Non-Lead | Yes |  | 2020-11-02 |  | Unknown, Non-Lead | 2017 | Yes |  | 2020-11-02 |  | Non-lead
201151 | LOT 204 325 CALUSA ST |  | Unknown, Non-Lead | Yes |  | 2022-04-21 |  | Unknown, Non-Lead | 2017 | Yes |  | 2022-04-21 |  | Non-lead
201152 | LOT 205 325 CALUSA ST |  | Unknown, Non-Lead | No |  |  |  | Unknown, Non-Lead | 2017 | No |  |  |  | Non-lead
201153 | 793 BOSTWICK DR |  | Unknown, Non-Lead | No |  |  |  | Unknown, Non-Lead | 2015 | No |  |  |  | Non-lead
201154 | LOT 206 325 CALUSA ST |  | Unknown, Non-Lead | Yes |  | 2020-12-03 |  | PVC | 2017 | Yes |  | 2020-12-03 |  | Non-lead
201155 | LOT 207 325 CALUSA ST |  | Unknown, Non-Lead | Yes |  | 2020-11-02 |  | Unknown, Non-Lead | 2017 | Yes |  | 2020-11-02 |  | Non-lead
201156 | LOT 208 325 CALUSA ST |  | Polytube | Yes |  | 2022-12-09 |  | PVC | 2017 | Yes |  | 2022-12-09 |  | Non-lead
201158 | LOT 209 325 CALUSA ST |  | Polytube | Yes |  | 2023-01-31 |  | PVC | 2017 | Yes |  | 2023-01-31 |  | Non-lead
201159 | LOT 210 325 CALUSA ST |  | Polytube | Yes |  | 2023-05-23 |  | PVC | 2017 | Yes |  | 2023-05-23 |  | Non-lead
201160 | LOT 211 325 CALUSA ST |  | Polytube | Yes |  | 2024-01-03 |  | PVC | 2017 | Yes |  | 2024-01-03 |  | Non-lead
201161 | LOT 212 325 CALUSA ST |  | Polytube | Yes |  | 2023-12-22 |  | PVC | 2017 | Yes |  | 2023-12-22 |  | Non-lead
201162 | LOT 213 325 CALUSA ST |  | Polytube | Yes |  | 2022-06-29 |  | PVC | 2017 | Yes |  | 2022-06-29 |  | Non-lead
201163 | LOT 214 325 CALUSA ST |  | Unknown, Non-Lead | Yes |  | 2021-06-22 |  | PVC | 2017 | Yes |  | 2021-06-22 |  | Non-lead
201164 | LOT 215 325 CALUSA ST |  | Unknown, Non-Lead | Yes |  | 2021-09-30 |  | PVC | 2017 | Yes |  | 2021-09-30 |  | Non-lead
201165 | LOT 216 325 CALUSA ST |  | Unknown, Non-Lead | No |  |  |  | Unknown, Non-Lead | 2017 | No |  |  |  | Non-lead
201166 | LOT 217 325 CALUSA ST |  | Unknown, Non-Lead | No |  |  |  | Unknown, Non-Lead | 2017 | No |  |  |  | Non-lead
201167 | LOT 218 325 CALUSA ST |  | Polytube | Yes |  | 2022-06-29 |  | PVC | 2017 | Yes |  | 2022-06-29 |  | Non-lead
201168 | LOT 219 325 CALUSA ST |  | Polytube | Yes |  | 2022-12-21 |  | PVC | 2017 | Yes |  | 2022-12-21 |  | Non-lead
201169 | LOT 220 325 CALUSA ST |  | Unknown, Non-Lead | Yes |  | 2021-11-04 |  | Unknown, Non-Lead | 2017 | Yes |  | 2021-11-04 |  | Non-lead
201170 | LOT 221 325 CALUSA ST |  | Unknown, Non-Lead | No |  |  |  | Unknown, Non-Lead | 2017 | No |  |  |  | Non-lead
201171 | LOT 222 325 CALUSA ST |  | Polytube | Yes |  | 2023-01-27 |  | PVC | 2017 | Yes |  | 2023-01-27 |  | Non-lead
201172 | LOT 223 325 CALUSA ST |  | Unknown, Non-Lead | Yes |  | 2019-01-25 |  | PVC | 2017 | Yes |  | 2019-01-25 |  | Non-lead
201173 | LOT 224 325 CALUSA ST |  | Polytube | Yes |  | 2023-01-27 |  | PVC | 2017 | Yes |  | 2023-01-27 |  | Non-lead
201174 | LOT 225 325 CALUSA ST |  | Polytube | Yes |  | 2024-01-29 |  | PVC | 2017 | Yes |  | 2024-01-29 |  | Non-lead
201175 | LOT 226 325 CALUSA ST |  | Unknown, Non-Lead | Yes |  | 2020-11-10 |  | Unknown, Non-Lead | 2017 | Yes |  | 2020-11-10 |  | Non-lead
201176 | LOT 227 325 CALUSA ST |  | Unknown, Non-Lead | Yes |  | 2019-02-28 |  | PVC | 2017 | Yes |  | 2019-02-28 |  | Non-lead
201177 | LOT 228 325 CALUSA ST |  | Unknown, Non-Lead | Yes |  | 2021-04-08 |  | Unknown, Non-Lead | 2017 | Yes |  | 2021-04-08 |  | Non-lead
201178 | LOT 229 325 CALUSA ST |  | Unknown, Non-Lead | Yes |  | 2021-03-04 |  | PVC | 2017 | Yes |  | 2021-03-04 |  | Non-lead
201179 | LOT 230 325 CALUSA ST |  | Polytube | Yes |  | 2023-03-31 |  | PVC | 2017 | Yes |  | 2023-03-31 |  | Non-lead
201180 | LOT 231 325 CALUSA ST |  | Unknown, Non-Lead | No |  |  |  | Unknown, Non-Lead | 2017 | No |  |  |  | Non-lead
201181 | LOT 232 325 CALUSA ST |  | Unknown, Non-Lead | Yes |  | 2019-08-31 |  | PVC | 2017 | Yes |  | 2019-08-31 |  | Non-lead
201182 | LOT 233 325 CALUSA ST |  | Unknown, Non-Lead | Yes |  | 2021-07-26 |  | Unknown, Non-Lead | 2017 | Yes |  | 2021-07-26 |  | Non-lead
201183 | LOT 234 325 CALUSA ST |  | Polytube | Yes |  | 2023-12-27 |  | PVC | 2017 | Yes |  | 2023-12-27 |  | Non-lead
201184 | LOT 245 325 CALUSA ST |  | Unknown, Non-Lead | Yes |  | 2019-09-30 |  | Unknown, Non-Lead | 2017 | Yes |  | 2019-09-30 |  | Non-lead
201185 | LOT 246 325 CALUSA ST |  | Unknown, Non-Lead | Yes |  | 2020-05-07 |  | PVC | 2017 | Yes |  | 2020-05-07 |  | Non-lead
201186 | LOT 247 325 CALUSA ST |  | Unknown, Non-Lead | Yes |  | 2018-06-26 |  | Unknown, Non-Lead | 2017 | Yes |  | 2018-06-26 |  | Non-lead
201187 | LOT 248 325 CALUSA ST |  | Polytube | Yes |  | 2021-11-17 |  | PVC | 2017 | Yes |  | 2021-11-17 |  | Non-lead
201188 | LOT 249 325 CALUSA ST |  | Polytube | Yes |  | 2023-01-23 |  | PVC | 2017 | Yes |  | 2023-01-23 |  | Non-lead
201189 | LOT 250 325 CALUSA ST |  | Unknown, Non-Lead | Yes |  | 2019-05-24 |  | PVC | 2017 | Yes |  | 2019-05-24 |  | Non-lead
201190 | LOT 251 325 CALUSA ST |  | Unknown, Non-Lead | Yes |  | 2021-04-27 |  | Polytube | 2017 | Yes |  | 2021-04-27 |  | Non-lead
201191 | LOT 252 325 CALUSA ST |  | Unknown, Non-Lead | No |  |  |  | Unknown, Non-Lead | 2017 | No |  |  |  | Non-lead
201192 | LOT 253 325 CALUSA ST |  | Unknown, Non-Lead | No |  |  |  | Unknown, Non-Lead | 2017 | No |  |  |  | Non-lead
201193 | LOT 254 325 CALUSA ST |  | Unknown, Non-Lead | Yes |  | 2019-10-25 |  | PVC | 2017 | Yes |  | 2019-10-25 |  | Non-lead
201194 | LOT 255 325 CALUSA ST |  | Unknown, Non-Lead | Yes |  | 2019-03-04 |  | Unknown, Non-Lead | 2017 | Yes |  | 2019-03-04 |  | Non-lead
201195 | LOT 256 325 CALUSA ST |  | Unknown, Non-Lead | Yes |  | 2020-11-02 |  | Unknown, Non-Lead | 2017 | Yes |  | 2020-11-02 |  | Non-lead
201196 | LOT 257 325 CALUSA ST |  | Unknown, Non-Lead | Yes |  | 2022-06-02 |  | Unknown, Non-Lead | 2017 | Yes |  | 2022-06-02 |  | Non-lead
201197 | LOT 258 325 CALUSA ST |  | Polytube | Yes |  | 2022-09-30 |  | PVC | 2017 | Yes |  | 2022-09-30 |  | Non-lead
201198 | LOT 259 325 CALUSA ST |  | Unknown, Non-Lead | Yes |  | 2018-10-09 |  | Unknown, Non-Lead | 2017 | Yes |  | 2018-10-09 |  | Non-lead
201199 | LOT 260 325 CALUSA ST |  | Unknown, Non-Lead | No |  |  |  | Unknown, Non-Lead | 2017 | No |  |  |  | Non-lead
201205 | 141 ARICA LN |  | Unknown, Non-Lead | Yes |  | 2020-09-29 |  | PVC | 2010 | Yes |  | 2020-09-29 |  | Non-lead
201206 | POOL 325 CALUSA ST |  | Unknown, Non-Lead | Yes |  | 2021-11-01 |  | Unknown, Non-Lead | 2017 | Yes |  | 2021-11-01 |  | Non-lead
201207 | DOCK 325 CALUSA ST |  | Unknown, Non-Lead | Yes |  | 2020-09-16 |  | PVC | 2017 | Yes |  | 2020-09-16 |  | Non-lead
201208 | OFFICE 325 CALUSA ST |  | Polytube | Yes |  | 2022-06-27 |  | PVC | 2017 | Yes |  | 2022-06-27 |  | Non-lead
201209 | REC HALL 325 CALUSA ST |  | Unknown, Non-Lead | Yes |  | 2022-06-27 |  | Polytube | 2017 | Yes |  | 2022-06-27 |  | Non-lead
201213 | 23961 HENRY ST |  | Polytube | Yes |  | 2023-07-12 |  | PVC | 1956 | Yes |  | 2023-07-12 |  | Non-lead
201215 | L8 B6 27439 ST VINCENT LN |  | Unknown, Non-Lead | Yes |  | 2019-07-01 |  | PVC | 2010 | Yes |  | 2019-07-01 |  | Non-lead
201217 | 21094 E SECOND AVE |  | Unknown, Non-Lead | No |  |  |  | Unknown, Non-Lead | 2016 | No |  |  |  | Non-lead
201219 | 102 SHORE AVE |  | Polytube | Yes |  | 2022-12-29 |  | PVC | 1986 | Yes |  | 2022-12-29 |  | Non-lead
201222 | 61 WATERWAYS DR |  | Polytube | Yes |  | 2023-06-28 |  | PVC | 2010 | Yes |  | 2023-06-28 |  | Non-lead
201223 | 8050 BONITO DR |  | Polytube | Yes |  | 2023-01-26 |  | PVC | 1959 | Yes |  | 2023-01-26 |  | Non-lead
201226 | 20 EVERGREEN TERR |  | Polytube | Yes |  | 2024-05-29 |  | PVC | 2016 | Yes |  | 2024-05-29 |  | Non-lead
201227 | UNIT 2 300 PETRONIA ST |  | Polytube | No |  |  |  | PVC | 2009 | No |  |  |  | Non-lead
201228 | UNIT 3 300 PETRONIA ST |  | Unknown, Non-Lead | No |  |  |  | Unknown, Non-Lead | 2009 | No |  |  |  | Non-lead
201229 | UNIT 4 300 PETRONIA ST |  | Unknown, Non-Lead | No |  |  |  | Unknown, Non-Lead | 2009 | No |  |  |  | Non-lead
201230 | 23018 SAILFISH LN |  | Unknown, Non-Lead | Yes |  | 2018-11-30 |  | PVC | 2017 | Yes |  | 2018-11-30 |  | Non-lead
201237 | 3 PARADISE DR / 105600 O/S HWY |  | Unknown, Non-Lead | Yes |  | 2022-02-03 |  | PVC | 2009 | Yes |  | 2022-02-03 |  | Non-lead
201238 | SLIP S01 1801 N ROOSEVELT BLVD |  | PVC | Yes |  | 2022-07-12 |  | PVC | 1983 | Yes |  | 2022-07-12 |  | Non-lead
201240 | COMMON AREA 711 CATHERINE ST |  | Unknown, Non-Lead | Yes |  | 2024-04-17 |  | Unknown, Non-Lead | 2009 | Yes |  | 2024-04-17 |  | Non-lead
201241 | LAUNDRY 711 CATHERINE ST |  | Unknown, Non-Lead | Yes |  | 2018-06-15 |  | Unknown, Non-Lead | 2009 | Yes |  | 2018-06-15 |  | Non-lead
201242 | APT 202 711 CATHERINE ST |  | Unknown, Non-Lead | No |  |  |  | Unknown, Non-Lead | 2009 | No |  |  |  | Non-lead
201243 | APT 201 711 CATHERINE ST |  | Polytube | Yes |  | 2023-03-17 |  | PVC | 2009 | Yes |  | 2023-03-17 |  | Non-lead
201244 | APT 102 711 CATHERINE ST |  | Unknown, Non-Lead | Yes |  | 2018-05-14 |  | Unknown, Non-Lead | 2009 | Yes |  | 2018-05-14 |  | Non-lead
201245 | APT 101 711 CATHERINE ST |  | Polytube | Yes |  | 2022-10-24 |  | PVC | 2009 | Yes |  | 2022-10-24 |  | Non-lead
201246 | APT 107 711 CATHERINE ST |  | Unknown, Non-Lead | No |  |  |  | Unknown, Non-Lead | 2009 | No |  |  |  | Non-lead
201251 | HYDRANT KW-289 FLAGLER & S ROOSEVELT BLVD |  | None | Yes |  | 2023-05-04 |  | None |  | Yes |  | 2023-05-04 |  | Non-lead
201254 | SERVICE FIRE STATION 390 KEY DEER BLVD |  | Unknown, Non-Lead | Yes |  | 2021-10-04 |  | Unknown, Non-Lead | 1990 | Yes |  | 2021-10-04 |  | Non-lead
201255 | 57527 GIBSON STREET |  | Polytube | Yes |  | 2023-02-08 |  | PVC | 2010 | Yes |  | 2023-02-08 |  | Non-lead
201256 | 57455 GIBSON STREET |  | Polytube | Yes |  | 2023-01-06 |  | PVC | 1971 | Yes |  | 2023-01-06 |  | Non-lead
201257 | 57446 BAILEY STREET |  | Unknown, Non-Lead | Yes |  | 2023-05-30 |  | Unknown, Non-Lead | 2010 | Yes |  | 2023-05-30 |  | Non-lead
201258 | 57483 B GOODLEY STREET |  | Unknown, Non-Lead | Yes |  | 2022-11-22 |  | PVC | 2010 | Yes |  | 2022-11-22 |  | Non-lead
201259 | 57503 A GOODLEY STREET |  | Unknown, Non-Lead | Yes |  | 2021-02-19 |  | PVC | 2010 | Yes |  | 2021-02-19 |  | Non-lead
201260 | 57503 B GOODLEY STREET |  | Unknown, Non-Lead | Yes |  | 2020-02-19 |  | Unknown, Non-Lead | 2010 | Yes |  | 2020-02-19 |  | Non-lead
201261 | 57484 B GIBSON STREET |  | Unknown, Non-Lead | Yes |  | 2020-09-02 |  | Unknown, Non-Lead | 2010 | Yes |  | 2020-09-02 |  | Non-lead
201262 | 134 GIARDINO DR |  | Polytube | Yes |  | 2022-06-13 |  | PVC | 1973 | Yes |  | 2022-06-13 |  | Non-lead
201265 | HYDRANT MK-113 AVE I & COCO PLUM DR |  | Unknown, Non-Lead | Yes |  | 2022-12-21 |  | No Piping | Vacant | Yes |  | 2022-12-21 |  | Non-lead
201266 | 93 SUGARLOAF DR |  | Unknown, Non-Lead | Yes |  | 2017-03-01 |  | Unknown, Non-Lead | 2010 | Yes |  | 2017-03-01 |  | Non-lead
201269 | ICE 101350 OVERSEAS HWY |  | Unknown, Non-Lead | Yes |  | 2019-05-29 |  | PVC | 1999 | Yes |  | 2019-05-29 |  | Non-lead
201272 | 103330 OVERSEAS HWY |  | Polytube | Yes |  | 2022-06-08 |  | PVC | 1995 | Yes |  | 2022-06-08 |  | Non-lead
201273 | 100 AVENUE I- WASTEWATER PLANT |  | Unknown, Non-Lead | Yes |  | 2021-09-17 |  | Unknown, Non-Lead | 2009 | Yes |  | 2021-09-17 |  | Non-lead
201274 | 114 BESSIE RD |  | Polytube | Yes |  | 2022-05-17 |  | PVC | 2010 | Yes |  | 2022-05-17 |  | Non-lead
201275 | 17237 ALAMANDA EAST L-105 DR |  | Unknown, Non-Lead | No |  |  |  | Unknown, Non-Lead | 1998 | No |  |  |  | Non-lead
201280 | 27350 ST CROIX LN |  | Unknown, Non-Lead | Yes |  | 2023-12-04 |  | Unknown, Non-Lead | 2009 | Yes |  | 2023-12-04 |  | Non-lead
201281 | HYDRANT TA-001 FLEMING & EMMA ST |  | Unknown, Non-Lead | Yes |  | 2022-10-22 |  | No Piping | Vacant | Yes |  | 2022-10-22 |  | Non-lead
201282 | 8 JADE DR |  | Unknown, Non-Lead | Yes |  | 2021-03-29 |  | Unknown, Non-Lead | 2010 | Yes |  | 2021-03-29 |  | Non-lead
201283 | FIRE 300 PETRONIA ST |  | Unknown, Non-Lead | No |  |  |  | Unknown, Non-Lead | 2009 | No |  |  |  | Non-lead
201284 | 102533 OVERSEAS HWY |  | Polytube | Yes |  | 2022-07-26 |  | PVC |  | Yes |  | 2022-07-26 |  | Non-lead
201286 | 1018 SNAPPER LN |  | Polytube | Yes |  | 2022-09-20 |  | PVC | 1974 | Yes |  | 2022-09-20 |  | Non-lead
201287 | 2600 OVERSEAS HWY- POOL METER |  | Polytube | Yes |  | 2022-12-22 |  | Polytube | 2004 | Yes |  | 2022-12-22 |  | Non-lead
201288 | TRUMBO DISTRIBUTION FEED |  | Ductile Iron | Yes |  | 2023-08-14 |  | PVC | 1956 | Yes |  | 2023-08-14 |  | Non-lead
201290 | 100 POINSETTA DR |  | Polytube | Yes |  | 2023-02-02 |  | PVC | 1954 | Yes |  | 2023-02-02 |  | Non-lead
201291 | 166 TAMPA DR |  | Unknown, Non-Lead | Yes |  | 2019-09-17 |  | PVC | 2010 | Yes |  | 2019-09-17 |  | Non-lead
201292 | 17 BONITA AVE |  | Polytube | Yes |  | 2022-07-13 |  | PVC | 2014 | Yes |  | 2022-07-13 |  | Non-lead
201293 | 56 W PLAZA DEL SOL |  | Polytube | Yes |  | 2023-01-12 |  | PVC | 2010 | Yes |  | 2023-01-12 |  | Non-lead
201296 | 24854 OVERSEAS HWY |  | Polytube | Yes |  | 2023-04-25 |  | PVC | 1958 | Yes |  | 2023-04-25 |  | Non-lead
201299 | 114 ATLANTIC DR |  | Polytube | Yes |  | 2022-06-09 |  | PVC | 2008 | Yes |  | 2022-06-09 |  | Non-lead
201300 | 103 SUNSET DR |  | Polytube | Yes |  | 2022-06-28 |  | PVC | 1969 | Yes |  | 2022-06-28 |  | Non-lead
201301 | 29475 GERALDINE ST |  | Polytube | Yes |  | 2023-02-23 |  | PVC |  | Yes |  | 2023-02-23 |  | Non-lead
201302 | 20771 SECOND AVE W |  | Polytube | Yes |  | 2023-03-31 |  | PVC | 1989 | Yes |  | 2023-03-31 |  | Non-lead
201305 | MASTER TAP 232 FKAA GILBERTS RESORT TAP |  | Ductile Iron | Yes |  | 2022-09-26 |  | Ductile Iron |  | Yes |  | 2022-09-26 |  | Non-lead
201306 | MASTER TAP 233 FKAA ANCHORAGE RESORT TAP |  | None | Yes |  | 2022-09-26 |  | None |  | Yes |  | 2022-09-26 |  | Non-lead
201308 | 421 LA FITTE RD |  | Polytube | Yes |  | 2023-07-21 |  | PVC | 2016 | Yes |  | 2023-07-21 |  | Non-lead
201309 | 23040 BONITA LANE |  | Unknown, Non-Lead | Yes |  | 2021-11-29 |  | Unknown, Non-Lead | 2009 | Yes |  | 2021-11-29 |  | Non-lead
201313 | 210 AZALEA ST |  | Unknown, Non-Lead | Yes |  | 2021-05-27 |  | Unknown, Non-Lead | 2009 | Yes |  | 2021-05-27 |  | Non-lead
201315 | HYDRANT MK-028 17TH COURT & OVERSEAS OCEAN HWY |  | PVC | Yes |  | 2022-11-29 |  | None |  | Yes |  | 2022-11-29 |  | Non-lead
201316 | 22532 JOLLY ROGER DR |  | Unknown, Non-Lead | Yes |  | 2023-10-18 |  | PVC | 2019 | Yes |  | 2023-10-18 |  | Non-lead
201317 | HYDRANT UK5-070 AVE B & 1ST RD |  | None | Yes |  | 2023-05-04 |  | None |  | Yes |  | 2023-05-04 |  | Non-lead
201318 | HYDRANT UK5-067 PLANTE ST & OVERSEAS HWY |  | None | Yes |  | 2022-10-31 |  | None |  | Yes |  | 2022-10-31 |  | Non-lead
201319 | 1005 W 75TH ST |  | Unknown, Non-Lead | Yes |  | 2024-06-28 |  | Unknown, Non-Lead | 2009 | Yes |  | 2024-06-28 |  | Non-lead
201320 | 1007 W 75TH ST |  | Polytube | Yes |  | 2024-07-01 |  | PVC | 2009 | Yes |  | 2024-07-01 |  | Non-lead
201321 | 100 LA PALOMA RD |  | Unknown, Non-Lead | Yes |  | 2018-10-02 |  | Unknown, Non-Lead | 2011 | Yes |  | 2018-10-02 |  | Non-lead
201323 | LOT 7 57474 GIBSON ST |  | Unknown, Non-Lead | Yes |  | 2021-11-05 |  | Unknown, Non-Lead | 2010 | Yes |  | 2021-11-05 |  | Non-lead
201324 | LS G-01 BOUNDARY LN |  | Polytube | Yes |  | 2022-09-23 |  | Copper |  | Yes |  | 2022-09-23 |  | Non-lead
201325 | LS G-02 BOCA CHICA RD |  | Polytube | Yes |  | 2022-09-26 |  | Copper | 1984 | Yes |  | 2022-09-26 |  | Non-lead
201326 | LS G-03 BOCA CHICA RD |  | Polytube | Yes |  | 2022-09-26 |  | Copper |  | Yes |  | 2022-09-26 |  | Non-lead
201327 | LS G-04 BOCA CHICA RD |  | Polytube | Yes |  | 2022-09-26 |  | Copper |  | Yes |  | 2022-09-26 |  | Non-lead
201328 | LS B-16 PORPOISE LN |  | Polytube | Yes |  | 2022-09-26 |  | Copper |  | Yes |  | 2022-09-26 |  | Non-lead
201329 | LS R-01 ROCKLAND DR |  | Polytube | Yes |  | 2022-07-06 |  | PVC |  | Yes |  | 2022-07-06 |  | Non-lead
201331 | LOT 001 325 CALUSA ST |  | Polytube | Yes |  | 2022-09-30 |  | PVC | 2017 | Yes |  | 2022-09-30 |  | Non-lead
201332 | LOT 002 325 CALUSA ST |  | Unknown, Non-Lead | Yes |  | 2018-03-05 |  | PVC | 2017 | Yes |  | 2018-03-05 |  | Non-lead
201333 | LOT 003 325 CALUSA ST |  | Unknown, Non-Lead | Yes |  | 2022-12-22 |  | Unknown, Non-Lead | 2017 | Yes |  | 2022-12-22 |  | Non-lead
201334 | LOT 004 325 CALUSA ST |  | Unknown, Non-Lead | Yes |  | 2021-11-22 |  | Unknown, Non-Lead | 2017 | Yes |  | 2021-11-22 |  | Non-lead
201335 | LOT 005 325 CALUSA ST |  | Unknown, Non-Lead | No |  |  |  | Unknown, Non-Lead | 2017 | No |  |  |  | Non-lead
201336 | LOT 006 325 CALUSA ST |  | Unknown, Non-Lead | Yes |  | 2020-08-11 |  | Unknown, Non-Lead | 2017 | Yes |  | 2020-08-11 |  | Non-lead
201337 | LOT 007 325 CALUSA ST |  | Unknown, Non-Lead | No |  |  |  | Unknown, Non-Lead | 2017 | No |  |  |  | Non-lead
201338 | LOT 008 325 CALUSA ST |  | Unknown, Non-Lead | No |  |  |  | Unknown, Non-Lead | 2017 | No |  |  |  | Non-lead
201339 | LOT 009 325 CALUSA ST |  | Unknown, Non-Lead | No |  |  |  | Unknown, Non-Lead | 2017 | No |  |  |  | Non-lead
201340 | LOT 010 325 CALUSA ST |  | Unknown, Non-Lead | No |  |  |  | Unknown, Non-Lead | 2017 | No |  |  |  | Non-lead
201341 | LOT 011 325 CALUSA ST |  | Unknown, Non-Lead | Yes |  | 2022-10-20 |  | Unknown, Non-Lead | 2017 | Yes |  | 2022-10-20 |  | Non-lead
201342 | LOT 012 325 CALUSA ST |  | Polytube | Yes |  | 2023-09-27 |  | PVC | 2017 | Yes |  | 2023-09-27 |  | Non-lead
201343 | LOT 013 325 CALUSA ST |  | Polytube | Yes |  | 2022-05-23 |  | PVC | 2017 | Yes |  | 2022-05-23 |  | Non-lead
201344 | LOT 014 325 CALUSA ST |  | Unknown, Non-Lead | Yes |  | 2022-08-24 |  | Unknown, Non-Lead | 2017 | Yes |  | 2022-08-24 |  | Non-lead
201345 | LOT 015 325 CALUSA ST |  | Unknown, Non-Lead | Yes |  | 2019-01-17 |  | PVC | 2017 | Yes |  | 2019-01-17 |  | Non-lead
201346 | LOT 016 325 CALUSA ST |  | Unknown, Non-Lead | No |  |  |  | Unknown, Non-Lead | 2017 | No |  |  |  | Non-lead
201347 | LOT 017 325 CALUSA ST |  | Polytube | Yes |  | 2022-10-18 |  | PVC | 2017 | Yes |  | 2022-10-18 |  | Non-lead
201348 | LOT 018 325 CALUSA ST |  | Unknown, Non-Lead | No |  |  |  | Unknown, Non-Lead | 2017 | No |  |  |  | Non-lead
201349 | LOT 019 325 CALUSA ST |  | Unknown, Non-Lead | Yes |  | 2021-04-06 |  | Unknown, Non-Lead | 2017 | Yes |  | 2021-04-06 |  | Non-lead
201350 | LOT 020 325 CALUSA ST |  | Polytube | Yes |  | 2022-10-03 |  | PVC | 2017 | Yes |  | 2022-10-03 |  | Non-lead
201351 | LOT 034 325 CALUSA ST |  | Unknown, Non-Lead | Yes |  | 2021-09-21 |  | Polytube | 2017 | Yes |  | 2021-09-21 |  | Non-lead
201352 | LOT 035 325 CALUSA ST |  | Unknown, Non-Lead | Yes |  | 2021-01-29 |  | Unknown, Non-Lead | 2017 | Yes |  | 2021-01-29 |  | Non-lead
201353 | LOT 036 325 CALUSA ST |  | Unknown, Non-Lead | Yes |  | 2021-11-22 |  | PVC | 2017 | Yes |  | 2021-11-22 |  | Non-lead
201354 | LOT 037 325 CALUSA ST |  | Unknown, Non-Lead | Yes |  | 2023-12-27 |  | Unknown, Non-Lead | 2017 | Yes |  | 2023-12-27 |  | Non-lead
201355 | LOT 038 325 CALUSA ST |  | Polytube | Yes |  | 2022-10-03 |  | PVC | 2017 | Yes |  | 2022-10-03 |  | Non-lead
201356 | LOT 039 325 CALUSA ST |  | Unknown, Non-Lead | Yes |  | 2018-05-17 |  | PVC | 2017 | Yes |  | 2018-05-17 |  | Non-lead
201357 | LOT 040 325 CALUSA ST |  | Unknown, Non-Lead | Yes |  | 2021-09-28 |  | Unknown, Non-Lead | 2017 | Yes |  | 2021-09-28 |  | Non-lead
201359 | LOT 042 325 CALUSA ST |  | Unknown, Non-Lead | Yes |  | 2018-09-26 |  | Unknown, Non-Lead | 2017 | Yes |  | 2018-09-26 |  | Non-lead
201360 | LOT 114 325 CALUSA ST |  | Polytube | Yes |  | 2023-06-30 |  | PVC | 2017 | Yes |  | 2023-06-30 |  | Non-lead
201361 | LOT 115 325 CALUSA ST |  | Polytube | Yes |  | 2022-11-02 |  | PVC | 2017 | Yes |  | 2022-11-02 |  | Non-lead
201362 | LOT 116 325 CALUSA ST |  | Polytube | Yes |  | 2023-12-27 |  | PVC | 2017 | Yes |  | 2023-12-27 |  | Non-lead
201363 | LOT 117 325 CALUSA ST |  | Unknown, Non-Lead | No |  |  |  | Unknown, Non-Lead | 2017 | No |  |  |  | Non-lead
201364 | LOT 118 325 CALUSA ST |  | Unknown, Non-Lead | Yes |  | 2017-06-12 |  | Unknown, Non-Lead | 2017 | Yes |  | 2017-06-12 |  | Non-lead
201365 | LOT 119 325 CALUSA ST |  | Polytube | Yes |  | 2022-09-30 |  | PVC | 2017 | Yes |  | 2022-09-30 |  | Non-lead
201366 | LOT 120 325 CALUSA ST |  | Unknown, Non-Lead | Yes |  | 2022-06-17 |  | PVC | 2017 | Yes |  | 2022-06-17 |  | Non-lead
201367 | LOT 121 325 CALUSA ST |  | Unknown, Non-Lead | Yes |  | 2019-05-17 |  | PVC | 2017 | Yes |  | 2019-05-17 |  | Non-lead
201368 | LOT 122 325 CALUSA ST |  | Unknown, Non-Lead | Yes |  | 2022-04-27 |  | Unknown, Non-Lead | 2017 | Yes |  | 2022-04-27 |  | Non-lead
201369 | LOT 123 325 CALUSA ST |  | Unknown, Non-Lead | No |  |  |  | Unknown, Non-Lead | 2017 | No |  |  |  | Non-lead
201370 | LOT 124 325 CALUSA ST |  | Polytube | Yes |  | 2023-05-23 |  | PVC | 2017 | Yes |  | 2023-05-23 |  | Non-lead
201371 | LOT 125 325 CALUSA ST |  | Unknown, Non-Lead | No |  |  |  | PVC | 2017 | No |  |  |  | Non-lead
201372 | LOT 126 325 CALUSA ST |  | Polytube | Yes |  | 2022-05-10 |  | PVC | 2017 | Yes |  | 2022-05-10 |  | Non-lead
201373 | LOT 301 325 CALUSA ST |  | Unknown, Non-Lead | Yes |  | 2018-04-27 |  | Unknown, Non-Lead | 2017 | Yes |  | 2018-04-27 |  | Non-lead
201374 | LOT 302 325 CALUSA ST |  | Polytube | Yes |  | 2022-07-27 |  | PVC | 2017 | Yes |  | 2022-07-27 |  | Non-lead
201375 | LOT 303 325 CALUSA ST |  | Unknown, Non-Lead | Yes |  | 2020-12-31 |  | Unknown, Non-Lead | 2017 | Yes |  | 2020-12-31 |  | Non-lead
201376 | LOT 304 325 CALUSA ST |  | Unknown, Non-Lead | Yes |  | 2021-02-19 |  | Unknown, Non-Lead | 2017 | Yes |  | 2021-02-19 |  | Non-lead
201377 | LOT 305 325 CALUSA ST |  | Unknown, Non-Lead | No |  |  |  | Unknown, Non-Lead | 2017 | No |  |  |  | Non-lead
201378 | LOT 306 325 CALUSA ST |  | Unknown, Non-Lead | Yes |  | 2018-07-23 |  | Unknown, Non-Lead | 2017 | Yes |  | 2018-07-23 |  | Non-lead
201379 | LOT 307 325 CALUSA ST |  | Unknown, Non-Lead | Yes |  | 2019-05-20 |  | Unknown, Non-Lead | 2017 | Yes |  | 2019-05-20 |  | Non-lead
201380 | LOT 308 325 CALUSA ST |  | Unknown, Non-Lead | Yes |  | 2019-07-23 |  | Unknown, Non-Lead | 2017 | Yes |  | 2019-07-23 |  | Non-lead
201381 | LOT 309 325 CALUSA ST |  | Unknown, Non-Lead | No |  |  |  | Unknown, Non-Lead | 2017 | No |  |  |  | Non-lead
201382 | LOT 310 325 CALUSA ST |  | Polytube | Yes |  | 2023-09-27 |  | PVC | 2017 | Yes |  | 2023-09-27 |  | Non-lead
201383 | LOT 311 325 CALUSA ST |  | Polytube | Yes |  | 2023-06-28 |  | PVC | 2017 | Yes |  | 2023-06-28 |  | Non-lead
201384 | LOT 312 325 CALUSA ST |  | Polytube | Yes |  | 2022-06-01 |  | PVC | 2017 | Yes |  | 2022-06-01 |  | Non-lead
201385 | LOT 313 325 CALUSA ST |  | Unknown, Non-Lead | No |  |  |  | Unknown, Non-Lead | 2017 | No |  |  |  | Non-lead
201386 | LOT 314 325 CALUSA ST |  | Polytube | Yes |  | 2022-10-18 |  | PVC | 2017 | Yes |  | 2022-10-18 |  | Non-lead
201387 | LOT 315 325 CALUSA ST |  | Polytube | Yes |  | 2022-08-22 |  | PVC | 2017 | Yes |  | 2022-08-22 |  | Non-lead
201388 | LOT 316 325 CALUSA ST |  | Unknown, Non-Lead | Yes |  | 2017-01-30 |  | Unknown, Non-Lead | 2017 | Yes |  | 2017-01-30 |  | Non-lead
201389 | LOT 317 325 CALUSA ST |  | Unknown, Non-Lead | Yes |  | 2021-04-26 |  | Unknown, Non-Lead | 2017 | Yes |  | 2021-04-26 |  | Non-lead
201390 | LOT 318 325 CALUSA ST |  | Unknown, Non-Lead | No |  |  |  | Unknown, Non-Lead | 2017 | No |  |  |  | Non-lead
201391 | LOT 319 325 CALUSA ST |  | Unknown, Non-Lead | Yes |  | 2020-07-29 |  | Unknown, Non-Lead | 2017 | Yes |  | 2020-07-29 |  | Non-lead
201392 | LOT 320 325 CALUSA ST |  | Unknown, Non-Lead | Yes |  | 2022-03-28 |  | Unknown, Non-Lead | 2017 | Yes |  | 2022-03-28 |  | Non-lead
201393 | LOT 321 325 CALUSA ST |  | Polytube | Yes |  | 2022-10-20 |  | PVC | 2017 | Yes |  | 2022-10-20 |  | Non-lead
201394 | LOT 322 325 CALUSA ST |  | Unknown, Non-Lead | Yes |  | 2021-11-01 |  | Unknown, Non-Lead | 2017 | Yes |  | 2021-11-01 |  | Non-lead
201395 | LOT 323 325 CALUSA ST |  | Unknown, Non-Lead | Yes |  | 2017-07-26 |  | PVC | 2017 | Yes |  | 2017-07-26 |  | Non-lead
201396 | LOT 324 325 CALUSA ST |  | Polytube | Yes |  | 2022-10-18 |  | PVC | 2017 | Yes |  | 2022-10-18 |  | Non-lead
201397 | LOT 325 325 CALUSA ST |  | Unknown, Non-Lead | Yes |  | 2019-05-10 |  | Unknown, Non-Lead | 2017 | Yes |  | 2019-05-10 |  | Non-lead
201398 | LOT 326 325 CALUSA ST |  | Unknown, Non-Lead | Yes |  | 2022-07-26 |  | PVC | 2017 | Yes |  | 2022-07-26 |  | Non-lead
201399 | LOT 327 325 CALUSA ST |  | Polytube | Yes |  | 2022-05-20 |  | PVC | 2017 | Yes |  | 2022-05-20 |  | Non-lead
201400 | LOT 328 325 CALUSA ST |  | Unknown, Non-Lead | No |  |  |  | Unknown, Non-Lead | 2017 | No |  |  |  | Non-lead
201401 | LOT 329 325 CALUSA ST |  | Unknown, Non-Lead | Yes |  | 2021-06-02 |  | PVC | 2017 | Yes |  | 2021-06-02 |  | Non-lead
201402 | LOT 330 325 CALUSA ST |  | Unknown, Non-Lead | Yes |  | 2022-01-04 |  | Unknown, Non-Lead | 2017 | Yes |  | 2022-01-04 |  | Non-lead
201403 | LOT 331 325 CALUSA ST |  | Unknown, Non-Lead | Yes |  | 2019-12-20 |  | PVC | 2017 | Yes |  | 2019-12-20 |  | Non-lead
201404 | LOT 332 325 CALUSA ST |  | Unknown, Non-Lead | No |  |  |  | Unknown, Non-Lead | 2017 | No |  |  |  | Non-lead
201405 | LOT 333 325 CALUSA ST |  | Unknown, Non-Lead | Yes |  | 2024-08-26 |  | PVC | 2017 | Yes |  | 2024-08-26 |  | Non-lead
201406 | LOT 334 325 CALUSA ST |  | Unknown, Non-Lead | Yes |  | 2021-10-04 |  | Unknown, Non-Lead | 2017 | Yes |  | 2021-10-04 |  | Non-lead
201407 | LOT 338 325 CALUSA ST |  | Unknown, Non-Lead | Yes |  | 2022-10-06 |  | Unknown, Non-Lead | 2017 | Yes |  | 2022-10-06 |  | Non-lead
201408 | LOT 339 325 CALUSA ST |  | Unknown, Non-Lead | Yes |  | 2021-06-22 |  | Unknown, Non-Lead | 2017 | Yes |  | 2021-06-22 |  | Non-lead
201409 | LOT 340 325 CALUSA ST |  | Unknown, Non-Lead | Yes |  | 2021-07-27 |  | PVC | 2017 | Yes |  | 2021-07-27 |  | Non-lead
201410 | LOT 341 325 CALUSA ST |  | Unknown, Non-Lead | Yes |  | 2021-11-29 |  | PVC | 2017 | Yes |  | 2021-11-29 |  | Non-lead
201411 | LOT 342 325 CALUSA ST |  | Unknown, Non-Lead | Yes |  | 2021-10-06 |  | PVC | 2017 | Yes |  | 2021-10-06 |  | Non-lead
201412 | LOT 343 325 CALUSA ST |  | Polytube | Yes |  | 2023-06-30 |  | PVC | 2017 | Yes |  | 2023-06-30 |  | Non-lead
201413 | 344 325 CALUSA St |  | Unknown, Non-Lead | Yes |  | 2021-02-02 |  | PVC | 2017 | Yes |  | 2021-02-02 |  | Non-lead
201414 | LOT 345 325 CALUSA ST |  | Unknown, Non-Lead | Yes |  | 2021-06-16 |  | Unknown, Non-Lead | 2017 | Yes |  | 2021-06-16 |  | Non-lead
201415 | LOT 346 325 CALUSA ST |  | Unknown, Non-Lead | Yes |  | 2021-11-09 |  | Unknown, Non-Lead | 2017 | Yes |  | 2021-11-09 |  | Non-lead
201416 | LOT 347 325 CALUSA ST |  | Unknown, Non-Lead | Yes |  | 2017-10-31 |  | PVC | 2017 | Yes |  | 2017-10-31 |  | Non-lead
201417 | LOT 348 325 CALUSA ST |  | Unknown, Non-Lead | Yes |  | 2021-05-03 |  | Unknown, Non-Lead | 2017 | Yes |  | 2021-05-03 |  | Non-lead
201418 | LOT 349 325 CALUSA ST |  | Unknown, Non-Lead | Yes |  | 2023-10-25 |  | Unknown, Non-Lead | 2017 | Yes |  | 2023-10-25 |  | Non-lead
201419 | LOT 350 325 CALUSA ST |  | Unknown, Non-Lead | Yes |  | 2019-01-31 |  | Unknown, Non-Lead | 2017 | Yes |  | 2019-01-31 |  | Non-lead
201420 | LOT 351 325 CALUSA ST |  | Polytube | Yes |  | 2023-06-28 |  | PVC | 2017 | Yes |  | 2023-06-28 |  | Non-lead
201421 | LOT 352 325 CALUSA ST |  | Unknown, Non-Lead | Yes |  | 2021-08-27 |  | Unknown, Non-Lead | 2017 | Yes |  | 2021-08-27 |  | Non-lead
201422 | LOT 353 325 CALUSA ST |  | Unknown, Non-Lead | No |  |  |  | Unknown, Non-Lead | 2017 | No |  |  |  | Non-lead
201423 | LOT 354 325 CALUSA ST |  | Unknown, Non-Lead | No |  |  |  | Unknown, Non-Lead | 2017 | No |  |  |  | Non-lead
201424 | LOT 355 325 CALUSA ST |  | Polytube | Yes |  | 2022-08-22 |  | PVC | 2017 | Yes |  | 2022-08-22 |  | Non-lead
201425 | LOT 356 325 CALUSA ST |  | Unknown, Non-Lead | No |  |  |  | Unknown, Non-Lead | 2017 | No |  |  |  | Non-lead
201426 | LOT 357 325 CALUSA ST |  | Polytube | Yes |  | 2022-10-31 |  | PVC | 2017 | Yes |  | 2022-10-31 |  | Non-lead
201427 | LOT 358 325 CALUSA ST |  | Unknown, Non-Lead | Yes |  | 2021-04-08 |  | Unknown, Non-Lead | 2017 | Yes |  | 2021-04-08 |  | Non-lead
201428 | LOT 359 325 CALUSA ST |  | Unknown, Non-Lead | Yes |  | 2021-05-27 |  | Unknown, Non-Lead | 2017 | Yes |  | 2021-05-27 |  | Non-lead
201429 | LOT 360 325 CALUSA ST |  | Unknown, Non-Lead | Yes |  | 2017-02-24 |  | Unknown, Non-Lead | 2017 | Yes |  | 2017-02-24 |  | Non-lead
201430 | LOT 361 325 CALUSA ST |  | Unknown, Non-Lead | Yes |  | 2021-05-03 |  | Unknown, Non-Lead | 2017 | Yes |  | 2021-05-03 |  | Non-lead
201431 | LOT 362 325 CALUSA ST |  | Unknown, Non-Lead | No |  |  |  | Unknown, Non-Lead | 2017 | No |  |  |  | Non-lead
201432 | LOT 363 325 CALUSA ST |  | Unknown, Non-Lead | Yes |  | 2022-01-27 |  | Unknown, Non-Lead | 2017 | Yes |  | 2022-01-27 |  | Non-lead
201433 | LOT 364 325 CALUSA ST |  | Unknown, Non-Lead | Yes |  | 2021-08-02 |  | Unknown, Non-Lead | 2017 | Yes |  | 2021-08-02 |  | Non-lead
201434 | LOT 365 325 CALUSA ST |  | Unknown, Non-Lead | Yes |  | 2019-04-25 |  | PVC | 2017 | Yes |  | 2019-04-25 |  | Non-lead
201435 | LOT 366 325 CALUSA ST |  | Unknown, Non-Lead | No |  |  |  | Unknown, Non-Lead | 2017 | No |  |  |  | Non-lead
201436 | LOT 367 325 CALUSA ST |  | Unknown, Non-Lead | No |  |  |  | Unknown, Non-Lead | 2017 | No |  |  |  | Non-lead
201437 | LOT 368 325 CALUSA ST |  | Unknown, Non-Lead | Yes |  | 2022-01-27 |  | Unknown, Non-Lead | 2017 | Yes |  | 2022-01-27 |  | Non-lead
201438 | LOT 369 325 CALUSA ST |  | Polytube | Yes |  | 2023-01-19 |  | PVC | 2017 | Yes |  | 2023-01-19 |  | Non-lead
201439 | LOT 370 325 CALUSA ST |  | Polytube | Yes |  | 2023-01-19 |  | PVC | 2017 | Yes |  | 2023-01-19 |  | Non-lead
201440 | LOT 371 325 CALUSA ST |  | Unknown, Non-Lead | No |  |  |  | Unknown, Non-Lead | 2017 | No |  |  |  | Non-lead
201441 | LOT 372 325 CALUSA ST |  | Unknown, Non-Lead | Yes |  | 2019-03-04 |  | Unknown, Non-Lead | 2017 | Yes |  | 2019-03-04 |  | Non-lead
201442 | LOT 373 325 CALUSA ST |  | Unknown, Non-Lead | Yes |  | 2021-03-16 |  | PVC | 2017 | Yes |  | 2021-03-16 |  | Non-lead
201443 | LOT 374 325 CALUSA ST |  | Polytube | Yes |  | 2024-03-13 |  | PVC | 2017 | Yes |  | 2024-03-13 |  | Non-lead
201444 | LOT 375 325 CALUSA ST |  | Unknown, Non-Lead | Yes |  | 2022-02-22 |  | PVC | 2017 | Yes |  | 2022-02-22 |  | Non-lead
201445 | LOT 376 325 CALUSA ST |  | Unknown, Non-Lead | Yes |  | 2024-01-31 |  | PVC | 2017 | Yes |  | 2024-01-31 |  | Non-lead
201446 | LOT 377 325 CALUSA ST |  | Unknown, Non-Lead | Yes |  | 2021-11-01 |  | Unknown, Non-Lead | 2017 | Yes |  | 2021-11-01 |  | Non-lead
201447 | LOT 378 325 CALUSA ST |  | Unknown, Non-Lead | Yes |  | 2017-05-24 |  | Unknown, Non-Lead | 2017 | Yes |  | 2017-05-24 |  | Non-lead
201448 | LOT 379 325 CALUSA ST |  | Polytube | No |  |  |  | PVC | 2017 | No |  |  |  | Non-lead
201449 | LOT 380 325 CALUSA ST |  | Polytube | Yes |  | 2023-05-23 |  | PVC | 2017 | Yes |  | 2023-05-23 |  | Non-lead
201450 | LOT 381 325 CALUSA ST |  | Polytube | Yes |  | 2022-11-01 |  | PVC | 2017 | Yes |  | 2022-11-01 |  | Non-lead
201451 | LOT 382 325 CALUSA ST |  | Unknown, Non-Lead | Yes |  | 2019-05-31 |  | Unknown, Non-Lead | 2017 | Yes |  | 2019-05-31 |  | Non-lead
201452 | LOT 384 325 CALUSA ST |  | Unknown, Non-Lead | No |  |  |  | Unknown, Non-Lead | 2017 | No |  |  |  | Non-lead
201453 | LOT 385 325 CALUSA ST |  | Unknown, Non-Lead | No |  |  |  | Unknown, Non-Lead | 2017 | No |  |  |  | Non-lead
201454 | LOT 386 325 CALUSA ST |  | Unknown, Non-Lead | Yes |  | 2020-11-05 |  | Unknown, Non-Lead | 2017 | Yes |  | 2020-11-05 |  | Non-lead
201455 | LOT 387 325 CALUSA ST |  | Unknown, Non-Lead | No |  |  |  | Unknown, Non-Lead | 2017 | No |  |  |  | Non-lead
201456 | LOT 361A 325 CALUSA ST |  | Unknown, Non-Lead | Yes |  | 2021-11-30 |  | Unknown, Non-Lead | 2017 | Yes |  | 2021-11-30 |  | Non-lead
201457 | LOT 361B 325 CALUSA ST |  | Unknown, Non-Lead | Yes |  | 2024-09-06 |  | PVC | 2017 | Yes |  | 2024-09-06 |  | Non-lead
201458 | LOT 388 325 CALUSA ST |  | Unknown, Non-Lead | No |  |  |  | Unknown, Non-Lead | 2017 | No |  |  |  | Non-lead
201459 | LOT 392 325 CALUSA ST |  | Unknown, Non-Lead | Yes |  | 2021-07-01 |  | PVC | 2017 | Yes |  | 2021-07-01 |  | Non-lead
201460 | LOT 393 325 CALUSA ST |  | Unknown, Non-Lead | No |  |  |  | Unknown, Non-Lead | 2017 | No |  |  |  | Non-lead
201461 | LOT 394 325 CALUSA ST |  | Unknown, Non-Lead | No |  |  |  | Unknown, Non-Lead | 2017 | No |  |  |  | Non-lead
201462 | LOT 395 325 CALUSA ST |  | Unknown, Non-Lead | Yes |  | 2019-12-05 |  | PVC | 2017 | Yes |  | 2019-12-05 |  | Non-lead
201463 | LOT 396 325 CALUSA ST |  | Unknown, Non-Lead | No |  |  |  | Unknown, Non-Lead | 2017 | No |  |  |  | Non-lead
201464 | LOT 401 325 CALUSA ST |  | Unknown, Non-Lead | Yes |  | 2020-12-09 |  | Unknown, Non-Lead | 2017 | Yes |  | 2020-12-09 |  | Non-lead
201465 | LOT 402 325 CALUSA ST |  | Unknown, Non-Lead | No |  |  |  | Unknown, Non-Lead | 2017 | No |  |  |  | Non-lead
201466 | LOT 403 325 CALUSA ST |  | Unknown, Non-Lead | Yes |  | 2021-04-07 |  | Unknown, Non-Lead | 2017 | Yes |  | 2021-04-07 |  | Non-lead
201467 | LOT 404 325 CALUSA ST |  | Unknown, Non-Lead | Yes |  | 2020-06-01 |  | PVC | 2017 | Yes |  | 2020-06-01 |  | Non-lead
201468 | LOT 405 325 CALUSA ST |  | Unknown, Non-Lead | Yes |  | 2017-06-27 |  | Unknown, Non-Lead | 2017 | Yes |  | 2017-06-27 |  | Non-lead
201469 | LOT 406 325 CALUSA ST |  | Unknown, Non-Lead | No |  |  |  | Unknown, Non-Lead | 2017 | No |  |  |  | Non-lead
201470 | LOT 407 325 CALUSA ST |  | Unknown, Non-Lead | Yes |  | 2023-05-31 |  | Unknown, Non-Lead | 2017 | Yes |  | 2023-05-31 |  | Non-lead
201471 | LOT 408 325 CALUSA ST |  | Polytube | Yes |  | 2024-03-26 |  | PVC | 2017 | Yes |  | 2024-03-26 |  | Non-lead
201472 | LOT 409 325 CALUSA ST |  | Unknown, Non-Lead | Yes |  | 2024-01-24 |  | PVC | 2017 | Yes |  | 2024-01-24 |  | Non-lead
201473 | LOT 410 325 CALUSA ST |  | Unknown, Non-Lead | Yes |  | 2020-12-10 |  | Unknown, Non-Lead | 2017 | Yes |  | 2020-12-10 |  | Non-lead
201474 | LOT 411 325 CALUSA ST |  | Unknown, Non-Lead | No |  |  |  | Unknown, Non-Lead | 2017 | No |  |  |  | Non-lead
201475 | LOT 412 325 CALUSA ST |  | Unknown, Non-Lead | Yes |  | 2020-06-26 |  | Unknown, Non-Lead | 2017 | Yes |  | 2020-06-26 |  | Non-lead
201476 | LOT 413 325 CALUSA ST |  | Unknown, Non-Lead | Yes |  | 2020-01-02 |  | Unknown, Non-Lead | 2017 | Yes |  | 2020-01-02 |  | Non-lead
201477 | LOT 414 325 CALUSA ST |  | Polytube | Yes |  | 2023-01-24 |  | PVC | 2017 | Yes |  | 2023-01-24 |  | Non-lead
201478 | LOT 415 325 CALUSA ST |  | Unknown, Non-Lead | Yes |  | 2021-12-29 |  | PVC | 2017 | Yes |  | 2021-12-29 |  | Non-lead
201479 | LOT 416 325 CALUSA ST |  | Unknown, Non-Lead | Yes |  | 2021-02-02 |  | Unknown, Non-Lead | 2017 | Yes |  | 2021-02-02 |  | Non-lead
201480 | LOT 417 325 CALUSA ST |  | Unknown, Non-Lead | Yes |  | 2021-01-29 |  | Unknown, Non-Lead | 2017 | Yes |  | 2021-01-29 |  | Non-lead
201481 | LOT 418 325 CALUSA ST |  | Unknown, Non-Lead | No |  |  |  | Unknown, Non-Lead | 2017 | No |  |  |  | Non-lead
201482 | LOT 419 325 CALUSA ST |  | Unknown, Non-Lead | Yes |  | 2022-04-22 |  | Unknown, Non-Lead | 2017 | Yes |  | 2022-04-22 |  | Non-lead
201483 | LOT 420 325 CALUSA ST |  | Unknown, Non-Lead | Yes |  | 2021-09-30 |  | Unknown, Non-Lead | 2017 | Yes |  | 2021-09-30 |  | Non-lead
201484 | LOT 421 325 CALUSA ST |  | Polytube | Yes |  | 2020-04-27 |  | PVC | 2017 | Yes |  | 2020-04-27 |  | Non-lead
201485 | LOT 422 325 CALUSA ST |  | Unknown, Non-Lead | No |  |  |  | Unknown, Non-Lead | 2017 | No |  |  |  | Non-lead
201486 | LOT 423 325 CALUSA ST |  | Unknown, Non-Lead | Yes |  | 2021-07-28 |  | PVC | 2017 | Yes |  | 2021-07-28 |  | Non-lead
201487 | LOT 424 325 CALUSA ST |  | Unknown, Non-Lead | Yes |  | 2018-03-22 |  | PVC | 2017 | Yes |  | 2018-03-22 |  | Non-lead
201488 | LOT 425 325 CALUSA ST |  | Unknown, Non-Lead | Yes |  | 2020-11-30 |  | PVC | 2017 | Yes |  | 2020-11-30 |  | Non-lead
201489 | LOT 426 325 CALUSA ST |  | Unknown, Non-Lead | No |  |  |  | Unknown, Non-Lead | 2017 | No |  |  |  | Non-lead
201490 | LOT 427 325 CALUSA ST |  | Polytube | Yes |  | 2023-10-27 |  | PVC | 2017 | Yes |  | 2023-10-27 |  | Non-lead
201491 | LOT 428 325 CALUSA ST |  | Unknown, Non-Lead | Yes |  | 2021-02-02 |  | PVC | 2017 | Yes |  | 2021-02-02 |  | Non-lead
201492 | LOT 429 325 CALUSA ST |  | Unknown, Non-Lead | No |  |  |  | Unknown, Non-Lead | 2017 | No |  |  |  | Non-lead
201493 | LOT 430 325 CALUSA ST |  | Polytube | Yes |  | 2023-02-27 |  | PVC | 2017 | Yes |  | 2023-02-27 |  | Non-lead
201494 | LOT 431 325 CALUSA ST |  | Unknown, Non-Lead | Yes |  | 2024-08-30 |  | Unknown, Non-Lead | 2017 | Yes |  | 2024-08-30 |  | Non-lead
201495 | LOT 432 325 CALUSA ST |  | Polytube | Yes |  | 2022-07-05 |  | PVC | 2017 | Yes |  | 2022-07-05 |  | Non-lead
201496 | LOT 433 325 CALUSA ST |  | Unknown, Non-Lead | Yes |  | 2021-03-17 |  | Unknown, Non-Lead | 2017 | Yes |  | 2021-03-17 |  | Non-lead
201497 | LOT 434 325 CALUSA ST |  | Polytube | Yes |  | 2022-07-27 |  | PVC | 2017 | Yes |  | 2022-07-27 |  | Non-lead
201498 | LOT 435 325 CALUSA ST |  | Unknown, Non-Lead | No |  |  |  | Unknown, Non-Lead | 2017 | No |  |  |  | Non-lead
201499 | LOT 436 325 CALUSA ST |  | Unknown, Non-Lead | Yes |  | 2021-06-01 |  | Unknown, Non-Lead | 2017 | Yes |  | 2021-06-01 |  | Non-lead
201500 | LOT 437 325 CALUSA ST |  | Unknown, Non-Lead | Yes |  | 2021-10-04 |  | PVC | 2017 | Yes |  | 2021-10-04 |  | Non-lead
201501 | LOT 438 325 CALUSA ST |  | Unknown, Non-Lead | Yes |  | 2018-05-30 |  | Unknown, Non-Lead | 2017 | Yes |  | 2018-05-30 |  | Non-lead
201502 | LOT 439 325 CALUSA ST |  | Unknown, Non-Lead | No |  |  |  | Unknown, Non-Lead | 2017 | No |  |  |  | Non-lead
201503 | LOT 440 325 CALUSA ST |  | Unknown, Non-Lead | Yes |  | 2017-01-26 |  | Unknown, Non-Lead | 2017 | Yes |  | 2017-01-26 |  | Non-lead
201504 | LOT 441 325 CALUSA ST |  | Polytube | Yes |  | 2023-02-27 |  | PVC | 2017 | Yes |  | 2023-02-27 |  | Non-lead
201505 | LOT 442 325 CALUSA ST |  | Polytube | Yes |  | 2023-06-07 |  | PVC | 2017 | Yes |  | 2023-06-07 |  | Non-lead
201506 | LOT 443 325 CALUSA ST |  | Polytube | Yes |  | 2024-03-29 |  | PVC | 2017 | Yes |  | 2024-03-29 |  | Non-lead
201507 | LOT 444 325 CALUSA ST |  | Unknown, Non-Lead | Yes |  | 2021-11-01 |  | Unknown, Non-Lead | 2017 | Yes |  | 2021-11-01 |  | Non-lead
201508 | LOT 445 325 CALUSA ST |  | Polytube | Yes |  | 2018-04-02 |  | PVC | 2017 | Yes |  | 2018-04-02 |  | Non-lead
201509 | LOT 446 325 CALUSA ST |  | Unknown, Non-Lead | Yes |  | 2018-04-27 |  | PVC | 2017 | Yes |  | 2018-04-27 |  | Non-lead
201510 | LOT 447 325 CALUSA ST |  | Unknown, Non-Lead | Yes |  | 2020-03-23 |  | Unknown, Non-Lead | 2017 | Yes |  | 2020-03-23 |  | Non-lead
201511 | LOT 448 325 CALUSA ST |  | Unknown, Non-Lead | Yes |  | 2019-12-27 |  | Unknown, Non-Lead | 2017 | Yes |  | 2019-12-27 |  | Non-lead
201512 | LOT 449 325 CALUSA ST |  | Unknown, Non-Lead | Yes |  | 2021-01-08 |  | PVC | 2017 | Yes |  | 2021-01-08 |  | Non-lead
201513 | LOT 450 325 CALUSA ST |  | Unknown, Non-Lead | Yes |  | 2019-11-30 |  | PVC | 2017 | Yes |  | 2019-11-30 |  | Non-lead
201514 | LOT 451 325 CALUSA ST |  | Polytube | Yes |  | 2023-01-24 |  | PVC | 2017 | Yes |  | 2023-01-24 |  | Non-lead
201515 | LOT 452 325 CALUSA ST |  | Unknown, Non-Lead | No |  |  |  | Unknown, Non-Lead | 2017 | No |  |  |  | Non-lead
201516 | LOT 453 325 CALUSA ST |  | Unknown, Non-Lead | Yes |  | 2022-05-25 |  | PVC | 2017 | Yes |  | 2022-05-25 |  | Non-lead
201517 | LOT 454 325 CALUSA ST |  | Unknown, Non-Lead | Yes |  | 2021-12-06 |  | Unknown, Non-Lead | 2017 | Yes |  | 2021-12-06 |  | Non-lead
201518 | LOT 455 325 CALUSA ST |  | Polytube | Yes |  | 2023-06-29 |  | PVC | 2017 | Yes |  | 2023-06-29 |  | Non-lead
201519 | LOT 456 325 CALUSA ST |  | Polytube | Yes |  | 2023-06-28 |  | PVC | 2017 | Yes |  | 2023-06-28 |  | Non-lead
201520 | LOT 457 325 CALUSA ST |  | Unknown, Non-Lead | Yes |  | 2020-06-29 |  | PVC | 2017 | Yes |  | 2020-06-29 |  | Non-lead
201521 | LOT 458 325 CALUSA ST |  | Unknown, Non-Lead | No |  |  |  | Unknown, Non-Lead | 2017 | No |  |  |  | Non-lead
201522 | LOT 459 325 CALUSA ST |  | Polytube | Yes |  | 2024-04-24 |  | PVC | 2017 | Yes |  | 2024-04-24 |  | Non-lead
201523 | LOT 460 325 CALUSA ST |  | Unknown, Non-Lead | No |  |  |  | Unknown, Non-Lead | 2017 | No |  |  |  | Non-lead
201524 | LOT 461 325 CALUSA ST |  | Unknown, Non-Lead | Yes |  | 2021-12-29 |  | PVC | 2017 | Yes |  | 2021-12-29 |  | Non-lead
201525 | LOT 462 325 CALUSA ST |  | Unknown, Non-Lead | No |  |  |  | Unknown, Non-Lead | 2017 | No |  |  |  | Non-lead
201526 | LOT 463 325 CALUSA ST |  | Unknown, Non-Lead | Yes |  | 2023-10-17 |  | Unknown, Non-Lead | 2017 | Yes |  | 2023-10-17 |  | Non-lead
201527 | LOT 464 325 CALUSA ST |  | Unknown, Non-Lead | Yes |  | 2018-03-08 |  | PVC | 2017 | Yes |  | 2018-03-08 |  | Non-lead
201528 | LOT 465 325 CALUSA ST |  | Polytube | Yes |  | 2022-06-24 |  | PVC | 2017 | Yes |  | 2022-06-24 |  | Non-lead
201529 | LOT 466 325 CALUSA ST |  | Polytube | Yes |  | 2023-03-02 |  | PVC | 2017 | Yes |  | 2023-03-02 |  | Non-lead
201530 | LOT 467 325 CALUSA ST |  | Unknown, Non-Lead | Yes |  | 2019-10-09 |  | Unknown, Non-Lead | 2017 | Yes |  | 2019-10-09 |  | Non-lead
201531 | LOT 468 325 CALUSA ST |  | Polytube | Yes |  | 2017-08-03 |  | PVC | 2017 | Yes |  | 2017-08-03 |  | Non-lead
201532 | LOT 469 325 CALUSA ST |  | Unknown, Non-Lead | No |  |  |  | Unknown, Non-Lead | 2017 | No |  |  |  | Non-lead
201533 | LOT 470 325 CALUSA ST |  | Unknown, Non-Lead | No |  |  |  | Unknown, Non-Lead | 2017 | No |  |  |  | Non-lead
201534 | LOT 472 325 CALUSA ST |  | Polytube | Yes |  | 2023-01-27 |  | PVC | 2017 | Yes |  | 2023-01-27 |  | Non-lead
201535 | LOT 473 325 CALUSA ST |  | Unknown, Non-Lead | Yes |  | 2020-02-03 |  | Unknown, Non-Lead | 2017 | Yes |  | 2020-02-03 |  | Non-lead
201536 | LOT 474 325 CALUSA ST |  | Polytube | Yes |  | 2022-08-24 |  | PVC | 2017 | Yes |  | 2022-08-24 |  | Non-lead
201537 | LOT 475 325 CALUSA ST |  | Unknown, Non-Lead | Yes |  | 2020-03-24 |  | PVC | 2017 | Yes |  | 2020-03-24 |  | Non-lead
201538 | LOT 476 325 CALUSA ST |  | Unknown, Non-Lead | Yes |  | 2023-01-30 |  | Unknown, Non-Lead | 2017 | Yes |  | 2023-01-30 |  | Non-lead
201539 | LOT 477 325 CALUSA ST |  | Unknown, Non-Lead | Yes |  | 2020-08-05 |  | Unknown, Non-Lead | 2017 | Yes |  | 2020-08-05 |  | Non-lead
201540 | LOT 478 325 CALUSA ST |  | Unknown, Non-Lead | Yes |  | 2024-06-26 |  | Unknown, Non-Lead | 2017 | Yes |  | 2024-06-26 |  | Non-lead
201541 | LOT 481 325 CALUSA ST |  | Polytube | Yes |  | 2024-01-25 |  | PVC | 2017 | Yes |  | 2024-01-25 |  | Non-lead
201542 | LOT 482 325 CALUSA ST |  | Polytube | Yes |  | 2022-08-24 |  | PVC | 2017 | Yes |  | 2022-08-24 |  | Non-lead
201543 | LOT 483 325 CALUSA ST |  | Polytube | Yes |  | 2022-08-24 |  | PVC | 2017 | Yes |  | 2022-08-24 |  | Non-lead
201544 | LOT 484 325 CALUSA ST |  | Unknown, Non-Lead | No |  |  |  | Unknown, Non-Lead | 2017 | No |  |  |  | Non-lead
201545 | LOT 485 325 CALUSA ST |  | Unknown, Non-Lead | Yes |  | 2021-03-23 |  | PVC | 2017 | Yes |  | 2021-03-23 |  | Non-lead
201546 | LOT 486 325 CALUSA ST |  | Unknown, Non-Lead | No |  |  |  | Unknown, Non-Lead | 2017 | No |  |  |  | Non-lead
201547 | LOT 487 325 CALUSA ST |  | Unknown, Non-Lead | Yes |  | 2021-10-01 |  | Copper | 2017 | Yes |  | 2021-10-01 |  | Non-lead
201548 | LOT 488 325 CALUSA ST |  | Unknown, Non-Lead | Yes |  | 2017-11-02 |  | PVC | 2017 | Yes |  | 2017-11-02 |  | Non-lead
201549 | LOT 489 325 CALUSA ST |  | Unknown, Non-Lead | Yes |  | 2017-11-06 |  | PVC | 2017 | Yes |  | 2017-11-06 |  | Non-lead
201550 | LOT 490 325 CALUSA ST |  | Polytube | Yes |  | 2021-07-28 |  | PVC | 2017 | Yes |  | 2021-07-28 |  | Non-lead
201551 | LOT 491 325 CALUSA ST |  | Unknown, Non-Lead | Yes |  | 2021-11-22 |  | Unknown, Non-Lead | 2017 | Yes |  | 2021-11-22 |  | Non-lead
201552 | LOT 492 325 CALUSA ST |  | Unknown, Non-Lead | No |  |  |  | Unknown, Non-Lead | 2017 | No |  |  |  | Non-lead
201553 | LOT 493 325 CALUSA ST |  | Unknown, Non-Lead | Yes |  | 2022-04-01 |  | PVC | 2017 | Yes |  | 2022-04-01 |  | Non-lead
201554 | LOT 494 325 CALUSA ST |  | Unknown, Non-Lead | No |  |  |  | Unknown, Non-Lead | 2017 | No |  |  |  | Non-lead
201555 | 495 325 CALUSA St |  | Unknown, Non-Lead | No |  |  |  | Unknown, Non-Lead | 2017 | No |  |  |  | Non-lead
201556 | LOT 496 325 CALUSA ST |  | Polytube | Yes |  | 2022-05-27 |  | PVC | 2017 | Yes |  | 2022-05-27 |  | Non-lead
201557 | 497 325 CALUSA St |  | Unknown, Non-Lead | Yes |  | 2018-06-18 |  | PVC | 2017 | Yes |  | 2018-06-18 |  | Non-lead
201558 | LOT 498 325 CALUSA ST |  | Unknown, Non-Lead | Yes |  | 2022-04-27 |  | Unknown, Non-Lead | 2017 | Yes |  | 2022-04-27 |  | Non-lead
201559 | 499 325 CALUSA St |  | Unknown, Non-Lead | Yes |  | 2022-02-28 |  | Unknown, Non-Lead | 2017 | Yes |  | 2022-02-28 |  | Non-lead
201560 | 501 325 CALUSA St |  | Polytube | Yes |  | 2023-09-26 |  | PVC | 2017 | Yes |  | 2023-09-26 |  | Non-lead
201561 | LOT 502 325 CALUSA ST |  | Polytube | No |  |  |  | PVC | 2017 | No |  |  |  | Non-lead
201562 | LOT 503 325 CALUSA ST |  | Polytube | Yes |  | 2022-08-01 |  | PVC | 2017 | Yes |  | 2022-08-01 |  | Non-lead
201563 | LOT 504 325 CALUSA ST |  | Unknown, Non-Lead | Yes |  | 2023-10-25 |  | Unknown, Non-Lead | 2017 | Yes |  | 2023-10-25 |  | Non-lead
201564 | 505 325 CALUSA St |  | Unknown, Non-Lead | Yes |  | 2020-08-04 |  | Unknown, Non-Lead | 2017 | Yes |  | 2020-08-04 |  | Non-lead
201565 | LOT 506 325 CALUSA ST |  | Unknown, Non-Lead | Yes |  | 2017-07-25 |  | PVC | 2017 | Yes |  | 2017-07-25 |  | Non-lead
201566 | LOT 507 325 CALUSA ST |  | Unknown, Non-Lead | No |  |  |  | Unknown, Non-Lead | 2017 | No |  |  |  | Non-lead
201567 | LOT 508 325 CALUSA ST |  | Polytube | Yes |  | 2024-05-07 |  | PVC | 2017 | Yes |  | 2024-05-07 |  | Non-lead
201568 | LOT 509 325 CALUSA ST |  | Unknown, Non-Lead | Yes |  | 2021-01-29 |  | Unknown, Non-Lead | 2017 | Yes |  | 2021-01-29 |  | Non-lead
201569 | LOT 510 325 CALUSA ST |  | Unknown, Non-Lead | Yes |  | 2020-11-02 |  | PVC | 2017 | Yes |  | 2020-11-02 |  | Non-lead
201570 | LOT 511 325 CALUSA ST |  | Unknown, Non-Lead | Yes |  | 2018-10-23 |  | Unknown, Non-Lead | 2017 | Yes |  | 2018-10-23 |  | Non-lead
201571 | LOT 512 325 CALUSA ST |  | Unknown, Non-Lead | Yes |  | 2022-01-28 |  | Unknown, Non-Lead | 2017 | Yes |  | 2022-01-28 |  | Non-lead
201572 | LOT 513 325 CALUSA ST |  | Unknown, Non-Lead | Yes |  | 2020-06-01 |  | PVC | 2017 | Yes |  | 2020-06-01 |  | Non-lead
201573 | LOT 514 325 CALUSA ST |  | Unknown, Non-Lead | Yes |  | 2020-10-06 |  | PVC | 2017 | Yes |  | 2020-10-06 |  | Non-lead
201575 | LS R-02 CALLE UNO |  | Polytube | Yes |  | 2022-07-06 |  | PVC |  | Yes |  | 2022-07-06 |  | Non-lead
201576 | LOT 515 325 CALUSA ST |  | Unknown, Non-Lead | Yes |  | 2023-01-24 |  | Unknown, Non-Lead | 2017 | Yes |  | 2023-01-24 |  | Non-lead
201577 | LOT 516 325 CALUSA ST |  | Unknown, Non-Lead | No |  |  |  | Unknown, Non-Lead | 2017 | No |  |  |  | Non-lead
201578 | 517 325 CALUSA St |  | Unknown, Non-Lead | Yes |  | 2021-02-02 |  | Unknown, Non-Lead | 2017 | Yes |  | 2021-02-02 |  | Non-lead
201579 | LOT 518 325 CALUSA ST |  | Unknown, Non-Lead | Yes |  | 2021-04-07 |  | Unknown, Non-Lead | 2017 | Yes |  | 2021-04-07 |  | Non-lead
201580 | LOT 519 325 CALUSA ST |  | Unknown, Non-Lead | Yes |  | 2022-05-11 |  | PVC | 2017 | Yes |  | 2022-05-11 |  | Non-lead
201581 | LOT 520 325 CALUSA ST |  | Unknown, Non-Lead | Yes |  | 2024-07-15 |  | PVC | 2017 | Yes |  | 2024-07-15 |  | Non-lead
201582 | LOT 521 325 CALUSA ST |  | Unknown, Non-Lead | Yes |  | 2022-09-22 |  | PVC | 2017 | Yes |  | 2022-09-22 |  | Non-lead
201583 | LOT 522 325 CALUSA ST |  | Polytube | Yes |  | 2022-07-27 |  | PVC | 2017 | Yes |  | 2022-07-27 |  | Non-lead
201584 | LOT 523 325 CALUSA ST |  | Unknown, Non-Lead | Yes |  | 2021-10-27 |  | PVC | 2017 | Yes |  | 2021-10-27 |  | Non-lead
201585 | LOT 524 325 CALUSA ST |  | Unknown, Non-Lead | No |  |  |  | Unknown, Non-Lead | 2017 | No |  |  |  | Non-lead
201586 | LOT 525 325 CALUSA ST |  | Polytube | Yes |  | 2022-05-27 |  | PVC | 2017 | Yes |  | 2022-05-27 |  | Non-lead
201587 | LOT 526 325 CALUSA ST |  | Unknown, Non-Lead | Yes |  | 2021-12-01 |  | Unknown, Non-Lead | 2017 | Yes |  | 2021-12-01 |  | Non-lead
201588 | LOT 527 325 CALUSA ST |  | Polytube | Yes |  | 2023-08-29 |  | PVC | 2017 | Yes |  | 2023-08-29 |  | Non-lead
201589 | LOT 528 325 CALUSA ST |  | Polytube | Yes |  | 2023-03-02 |  | PVC | 2017 | Yes |  | 2023-03-02 |  | Non-lead
201590 | LOT 529 325 CALUSA ST |  | Unknown, Non-Lead | Yes |  | 2018-11-14 |  | PVC | 2017 | Yes |  | 2018-11-14 |  | Non-lead
201591 | LOT 530 325 CALUSA ST |  | Polytube | Yes |  | 2024-01-25 |  | PVC | 2017 | Yes |  | 2024-01-25 |  | Non-lead
201592 | 325 CALUSA (LIFT STATION) |  | Unknown, Non-Lead | Yes |  | 2023-01-24 |  | PVC | 2017 | Yes |  | 2023-01-24 |  | Non-lead
201595 | 3 300 FRONT ST |  | Polytube | Yes |  | 2022-06-15 |  | PVC | 1934 | Yes |  | 2022-06-15 |  | Non-lead
201596 | LOT 4 BF 8 SHORE DR |  | Unknown, Non-Lead | Yes |  | 2024-07-29 |  | Unknown, Non-Lead | 2010 | Yes |  | 2024-07-29 |  | Non-lead
201597 | 10 SHORE DR |  | Polytube | Yes |  | 2023-04-06 |  | PVC | 1974 | Yes |  | 2023-04-06 |  | Non-lead
201599 | X HYDRANT METER AIRPORT/ROOSEVEL |  | PVC | Yes |  | 2022-07-15 |  | Ductile Iron |  | Yes |  | 2022-07-15 |  | Non-lead
201602 | HYDRANT UK5-087 GEORGE ST |  | Unknown, Non-Lead | No |  |  |  | No Piping | Vacant | No |  |  |  | Non-lead
201604 | 417 MARGARET ST |  | Polytube | Yes |  | 2023-02-01 |  | Copper | 1918 | Yes |  | 2023-02-01 |  | Non-lead
201606 | 12 MOCKINGBIRD RD |  | PVC | No |  |  |  | PVC | 1991 | No |  |  |  | Non-lead
201610 | 240 AIRPORT DR |  | Unknown, Non-Lead | Yes |  | 2023-03-31 |  | Unknown, Non-Lead | 2010 | Yes |  | 2023-03-31 |  | Non-lead
201613 | HYDRANT UK5-056 MADEIRA DR & US1 - MM 100.7 HWY |  | Unknown, Non-Lead | No |  |  |  | No Piping | Vacant | No |  |  |  | Non-lead
201616 | 94 SACARMA DR |  | Unknown, Non-Lead | Yes |  | 2023-05-04 |  | Unknown, Non-Lead | 2007 | Yes |  | 2023-05-04 |  | Non-lead
201619 | CDC BLDG V-4187 SIGSBEE PARK |  | Unknown | Yes |  | 2023-01-13 |  | Unknown | 1965 | Yes |  | 2023-01-13 |  | Lead Status Unknown
201624 | 410 E AVE |  | Unknown, Non-Lead | No |  |  |  | Unknown, Non-Lead | 2009 | No |  |  |  | Non-lead
201628 | 116 MOCKINGBIRD |  | Unknown, Non-Lead | Yes |  | 2022-03-31 |  | Unknown, Non-Lead | 2010 | Yes |  | 2022-03-31 |  | Non-lead
201629 | SLIP S17 1801 N ROOSEVELT BLVD |  | PVC | Yes |  | 2022-07-12 |  | PVC | 1983 | Yes |  | 2022-07-12 |  | Non-lead
201632 | HYDRANT UK5-022 CARIBBEAN DR & ST THOMAS AVE |  | Unknown, Non-Lead | Yes |  | 2022-07-08 |  | No Piping | Vacant | Yes |  | 2022-07-08 |  | Non-lead
201633 | KEYS SUBSTATION . OVERSEAS HWY |  | Polytube | Yes |  | 2022-09-23 |  | PVC | 1967 | Yes |  | 2022-09-23 |  | Non-lead
201634 | 30836 GRANADA AVE |  | Unknown, Non-Lead | No |  |  |  | Unknown, Non-Lead | 2010 | No |  |  |  | Non-lead
201635 | LS LIFT STATION LS-3 |  | Polytube | Yes |  | 2024-08-26 |  | Stainless |  | Yes |  | 2024-08-26 |  | Non-lead
201637 | 17194 KINGFISH LN |  | Unknown, Non-Lead | Yes |  | 2019-05-30 |  | Unknown, Non-Lead | 2011 | Yes |  | 2019-05-30 |  | Non-lead
201638 | APT 201 471 OVERSEAS HWY |  | Unknown, Non-Lead | Yes |  | 2024-08-31 |  | PVC | 2006 | Yes |  | 2024-08-31 |  | Non-lead
201639 | APT 203 471 OVERSEAS HWY |  | Unknown, Non-Lead | Yes |  | 2017-04-13 |  | Unknown, Non-Lead | 2006 | Yes |  | 2017-04-13 |  | Non-lead
201640 | APT 202 471 OVERSEAS HWY |  | Unknown, Non-Lead | Yes |  | 2024-01-19 |  | Unknown, Non-Lead | 2006 | Yes |  | 2024-01-19 |  | Non-lead
201641 | UNIT COMMON AREA 471 OVERSEAS HWY |  | Unknown, Non-Lead | No |  |  |  | Unknown, Non-Lead | 2006 | No |  |  |  | Non-lead
201642 | 1 SE MARLIN AVE |  | Unknown, Non-Lead | No |  |  |  | Unknown, Non-Lead | 2011 | No |  |  |  | Non-lead
201643 | HYDRANT KW-058 FRANCES & OLIVIA ST |  | Unknown, Non-Lead | Yes |  | 2023-05-04 |  | No Piping | Vacant | Yes |  | 2023-05-04 |  | Non-lead
201644 | 137 NORMANDY DR |  | Polytube | Yes |  | 2023-02-02 |  | PVC | 1976 | Yes |  | 2023-02-02 |  | Non-lead
201648 | WWTP 4095 OVERSEAS HWY |  | Unknown, Non-Lead | Yes |  | 2022-02-18 |  | PVC | 2012 | Yes |  | 2022-02-18 |  | Non-lead
201650 | 330 25TH ST |  | Polytube | Yes |  | 2022-10-24 |  | PVC | 2013 | Yes |  | 2022-10-24 |  | Non-lead
201651 | 396 25TH STREET |  | Polytube | Yes |  | 2022-06-09 |  | PVC | 1972 | Yes |  | 2022-06-09 |  | Non-lead
201652 | 390 25TH STREET |  | Unknown, Non-Lead | Yes |  | 2022-05-06 |  | PVC | 2010 | Yes |  | 2022-05-06 |  | Non-lead
201654 | APT 2 REAR 500 AVE E |  | Polytube | Yes |  | 2022-08-29 |  | PVC | 1953 | Yes |  | 2022-08-29 |  | Non-lead
201656 | 103 SPOONBILL RD |  | Unknown, Non-Lead | Yes |  | 2023-11-30 |  | Unknown, Non-Lead | 2010 | Yes |  | 2023-11-30 |  | Non-lead
201657 | 360 25TH STREET |  | Unknown, Non-Lead | Yes |  | 2020-11-10 |  | Unknown, Non-Lead | 2010 | Yes |  | 2020-11-10 |  | Non-lead
201658 | 154 AZALEA ST |  | Unknown, Non-Lead | Yes |  | 2017-02-08 |  | Unknown, Non-Lead | 2010 | Yes |  | 2017-02-08 |  | Non-lead
201661 | 670 WEST SHORE DR |  | Unknown, Non-Lead | No |  |  |  | Unknown, Non-Lead | 2010 | No |  |  |  | Non-lead
201662 | 371937 863 ELLEN DR |  | Unknown, Non-Lead | Yes |  | 2021-11-16 |  | Unknown, Non-Lead | 2010 | Yes |  | 2021-11-16 |  | Non-lead
201666 | 105 201 WILLIAM ST |  | Polytube | Yes |  | 2023-03-17 |  | PVC | 1998 | Yes |  | 2023-03-17 |  | Non-lead
201668 | LOT 060 1571 OVERSEAS HWY |  | PVC | Yes |  | 2023-12-11 |  | PVC | 1952 | Yes |  | 2023-12-11 |  | Non-lead
201671 | BLDG 3 7163 OVERSEAS Hwy |  | Polytube | Yes |  | 2023-03-01 |  | Cast Iron |  | Yes |  | 2023-03-01 |  | Non-lead
201672 | SEAGRAPE APTS 7151 OVERSEAS Hwy |  | Polytube | Yes |  | 2023-03-01 |  | Cast Iron |  | Yes |  | 2023-03-01 |  | Non-lead
201673 | SEA GRAPE APTS 7159 OVERSEAS Hwy |  | Polytube | Yes |  | 2023-03-01 |  | Cast Iron |  | Yes |  | 2023-03-01 |  | Non-lead
201674 | BLDG 2 7155 OVERSEAS Hwy |  | Polytube | Yes |  | 2023-03-02 |  | Cast Iron |  | Yes |  | 2023-03-02 |  | Non-lead
201675 | APT UP 606 GRINNELL ST |  | Polytube | Yes |  | 2023-02-10 |  | PVC | 1933 | Yes |  | 2023-02-10 |  | Non-lead
201676 | 236 ALLEN |  | Unknown, Non-Lead | No |  |  |  | Unknown, Non-Lead | 2009 | No |  |  |  | Non-lead
201678 | 318 SANDY / AKA PALMETTO CIR |  | Unknown, Non-Lead | Yes |  | 2017-08-25 |  | PVC | 1988 | Yes |  | 2017-08-25 |  | Non-lead
201682 | 128 SEVERINO DR |  | Polytube | Yes |  | 2022-12-27 |  | PVC | 2010 | Yes |  | 2022-12-27 |  | Non-lead
201686 | 1510 DUNCOMBE ST |  | Unknown, Non-Lead | Yes |  | 2021-09-14 |  | Unknown, Non-Lead | 2007 | Yes |  | 2021-09-14 |  | Non-lead
201687 | 204 SECOND ST |  | Unknown, Non-Lead | Yes |  | 2018-05-07 |  | PVC | 2010 | Yes |  | 2018-05-07 |  | Non-lead
201695 | 226 NORMANDY DR |  | Unknown, Non-Lead | No |  |  |  | Unknown, Non-Lead | 2011 | No |  |  |  | Non-lead
201699 | 12399 OVERSEAS HWY |  | Unknown, Non-Lead | Yes |  | 2024-09-24 |  | Unknown, Non-Lead | 2007 | Yes |  | 2024-09-24 |  | Non-lead
201700 | HYDRANT UK5-047 OCEAN BAY DR & MARINA AVE |  | Unknown, Non-Lead | No |  |  |  | No Piping | Vacant | No |  |  |  | Non-lead
201701 | 313 TRUMAN AVE |  | Polytube | Yes |  | 2023-05-04 |  | PVC | 1938 | Yes |  | 2023-05-04 |  | Non-lead
201703 | 21 POINCIANA DR |  | Unknown, Non-Lead | Yes |  | 2020-10-08 |  | Unknown, Non-Lead | 2010 | Yes |  | 2020-10-08 |  | Non-lead
201704 | LOCATION NEW RESTAURANT 0 SUNSET KEY DR |  | Unknown, Non-Lead | Yes |  | 2021-12-03 |  | Unknown, Non-Lead | 2010 | Yes |  | 2021-12-03 |  | Non-lead
201706 | HYDRANT UK5-170 TAYLOR - ON CORNER DR |  | None | Yes |  | 2022-10-13 |  | None |  | Yes |  | 2022-10-13 |  | Non-lead
201710 | 58 N LAKE DR |  | Unknown, Non-Lead | No |  |  |  | Unknown, Non-Lead | 2000 | No |  |  |  | Non-lead
201711 | 89201 OLD HWY |  | Polytube | Yes |  | 2023-05-11 |  | PVC | 2016 | Yes |  | 2023-05-11 |  | Non-lead
201712 | 5700 COLLEGE RD |  | Polytube | Yes |  | 2022-11-22 |  | PVC | 2004 | Yes |  | 2022-11-22 |  | Non-lead
201782 | UNIT A 1 SUNSET KEY DR |  | Unknown, Non-Lead | Yes |  | 2024-05-14 |  | Unknown, Non-Lead | 2010 | Yes |  | 2024-05-14 |  | Non-lead
201783 | UNIT B 1 SUNSET KEY DR |  | Unknown, Non-Lead | Yes |  | 2021-11-24 |  | Unknown, Non-Lead | 2010 | Yes |  | 2021-11-24 |  | Non-lead
201786 | 331 CALZADA DE BOUGAINVILLEA |  | Unknown, Non-Lead | No |  |  |  | Polytube | 2014 | No |  |  |  | Non-lead
201787 | 148 IROQUOIS ST |  | Unknown, Non-Lead | Yes |  | 2018-06-29 |  | Unknown, Non-Lead | 2010 | Yes |  | 2018-06-29 |  | Non-lead
201788 | 203 SILVER LAKE DR |  | Unknown, Non-Lead | Yes |  | 2024-06-26 |  | Unknown, Non-Lead | 2010 | Yes |  | 2024-06-26 |  | Non-lead
201791 | 771 CAROLYN AVE |  | Unknown, Non-Lead | Yes |  | 2024-05-02 |  | Unknown, Non-Lead | 1988 | Yes |  | 2024-05-02 |  | Non-lead
201792 | 113 EL CAPITAN DR |  | Unknown, Non-Lead | Yes |  | 2017-11-28 |  | PVC | 2006 | Yes |  | 2017-11-28 |  | Non-lead
201826 | GULF MH3 11600 1ST AVE |  | Unknown | Yes |  | 2022-10-19 |  | Unknown |  | Yes |  | 2022-10-19 |  | Lead Status Unknown
201827 | GULF MH9 11600 1ST AVE |  | Unknown | Yes |  | 2022-08-30 |  | Unknown |  | Yes |  | 2022-08-30 |  | Lead Status Unknown
201828 | GULF MH12 11600 1ST AVE |  | Unknown, Non-Lead | No |  |  |  | Unknown, Non-Lead | 2006 | No |  |  |  | Non-lead
201830 | 27397 TOBAGO LN |  | Polytube | Yes |  | 2024-11-14 |  | PVC | 2010 | Yes |  | 2024-11-14 |  | Non-lead
201834 | 459 POWELL AVE |  | Unknown, Non-Lead | No |  |  |  | Unknown, Non-Lead | 1993 | No |  |  |  | Non-lead
201837 | 133 BIMINI DR |  | Unknown, Non-Lead | Yes |  | 2019-08-26 |  | PVC | 2010 | Yes |  | 2019-08-26 |  | Non-lead
201840 | HYDRANT MK-040 3770 OVERSEAS HWY - US CUSTOMS HWY |  | Unknown, Non-Lead | No |  |  |  | No Piping | Vacant | No |  |  |  | Non-lead
201841 | HYDRANT LK-094 30500 OVERSEAS/OVERSEAS LUMBER HWY |  | Unknown | Yes |  | 2023-06-16 |  | Unknown |  | Yes |  | 2023-06-16 |  | Lead Status Unknown
201842 | HYDRANT SI-029 KEY HAVEN RD & ALLAMANDA AVE |  | Unknown, Non-Lead | Yes |  | 2022-06-13 |  | No Piping | Vacant | Yes |  | 2022-06-13 |  | Non-lead
201848 | FIRE METER 7151 OVERSEAS HWY |  | Ductile Iron | Yes |  | 2023-03-01 |  | PVC |  | Yes |  | 2023-03-01 |  | Non-lead
201849 | FIRE METER 7155 OVERSEAS HWY |  | Cast Iron | Yes |  | 2023-03-02 |  | Cast Iron |  | Yes |  | 2023-03-02 |  | Non-lead
201850 | FIRE METER 7159 OVERSEAS HWY |  | Cast Iron | Yes |  | 2023-09-28 |  | Cast Iron |  | Yes |  | 2023-09-28 |  | Non-lead
201851 | FIRE METER 7163 OVERSEAS HWY |  | Cast Iron | Yes |  | 2023-03-01 |  | Cast Iron |  | Yes |  | 2023-03-01 |  | Non-lead
201855 | 274 AZALEA ST |  | Polytube | Yes |  | 2022-06-16 |  | PVC | 1985 | Yes |  | 2022-06-16 |  | Non-lead
201863 | 16825 TAMARIND DR |  | Unknown, Non-Lead | Yes |  | 2021-02-01 |  | Unknown, Non-Lead | 2011 | Yes |  | 2021-02-01 |  | Non-lead
201864 | 55 BASS AVE |  | Polytube | Yes |  | 2023-11-06 |  | PVC | 2010 | Yes |  | 2023-11-06 |  | Non-lead
201874 | 159 BLUE HARBOR BLUE WATERS TR VIL DR |  | Polytube | Yes |  | 2023-02-07 |  | PVC | 1972 | Yes |  | 2023-02-07 |  | Non-lead
201876 | 12 ORANGE DR |  | Unknown, Non-Lead | Yes |  | 2020-05-05 |  | PVC | 2010 | Yes |  | 2020-05-05 |  | Non-lead
201877 | 27343 ANTIGUA LANE |  | Unknown, Non-Lead | Yes |  | 2018-11-30 |  | PVC | 2011 | Yes |  | 2018-11-30 |  | Non-lead
201878 | 509 BEACH RD |  | Unknown, Non-Lead | Yes |  | 2020-05-12 |  | Unknown, Non-Lead | 2010 | Yes |  | 2020-05-12 |  | Non-lead
201881 | UNIT 103 FRONT 2506 N ROOSEVELT BLVD |  | Copper | Yes |  | 2024-03-22 |  | PVC | 1958 | Yes |  | 2024-03-22 |  | Non-lead
201882 | UNIT 102 LEFT 2508 N ROOSEVELT BLVD |  | Copper | Yes |  | 2024-09-06 |  | PVC | 1958 | Yes |  | 2024-09-06 |  | Non-lead
201883 | STE 102 2506 N ROOSEVELT BLVD |  | Copper | Yes |  | 2022-09-16 |  | PVC | 1958 | Yes |  | 2022-09-16 |  | Non-lead
201884 | LOT C1 5031 5TH AVE |  | Unknown, Non-Lead | No |  |  |  | No Piping | Vacant | No |  |  |  | Non-lead
201885 | 255 W SEAVIEW DR |  | Unknown, Non-Lead | Yes |  | 2022-04-04 |  | Unknown, Non-Lead | 1988 | Yes |  | 2022-04-04 |  | Non-lead
201886 | 40 FLORIDA DR |  | Unknown, Non-Lead | Yes |  | 2021-04-26 |  | Unknown, Non-Lead | 2010 | Yes |  | 2021-04-26 |  | Non-lead
201887 | 29554 SARATOGA AVE |  | Polytube | Yes |  | 2023-01-23 |  | PVC | 1984 | Yes |  | 2023-01-23 |  | Non-lead
201890 | 120 MOCKINGBIRD LN |  | Unknown, Non-Lead | Yes |  | 2023-11-01 |  | Unknown, Non-Lead | 2012 | Yes |  | 2023-11-01 |  | Non-lead
201891 | 27395 BARBUDA LN |  | Unknown, Non-Lead | Yes |  | 2024-08-30 |  | Unknown, Non-Lead | 2010 | Yes |  | 2024-08-30 |  | Non-lead
201892 | 14 ORANGE DR |  | Unknown, Non-Lead | Yes |  | 2019-04-30 |  | Unknown, Non-Lead | 2010 | Yes |  | 2019-04-30 |  | Non-lead
201894 | LOCATION WATER MAIN X CATHERINE & PACKER ST |  | Unknown, Non-Lead | No |  |  |  | No Piping | Vacant | No |  |  |  | Non-lead
201896 | L12B6 205 LA PALOMA RD |  | Polytube | Yes |  | 2019-05-03 |  | Polytube | 2012 | Yes |  | 2019-05-03 |  | Non-Lead
201897 | APT 101 911 FORT ST |  | Unknown, Non-Lead | Yes |  | 2021-01-22 |  | Unknown, Non-Lead | 2010 | Yes |  | 2021-01-22 |  | Non-lead
201898 | APT 102 911 FORT ST |  | Unknown, Non-Lead | No |  |  |  | Unknown, Non-Lead | 2010 | No |  |  |  | Non-lead
201899 | APT 103 911 FORT ST |  | Unknown, Non-Lead | Yes |  | 2023-12-08 |  | Unknown, Non-Lead | 2010 | Yes |  | 2023-12-08 |  | Non-lead
201900 | APT 201 UPSTAIRS 911 FORT ST |  | Unknown, Non-Lead | Yes |  | 2019-04-02 |  | PVC | 2010 | Yes |  | 2019-04-02 |  | Non-lead
201901 | APT 103 913 FORT ST |  | Unknown, Non-Lead | Yes |  | 2022-05-25 |  | Unknown, Non-Lead | 2010 | Yes |  | 2022-05-25 |  | Non-lead
201902 | APT 104 913 A FORT ST |  | Unknown, Non-Lead | No |  |  |  | PVC | 1992 | No |  |  |  | Non-lead
201903 | APT 102 913 FORT ST |  | Unknown, Non-Lead | No |  |  |  | Unknown, Non-Lead | 2010 | No |  |  |  | Non-lead
201904 | APT 105 913 A FORT ST |  | Unknown, Non-Lead | Yes |  | 2023-05-08 |  | Unknown, Non-Lead | 2010 | Yes |  | 2023-05-08 |  | Non-lead
201905 | APT 101 913 FORT ST |  | Unknown, Non-Lead | Yes |  | 2020-01-02 |  | Unknown, Non-Lead | 2010 | Yes |  | 2020-01-02 |  | Non-lead
201906 | APT 106 913 A FORT ST |  | Unknown, Non-Lead | No |  |  |  | Unknown, Non-Lead | 2010 | No |  |  |  | Non-lead
201907 | APT 107 913 A FORT ST |  | Unknown, Non-Lead | No |  |  |  | Unknown, Non-Lead | 1992 | No |  |  |  | Non-lead
201908 | APT 108 913 A FORT ST |  | Polytube | Yes |  | 2020-01-02 |  | PVC | 1992 | Yes |  | 2020-01-02 |  | Non-lead
201909 | APT 203 UPSTAIRS UN 913 FORT ST |  | Unknown, Non-Lead | Yes |  | 2018-04-10 |  | PVC | 2010 | Yes |  | 2018-04-10 |  | Non-lead
201910 | APT 204 UPSTAIRS 913 A FORT ST |  | Copper | Yes |  | 2022-07-07 |  | PVC | 2010 | Yes |  | 2022-07-07 |  | Non-lead
201911 | L12 101 LESERRA LN |  | Polytube | Yes |  | 2022-01-18 |  | Polytube | 2016 | Yes |  | 2022-01-18 |  | Non-lead
201914 | UNIT 125 81450 OVERSEAS HWY |  | Unknown, Non-Lead | No |  |  |  | Unknown, Non-Lead | 2010 | No |  |  |  | Non-lead
201915 | UNIT 124 81450 OVERSEAS HWY |  | Unknown, Non-Lead | Yes |  | 2019-02-22 |  | Unknown, Non-Lead | 2010 | Yes |  | 2019-02-22 |  | Non-lead
201916 | UNIT 123 81450 OVERSEAS HWY |  | Unknown, Non-Lead | Yes |  | 2019-09-17 |  | Unknown, Non-Lead | 2010 | Yes |  | 2019-09-17 |  | Non-lead
201917 | UNIT 122 81450 OVERSEAS HWY |  | Unknown, Non-Lead | Yes |  | 2020-11-16 |  | Unknown, Non-Lead | 2010 | Yes |  | 2020-11-16 |  | Non-lead
201918 | UNIT 121 81450 OVERSEAS HWY |  | Unknown, Non-Lead | No |  |  |  | Unknown, Non-Lead | 2010 | No |  |  |  | Non-lead
201919 | UNIT 120 81450 OVERSEAS HWY |  | Unknown, Non-Lead | Yes |  | 2021-10-19 |  | Unknown, Non-Lead | 2010 | Yes |  | 2021-10-19 |  | Non-lead
201920 | UNIT 119 81450 OVERSEAS HWY |  | Unknown, Non-Lead | Yes |  | 2019-11-25 |  | Unknown, Non-Lead | 2010 | Yes |  | 2019-11-25 |  | Non-lead
201921 | UNIT 112 81450 OVERSEAS HWY |  | Unknown, Non-Lead | Yes |  | 2021-03-22 |  | Unknown, Non-Lead | 2010 | Yes |  | 2021-03-22 |  | Non-lead
201922 | UNIT 111 81450 OVERSEAS HWY |  | Unknown, Non-Lead | Yes |  | 2022-02-16 |  | Unknown, Non-Lead | 2010 | Yes |  | 2022-02-16 |  | Non-lead
201923 | UNIT 110 81450 OVERSEAS HWY |  | Unknown, Non-Lead | No |  |  |  | Unknown, Non-Lead | 2010 | No |  |  |  | Non-lead
201924 | UNIT 109 81450 OVERSEAS HWY |  | Unknown, Non-Lead | Yes |  | 2021-10-29 |  | Unknown, Non-Lead | 2010 | Yes |  | 2021-10-29 |  | Non-lead
201925 | UNIT 108 81450 OVERSEAS HWY |  | Unknown, Non-Lead | No |  |  |  | Unknown, Non-Lead | 2010 | No |  |  |  | Non-lead
201926 | UNIT 107 81450 OVERSEAS HWY |  | Unknown, Non-Lead | Yes |  | 2021-11-01 |  | Unknown, Non-Lead | 2010 | Yes |  | 2021-11-01 |  | Non-lead
201927 | UNIT 106 81450 OVERSEAS HWY |  | Unknown, Non-Lead | Yes |  | 2021-10-29 |  | PVC | 2010 | Yes |  | 2021-10-29 |  | Non-lead
201928 | UNIT 105 81450 OVERSEAS HWY |  | Unknown, Non-Lead | Yes |  | 2021-10-19 |  | Unknown, Non-Lead | 2010 | Yes |  | 2021-10-19 |  | Non-lead
201929 | UNIT 104 81450 OVERSEAS HWY |  | Unknown, Non-Lead | Yes |  | 2020-11-16 |  | Unknown, Non-Lead | 2010 | Yes |  | 2020-11-16 |  | Non-lead
201930 | UNIT 103 81450 OVERSEAS HWY |  | Unknown, Non-Lead | Yes |  | 2021-11-01 |  | Unknown, Non-Lead | 2010 | Yes |  | 2021-11-01 |  | Non-lead
201931 | UNIT 102 81450 OVERSEAS HWY |  | Unknown, Non-Lead | Yes |  | 2018-08-24 |  | Unknown, Non-Lead | 2010 | Yes |  | 2018-08-24 |  | Non-lead
201932 | UNIT 101 81450 OVERSEAS HWY |  | Unknown, Non-Lead | Yes |  | 2021-10-29 |  | Unknown, Non-Lead | 2010 | Yes |  | 2021-10-29 |  | Non-lead
201933 | UNIT 117 81450 OVERSEAS HWY |  | Unknown, Non-Lead | Yes |  | 2023-12-29 |  | Unknown, Non-Lead | 2010 | Yes |  | 2023-12-29 |  | Non-lead
201934 | UNIT 116 81450 OVERSEAS HWY |  | Unknown, Non-Lead | Yes |  | 2018-08-24 |  | Unknown, Non-Lead | 2010 | Yes |  | 2018-08-24 |  | Non-lead
201935 | UNIT 115 81450 OVERSEAS HWY |  | Unknown, Non-Lead | Yes |  | 2019-09-17 |  | PVC | 2010 | Yes |  | 2019-09-17 |  | Non-lead
201936 | UNIT 114 81450 OVERSEAS HWY |  | Unknown, Non-Lead | Yes |  | 2021-11-01 |  | Unknown, Non-Lead | 2010 | Yes |  | 2021-11-01 |  | Non-lead
201937 | UNIT 113 81450 OVERSEAS HWY |  | Unknown, Non-Lead | Yes |  | 2018-02-26 |  | PVC | 2010 | Yes |  | 2018-02-26 |  | Non-lead
201938 | UNIT 118 81450 OVERSEAS HWY |  | Unknown, Non-Lead | Yes |  | 2017-10-24 |  | Unknown, Non-Lead | 2010 | Yes |  | 2017-10-24 |  | Non-lead
201940 | L14 B2 129 BURGUNDY DR |  | Polytube | Yes |  | 2023-02-09 |  | PVC | 1987 | Yes |  | 2023-02-09 |  | Non-lead
201941 | KEYS SUBSTATION COLLEGE & OVERSEAS HWY |  | Polytube | Yes |  | 2022-11-09 |  | PVC |  | Yes |  | 2022-11-09 |  | Non-lead
201942 | 20883 4TH AVE |  | Polytube | Yes |  | 2024-01-30 |  | PVC | 2008 | Yes |  | 2024-01-30 |  | Non-lead
201944 | 122 HARBOR DR |  | Unknown, Non-Lead | Yes |  | 2018-01-02 |  | Unknown, Non-Lead | 2012 | Yes |  | 2018-01-02 |  | Non-lead
201945 | 130 HARBOR DR |  | Unknown, Non-Lead | Yes |  | 2019-11-13 |  | Unknown, Non-Lead | 2012 | Yes |  | 2019-11-13 |  | Non-lead
201948 | HYDRANT UK5-251 BETWEEN 14-13 MANGROVE LN |  | None | Yes |  | 2023-05-04 |  | None |  | Yes |  | 2023-05-04 |  | Non-lead
201949 | 150 LORELANE PL |  | Polytube | Yes |  | 2023-06-09 |  | PVC | 2005 | Yes |  | 2023-06-09 |  | Non-lead
201953 | MK-084 MK-084 SOMBRERO & CORTE DE LUNA |  | Unknown, Non-Lead | No |  |  |  | No Piping | Vacant | No |  |  |  | Non-lead
201954 | 186 LORELANE PLACE |  | Polytube | Yes |  | 2023-02-06 |  | PVC | 1985 | Yes |  | 2023-02-06 |  | Non-lead
201955 | PUMP STATION . WHITE & ATLANTIC BLVD |  | Polytube | Yes |  | 2023-10-13 |  | Copper | 2000 | Yes |  | 2023-10-13 |  | Non-lead
201958 | LOT C16 5031 5TH AVE |  | Unknown, Non-Lead | No |  |  |  | No Piping | Vacant | No |  |  |  | Non-lead
201962 | 19528 CALOOSA ST |  | Unknown, Non-Lead | Yes |  | 2021-02-11 |  | PVC | 2010 | Yes |  | 2021-02-11 |  | Non-lead
201964 | L6 B4 3956 HALL RD |  | Unknown, Non-Lead | No |  |  |  | Unknown, Non-Lead | 2010 | No |  |  |  | Non-lead
201965 | 3 ORANGE DR |  | Unknown, Non-Lead | Yes |  | 2023-04-20 |  | Unknown, Non-Lead | 2010 | Yes |  | 2023-04-20 |  | Non-lead
201966 | VACANT 15TH Cir |  | Polytube | Yes |  | 2023-10-24 |  | PVC |  | Yes |  | 2023-10-24 |  | Non-lead
201969 | BLDG A336 A-336 SECURITY BLDG |  | Unknown | Yes |  | 2023-08-15 |  | Unknown |  | Yes |  | 2023-08-15 |  | Lead Status Unknown
201970 | 12 CACTUS DR |  | Unknown, Non-Lead | Yes |  | 2023-03-29 |  | PVC | 2010 | Yes |  | 2023-03-29 |  | Non-lead
201973 | UNIT B101 802 SOUTHARD ST |  | Unknown | Yes |  | 2023-03-06 |  | PVC | 1928 | Yes |  | 2023-03-06 |  | Lead Status Unknown
201974 | UNIT C-102 802 SOUTHARD ST |  | Unknown | Yes |  | 2024-04-09 |  | PVC | 1928 | Yes |  | 2024-04-09 |  | Lead Status Unknown
201975 | 17 ROCK HARBOR DR |  | Polytube | Yes |  | 2022-11-17 |  | PVC | 1974 | Yes |  | 2022-11-17 |  | Non-lead
201976 | UNIT 101 12545 OVERSEAS HWY |  | PVC | Yes |  | 2025-01-10 |  | PVC | 1995 | Yes |  | 2022-05-27 |  | Non-lead
201977 | UNIT 102 12545 OVERSEAS HWY |  | Unknown, Non-Lead | Yes |  | 2022-05-27 |  | PVC | 1995 | Yes |  | 2022-05-27 |  | Non-lead
201978 | UNIT 103 12545 OVERSEAS HWY |  | Unknown, Non-Lead | Yes |  | 2022-05-27 |  | PVC | 1995 | Yes |  | 2022-05-27 |  | Non-lead
201979 | UNIT 104 12545 OVERSEAS HWY |  | Unknown, Non-Lead | Yes |  | 2022-05-27 |  | PVC | 1995 | Yes |  | 2022-05-27 |  | Non-lead
201980 | 30 TRANSYLVANIA AVE |  | Unknown, Non-Lead | Yes |  | 2020-08-19 |  | Unknown, Non-Lead | 2015 | Yes |  | 2020-08-19 |  | Non-lead
201981 | FIRE METER 390 KEY DEER BLVD |  | Unknown, Non-Lead | Yes |  | 2019-01-29 |  | Unknown, Non-Lead | 1990 | Yes |  | 2019-01-29 |  | Non-lead
201982 | 211 AVE G |  | Unknown, Non-Lead | Yes |  | 2018-11-30 |  | Unknown, Non-Lead | 2010 | Yes |  | 2018-11-30 |  | Non-lead
201983 | 137 N SUNRISE DR |  | Unknown, Non-Lead | No |  |  |  | PVC | 2009 | No |  |  |  | Non-lead
201984 | 23 BLUE WATER DR |  | Polytube | Yes |  | 2022-08-24 |  | PVC | 2013 | Yes |  | 2022-08-24 |  | Non-lead
201992 | 830 TRUMAN AVE |  | Unknown, Non-Lead | Yes |  | 2022-07-22 |  | Polytube | 2010 | Yes |  | 2022-07-22 |  | Non-lead
201993 | HYDRANT UK5-038 100 HAMMOCK TRAIL CUL-DE-SAC |  | Unknown, Non-Lead | No |  |  |  | No Piping | Vacant | No |  |  |  | Non-lead
201995 | 19 QUAY ROAD |  | Polytube | Yes |  | 2023-09-21 |  | Polytube |  | Yes |  | 2023-09-21 |  | Non-lead
201996 | 256 BAY DR |  | Polytube | Yes |  | 2023-01-30 |  | PVC | 1984 | Yes |  | 2023-01-30 |  | Non-lead
201997 | 1127 BASQUE LN |  | Unknown, Non-Lead | Yes |  | 2021-11-01 |  | Unknown, Non-Lead | 2013 | Yes |  | 2021-11-01 |  | Non-lead
201998 | 19538 CALOOSA ST |  | Unknown, Non-Lead | No |  |  |  | Unknown, Non-Lead | 2010 | No |  |  |  | Non-lead
202000 | HYDRANT MK-002 6099 OVERSEAS - KEYS RV HWY |  | Unknown, Non-Lead | No |  |  |  | No Piping | 1987 | No |  |  |  | Non-lead
202001 | 21022 E 6TH AVE |  | Unknown, Non-Lead | No |  |  |  | Unknown, Non-Lead | 1995 | No |  |  |  | Non-lead
202004 | HYDRANT LK-027 US1 & ED SWIFT - QUIKMART RD |  | Unknown, Non-Lead | No |  |  |  | No Piping | Vacant | No |  |  |  | Non-lead
202009 | 29417 FORRESTAL AVE |  | Polytube | Yes |  | 2023-02-21 |  | PVC | 2010 | Yes |  | 2023-02-21 |  | Non-lead
202011 | 325 CALUSA BATH HOUSE ST |  | Polytube | Yes |  | 2024-03-12 |  | Copper | 2017 | Yes |  | 2024-03-12 |  | Non-lead
202015 | 3 ROCK HARBOR DR |  | Unknown, Non-Lead | No |  |  |  | Unknown, Non-Lead | 2010 | No |  |  |  | Non-lead
202016 | 49 JEAN LAFITTE DR |  | Polytube | Yes |  | 2022-08-22 |  | PVC | 2012 | Yes |  | 2022-08-22 |  | Non-lead
202017 | D 125 41ST ST GULF |  | Polytube | Yes |  | 2023-02-10 |  | PVC | 1960 | Yes |  | 2023-02-10 |  | Non-lead
202018 | 2450 ORLANDO RD |  | Polytube | Yes |  | 2023-01-10 |  | PVC | 1983 | Yes |  | 2023-01-10 |  | Non-lead
202020 | PUMP STATION 7280 OVERSEAS HWY |  | Unknown, Non-Lead | No |  |  |  | PVC | 2008 | No |  |  |  | Non-lead
202021 | WWTP 59255 OVERSEAS Hwy |  | Unknown, Non-Lead | Yes |  | 2024-07-08 |  | PVC | 2013 | Yes |  | 2024-07-08 |  | Non-lead
202022 | 1341 MCCARTHY LANE |  | Cast Iron | Yes |  | 2023-01-20 |  | Cast Iron |  | Yes |  | 2023-01-20 |  | Non-lead
202023 | HYDRANT N-020 BLDG 1352 (TRUMAN ANNEX NAS) |  | Unknown, Non-Lead | Yes |  | 2023-01-27 |  | No Piping | Vacant | Yes |  | 2023-01-27 |  | Non-lead
202024 | 480 88TH St |  | Polytube | Yes |  | 2023-04-04 |  | PVC | 1968 | Yes |  | 2023-04-04 |  | Non-lead
202025 | 548 SOMBRERO BEACH RD |  | Unknown, Non-Lead | Yes |  | 2019-06-27 |  | Unknown, Non-Lead | 2012 | Yes |  | 2019-06-27 |  | Non-lead
202028 | 8 TAMARIND DR |  | Unknown, Non-Lead | Yes |  | 2024-02-28 |  | Unknown, Non-Lead | 2012 | Yes |  | 2024-02-28 |  | Non-lead
202031 | 983 INDIES RD |  | Polytube | Yes |  | 2023-04-03 |  | PVC | 1953 | Yes |  | 2023-04-03 |  | Non-lead
202032 | HYDRANT N-010 STEPHEN MALLORY& SIGSBEE (NAS) |  | None | Yes |  | 2022-08-31 |  | None |  | Yes |  | 2022-08-31 |  | Non-lead
202033 | 3200 DUCK AVE |  | NONE | Yes |  | 2023-05-04 |  | NONE |  | Yes |  | 2023-05-04 |  | Non-lead
202037 | LOCATION IRRIGATION 911 FORT ST |  | Polytube | Yes |  | 2024-08-07 |  | PVC | 2010 | Yes |  | 2024-08-07 |  | Non-lead
202041 | 20867 W 5TH AVE |  | Unknown, Non-Lead | No |  |  |  | Unknown, Non-Lead | 2011 | No |  |  |  | Non-lead
202044 | BLDG 629 629 A-629 LANGLEY AVE |  | Unknown | Yes |  | 2023-08-17 |  | Unknown |  | Yes |  | 2023-08-17 |  | Lead Status Unknown
202045 | 514 DUVAL ST |  | Unknown, Non-Lead | Yes |  | 2018-06-20 |  | Polytube | 2011 | Yes |  | 2018-06-20 |  | Non-lead
202046 | APT A 514 DUVAL ST |  | Unknown, Non-Lead | No |  |  |  | Unknown, Non-Lead | 2011 | No |  |  |  | Non-lead
202047 | APT B 514 DUVAL ST |  | Polytube | Yes |  | 2024-08-07 |  | PVC | 1900 | Yes |  | 2024-08-07 |  | Non-lead
202048 | DOWN 512 DUVAL ST |  | Unknown, Non-Lead | No |  |  |  | Unknown, Non-Lead | 2011 | No |  |  |  | Non-lead
202053 | 41 CANNON ROYAL DR |  | Unknown, Non-Lead | Yes |  | 2021-01-29 |  | Unknown, Non-Lead | 2012 | Yes |  | 2021-01-29 |  | Non-lead
202054 | 42 SUNSET KEY DR |  | Unknown, Non-Lead | Yes |  | 2023-07-27 |  | Unknown, Non-Lead | 2012 | Yes |  | 2023-07-27 |  | Non-lead
202059 | UNIT 2 1330 ATLANTIC BLVD |  | Polytube | Yes |  | 2022-12-09 |  | PVC | 1977 | Yes |  | 2022-12-09 |  | Non-lead
202060 | UNIT 3 1330 ATLANTIC BLVD |  | Polytube | Yes |  | 2023-10-16 |  | PVC | 1977 | Yes |  | 2023-10-16 |  | Non-lead
202061 | UNIT 4 1330 ATLANTIC BLVD |  | Polytube | Yes |  | 2024-10-01 |  | PVC | 1977 | Yes |  | 2024-10-01 |  | Non-lead
202063 | 87 W PLAZA DEL LAGO |  | Polytube | Yes |  | 2022-06-30 |  | PVC | 1986 | Yes |  | 2022-06-30 |  | Non-lead
202065 | 28 CACTUS DR |  | Polytube | Yes |  | 2023-07-28 |  | PVC | 2018 | Yes |  | 2023-07-28 |  | Non-lead
202067 | MASTER TAP 230 FKAA INDUSTRIAL RD TAP |  | Stainless | Yes |  | 2022-12-01 |  | Stainless |  | Yes |  | 2022-12-01 |  | Non-lead
202068 | MASTER TAP 231 FKAA LOBSTERTAIL RD TAP |  | Stainless | Yes |  | 2022-12-08 |  | Stainless |  | Yes |  | 2022-12-08 |  | Non-lead
202069 | 956 SHAW DR |  | Unknown, Non-Lead | No |  |  |  | Unknown, Non-Lead | 2010 | No |  |  |  | Non-lead
202073 | HYDRANT UK5-085 OCEAN BAY DR & SEAGATE BLVD |  | None | Yes |  | 2022-10-03 |  | None |  | Yes |  | 2022-10-03 |  | Non-lead
202076 | 27403 ANTIGUA LN |  | Unknown, Non-Lead | Yes |  | 2022-01-04 |  | Unknown, Non-Lead | 2016 | Yes |  | 2022-01-04 |  | Non-lead
202077 | UNIT 102 RIGHT 2508 N ROOSEVELT BLVD |  | Copper | Yes |  | 2022-09-16 |  | PVC | 1958 | Yes |  | 2022-09-16 |  | Non-lead
202078 | 19267 HANSEN TRL |  | Unknown, Non-Lead | No |  |  |  | No Piping | 1978 | No |  |  |  | Non-lead
202082 | 98240 OVERSEAS HWY |  | Polytube | Yes |  | 2023-01-30 |  | PVC |  | Yes |  | 2023-01-30 |  | Non-lead
202083 | 290 KEY HONEY LN |  | Unknown, Non-Lead | Yes |  | 2021-11-30 |  | Unknown, Non-Lead | 2011 | Yes |  | 2021-11-30 |  | Non-lead
202085 | TEMP METER OVERSEAS HWY BY 122ND ST |  | Unknown, Non-Lead | No |  |  |  | No Piping | Vacant | No |  |  |  | Non-lead
202086 | 628 DUVAL ST |  | Polytube | Yes |  | 2022-09-26 |  | PVC | 1920 | Yes |  | 2022-09-26 |  | Non-lead
202090 | 508 88TH OCEAN ST |  | Unknown, Non-Lead | Yes |  | 2024-05-22 |  | Unknown, Non-Lead | 2011 | Yes |  | 2024-05-22 |  | Non-lead
202091 | 302 FLEMING ST |  | Unknown, Non-Lead | Yes |  | 2020-04-16 |  | Unknown, Non-Lead | 2009 | Yes |  | 2020-04-16 |  | Non-lead
202093 | 68500 OVERSEAS HWY |  | Unknown | Yes |  | 2022-07-05 |  | Unknown | 1967 | Yes |  | 2022-07-05 |  | Lead Status Unknown
202095 | 76 IBIS LN |  | Unknown, Non-Lead | No |  |  |  | Unknown, Non-Lead | 2013 | No |  |  |  | Non-lead
202096 | 6 BONEFISH AVE |  | Polytube | Yes |  | 2023-04-05 |  | PVC | 2011 | Yes |  | 2023-04-05 |  | Non-lead
202100 | L10 WILLIAMS ST |  | Polytube | Yes |  | 2022-06-22 |  | PVC | 1973 | Yes |  | 2022-06-22 |  | Non-lead
202102 | 22388 JOLLY ROGER DR |  | Unknown, Non-Lead | Yes |  | 2020-01-24 |  | Unknown, Non-Lead | 2010 | Yes |  | 2020-01-24 |  | Non-lead
202103 | SIGSBEE DISTRIBUTION FEED 8" MTR |  | Ductile Iron | Yes |  | 2023-08-07 |  | Steel | 1965 | Yes |  | 2023-08-07 |  | Non-lead
202104 | UP 512 DUVAL ST |  | Polytube | Yes |  | 2022-12-02 |  | PVC | 1900 | Yes |  | 2022-12-02 |  | Non-lead
202105 | 27339 ST VINCENT LN |  | Unknown, Non-Lead | Yes |  | 2017-10-23 |  | Unknown, Non-Lead | 2011 | Yes |  | 2017-10-23 |  | Non-lead
202106 | 237 PEACHTREE AVE |  | Unknown, Non-Lead | Yes |  | 2022-04-20 |  | Unknown, Non-Lead | 2011 | Yes |  | 2022-04-20 |  | Non-lead
202110 | 1620 SPAULDING CT |  | Polytube | Yes |  | 2023-10-16 |  | Copper | 1966 | Yes |  | 2023-10-16 |  | Non-lead
202112 | 151 PALO DE ORO DR |  | Unknown, Non-Lead | Yes |  | 2018-06-25 |  | Unknown, Non-Lead | 2013 | Yes |  | 2018-06-25 |  | Non-lead
202113 | 27361 W INDIES DR |  | Unknown, Non-Lead | Yes |  | 2023-10-19 |  | Unknown, Non-Lead | 1988 | Yes |  | 2023-10-19 |  | Non-lead
202114 | 371 AVE C |  | Polytube | Yes |  | 2022-12-08 |  | PVC | 2010 | Yes |  | 2022-12-08 |  | Non-lead
202116 | 98980 OVERSEAS HWY |  | Unknown, Non-Lead | Yes |  | 2022-04-14 |  | Unknown, Non-Lead | 2010 | Yes |  | 2022-04-14 |  | Non-lead
202119 | 1099 COPA D'ORO |  | Polytube | Yes |  | 2023-03-22 |  | PVC | 1979 | Yes |  | 2023-03-22 |  | Non-lead
202120 | 788 DOLPHIN AVE |  | Polytube | Yes |  | 2023-01-11 |  | PVC | 2011 | Yes |  | 2023-01-11 |  | Non-lead
202124 | 202 SECOND ST |  | Unknown, Non-Lead | Yes |  | 2020-08-05 |  | Unknown, Non-Lead | 2010 | Yes |  | 2020-08-05 |  | Non-lead
202126 | CREW ROOM 320 LAGUNA AVE |  | Unknown, Non-Lead | No |  |  |  | Unknown, Non-Lead | 1999 | No |  |  |  | Non-lead
202127 | NEW STORAGE BLD . RICKETS CR |  | Polytube | Yes |  | 2023-08-14 |  | PVC | 1965 | Yes |  | 2023-08-14 |  | Non-lead
202129 | HYDRANT N-029 SARATOGA & FORRESTAL AVE |  | Unknown | Yes |  | 2023-07-25 |  | Unknown |  | Yes |  | 2023-07-25 |  | Lead Status Unknown
202130 | TEMP METER OVERSEAS HWY BY 68TH ST |  | Unknown, Non-Lead | No |  |  |  | No Piping | Vacant | No |  |  |  | Non-lead
202131 | HYDRANT UK5-045 OCEAN BAY DR & LORELANE PL |  | Unknown, Non-Lead | No |  |  |  | No Piping | Vacant | No |  |  |  | Non-lead
202132 | 46 JEWFISH AVE |  | Polytube | Yes |  | 2022-10-05 |  | PVC | 2011 | Yes |  | 2022-10-05 |  | Non-lead
202133 | UK5-143 UK5-143 FLORIDA AVE & MAGNOLIA DR |  | Unknown, Non-Lead | No |  |  |  | No Piping | Vacant | No |  |  |  | Non-lead
202135 | 36 CINNAMON BARK LN |  | Unknown, Non-Lead | Yes |  | 2022-03-07 |  | Unknown, Non-Lead | 2012 | Yes |  | 2022-03-07 |  | Non-lead
202136 | 44 SOUTH BRIDGE LN |  | Unknown, Non-Lead | Yes |  | 2020-09-04 |  | PVC | 2012 | Yes |  | 2020-09-04 |  | Non-lead
202141 | 501 AVE B |  | Unknown, Non-Lead | No |  |  |  | Unknown, Non-Lead | 2011 | No |  |  |  | Non-lead
202142 | UNIT 01 100 BURTON DR |  | Unknown, Non-Lead | Yes |  | 2018-07-10 |  | Unknown, Non-Lead | 2011 | Yes |  | 2018-07-10 |  | Non-lead
202143 | UNIT 02 100 BURTON DR |  | Unknown, Non-Lead | No |  |  |  | Unknown, Non-Lead | 2011 | No |  |  |  | Non-lead
202144 | UNIT 03 100 BURTON DR |  | Unknown, Non-Lead | Yes |  | 2022-04-28 |  | PVC | 2011 | Yes |  | 2022-04-28 |  | Non-lead
202145 | UNIT 04 100 BURTON DR |  | Polytube | Yes |  | 2021-07-14 |  | PVC | 2011 | Yes |  | 2021-07-14 |  | Non-lead
202146 | UNIT 05 100 BURTON DR |  | Polytube | Yes |  | 2022-07-29 |  | PVC | 2011 | Yes |  | 2022-07-29 |  | Non-lead
202147 | UNIT 06 100 BURTON DR |  | Unknown, Non-Lead | Yes |  | 2021-09-09 |  | Unknown, Non-Lead | 2011 | Yes |  | 2021-09-09 |  | Non-lead
202148 | UNIT 07 100 BURTON DR |  | Unknown, Non-Lead | Yes |  | 2018-09-13 |  | Unknown, Non-Lead | 2011 | Yes |  | 2018-09-13 |  | Non-lead
202149 | UNIT 08 100 BURTON DR |  | Unknown, Non-Lead | Yes |  | 2021-04-19 |  | Unknown, Non-Lead | 2011 | Yes |  | 2021-04-19 |  | Non-lead
202150 | UNIT 09 100 BURTON DR |  | Unknown, Non-Lead | Yes |  | 2019-03-07 |  | PVC | 2011 | Yes |  | 2019-03-07 |  | Non-lead
202151 | UNIT 10 100 BURTON DR |  | Unknown, Non-Lead | No |  |  |  | Unknown, Non-Lead | 2011 | No |  |  |  | Non-lead
202152 | UNIT 11 100 BURTON DR |  | Unknown, Non-Lead | Yes |  | 2022-11-04 |  | PVC | 2011 | Yes |  | 2022-11-04 |  | Non-lead
202153 | UNIT 12 100 BURTON DR |  | Unknown, Non-Lead | Yes |  | 2021-06-18 |  | PVC | 2011 | Yes |  | 2021-06-18 |  | Non-lead
202154 | UNIT 13 100 BURTON DR |  | Unknown, Non-Lead | Yes |  | 2023-06-09 |  | Unknown, Non-Lead | 2011 | Yes |  | 2023-06-09 |  | Non-lead
202155 | UNIT 14 100 BURTON DR |  | Unknown, Non-Lead | Yes |  | 2024-02-15 |  | Unknown, Non-Lead | 2011 | Yes |  | 2024-02-15 |  | Non-lead
202156 | UNIT 15 100 BURTON DR |  | Unknown, Non-Lead | Yes |  | 2018-04-30 |  | Unknown, Non-Lead | 2011 | Yes |  | 2018-04-30 |  | Non-lead
202157 | UNIT 16 100 BURTON DR |  | Unknown, Non-Lead | Yes |  | 2019-11-12 |  | PVC | 2011 | Yes |  | 2019-11-12 |  | Non-lead
202158 | UNIT 17 100 BURTON DR |  | Unknown, Non-Lead | Yes |  | 2020-09-10 |  | PVC | 2011 | Yes |  | 2020-09-10 |  | Non-lead
202159 | UNIT 18 100 BURTON DR |  | Unknown, Non-Lead | Yes |  | 2024-02-15 |  | Unknown, Non-Lead | 2011 | Yes |  | 2024-02-15 |  | Non-lead
202160 | UNIT 19 100 BURTON DR |  | Unknown, Non-Lead | Yes |  | 2017-12-20 |  | PVC | 2011 | Yes |  | 2017-12-20 |  | Non-lead
202161 | UNIT 20 100 BURTON DR |  | Unknown, Non-Lead | Yes |  | 2021-08-12 |  | Unknown, Non-Lead | 2011 | Yes |  | 2021-08-12 |  | Non-lead
202162 | UNIT 21 100 BURTON DR |  | Unknown, Non-Lead | Yes |  | 2019-01-07 |  | PVC | 2011 | Yes |  | 2019-01-07 |  | Non-lead
202163 | UNIT 22 100 BURTON DR |  | Unknown, Non-Lead | Yes |  | 2019-07-09 |  | Unknown, Non-Lead | 2011 | Yes |  | 2019-07-09 |  | Non-lead
202164 | UNIT 23 100 BURTON DR |  | Polytube | Yes |  | 2023-09-28 |  | PVC | 2011 | Yes |  | 2023-09-28 |  | Non-lead
202165 | UNIT 24 100 BURTON DR |  | Unknown, Non-Lead | No |  |  |  | Unknown, Non-Lead | 2011 | No |  |  |  | Non-lead
202166 | UNIT 25 100 BURTON DR |  | Unknown, Non-Lead | Yes |  | 2023-09-20 |  | PVC | 2011 | Yes |  | 2023-09-20 |  | Non-lead
202167 | UNIT 26 100 BURTON DR |  | Copper | Yes |  | 2022-07-22 |  | PVC | 2011 | Yes |  | 2022-07-22 |  | Non-lead
202168 | UNIT 27 100 BURTON DR |  | Unknown, Non-Lead | Yes |  | 2023-08-04 |  | Unknown, Non-Lead | 2011 | Yes |  | 2023-08-04 |  | Non-lead
202169 | UNIT 28 100 BURTON DR |  | Unknown, Non-Lead | Yes |  | 2022-02-17 |  | Unknown, Non-Lead | 2011 | Yes |  | 2022-02-17 |  | Non-lead
202170 | UNIT 29 100 BURTON DR |  | Unknown, Non-Lead | Yes |  | 2019-07-23 |  | Unknown, Non-Lead | 2011 | Yes |  | 2019-07-23 |  | Non-lead
202171 | UNIT 30 100 BURTON DR |  | Polytube | Yes |  | 2023-05-11 |  | PVC | 2011 | Yes |  | 2023-05-11 |  | Non-lead
202172 | UNIT 31 100 BURTON DR |  | Unknown, Non-Lead | Yes |  | 2021-05-10 |  | Unknown, Non-Lead | 2011 | Yes |  | 2021-05-10 |  | Non-lead
202173 | UNIT 32 100 BURTON DR |  | Unknown, Non-Lead | Yes |  | 2017-06-13 |  | Unknown, Non-Lead | 2011 | Yes |  | 2017-06-13 |  | Non-lead
202174 | UNIT 33 100 BURTON DR |  | Unknown, Non-Lead | Yes |  | 2023-12-18 |  | PVC | 2011 | Yes |  | 2023-12-18 |  | Non-lead
202175 | UNIT 34 100 BURTON DR |  | Unknown, Non-Lead | No |  |  |  | Unknown, Non-Lead | 2011 | No |  |  |  | Non-lead
202176 | UNIT 35 100 BURTON DR |  | Unknown, Non-Lead | Yes |  | 2021-09-17 |  | Unknown, Non-Lead | 2011 | Yes |  | 2021-09-17 |  | Non-lead
202177 | UNIT 36 100 BURTON DR |  | Unknown, Non-Lead | No |  |  |  | Unknown, Non-Lead | 2011 | No |  |  |  | Non-lead
202178 | BLDG COMMUNITY 100 BURTON DR |  | Unknown, Non-Lead | No |  |  |  | Unknown, Non-Lead | 2011 | No |  |  |  | Non-lead
202179 | BLDG 17-24 FIRE 100 BURTON DR |  | Unknown, Non-Lead | No |  |  |  | Unknown, Non-Lead | 2011 | No |  |  |  | Non-lead
202180 | FIRE LINE 100 BURTON DR |  | Unknown, Non-Lead | No |  |  |  | Unknown, Non-Lead | 2011 | No |  |  |  | Non-lead
202181 | FIRE LINE 100 BURTON DR |  | Unknown, Non-Lead | No |  |  |  | Unknown, Non-Lead | 2011 | No |  |  |  | Non-lead
202182 | 92431 OVERSEAS J-K HWY |  | Polytube | Yes |  | 2023-02-13 |  | PVC | 1955 | Yes |  | 2023-02-13 |  | Non-lead
202183 | COMMON SIMRAN LANE (NEXT TO 7228) |  | Unknown, Non-Lead | No |  |  |  | Unknown, Non-Lead | 2003 | No |  |  |  | Non-lead
202185 | HYDRANT UK5-081 GRANDE AVE & US1 HWY |  | Unknown, Non-Lead | No |  |  |  | No Piping | Vacant | No |  |  |  | Non-lead
202186 | L43 B6 29561 INDEPENDENCE AVE |  | Unknown, Non-Lead | Yes |  | 2024-04-16 |  | Unknown, Non-Lead | 2016 | Yes |  | 2024-04-16 |  | Non-lead
202187 | 18957 HANSEN TRL |  | Polytube | Yes |  | 2023-12-22 |  | PVC | 2009 | Yes |  | 2023-12-22 |  | Non-lead
202188 | WATER MAIN HYDRANT CATHERINE & THOMPSON ST |  | None | Yes |  | 2023-05-04 |  | None |  | Yes |  | 2023-05-04 |  | Non-lead
202189 | 1135 THATCH LN |  | Unknown, Non-Lead | No |  |  |  | Unknown, Non-Lead | 2011 | No |  |  |  | Non-lead
202191 | 105 LA PALOMA RD |  | Unknown, Non-Lead | Yes |  | 2021-06-21 |  | PVC | 2011 | Yes |  | 2021-06-21 |  | Non-lead
202193 | L15 23050 BONITO LN |  | Polytube | Yes |  | 2023-07-26 |  | PVC | 2011 | Yes |  | 2023-07-26 |  | Non-lead
202198 | 109 COASTAL DR |  | Unknown, Non-Lead | Yes |  | 2022-04-14 |  | Unknown, Non-Lead | 2013 | Yes |  | 2022-04-14 |  | Non-lead
202201 | 131 COCO PLUM RD S |  | Polytube | Yes |  | 2023-02-03 |  | PVC | 1984 | Yes |  | 2023-02-03 |  | Non-lead
202203 | IRRIGATION 52 COCO PLUM DR |  | Polytube | Yes |  | 2023-05-25 |  | PVC | 2020 | Yes |  | 2023-05-25 |  | Non-lead
202205 | 23 MUTINY DR |  | Polytube | Yes |  | 2023-01-30 |  | PVC | 1980 | Yes |  | 2023-01-30 |  | Non-lead
202208 | 1007 SNAPPER LN |  | Polytube | Yes |  | 2022-09-20 |  | PVC | 1982 | Yes |  | 2022-09-20 |  | Non-lead
202211 | ICE HOUSE 2675 OVERSEAS HWY |  | Polytube | Yes |  | 2024-05-20 |  | PVC | 1948 | Yes |  | 2024-05-20 |  | Non-lead
202216 | HYDRANT MK-281 11TH ST OCEAN |  | Unknown, Non-Lead | Yes |  | 2023-07-28 |  | No Piping | Vacant | Yes |  | 2023-07-28 |  | Non-lead
202217 | 236 PESCAYO DR |  | Unknown, Non-Lead | Yes |  | 2024-01-04 |  | PVC | 2021 | Yes |  | 2024-01-04 |  | Non-lead
202218 | 238 PESCAYO AVE |  | Unknown, Non-Lead | Yes |  | 2024-09-05 |  | PVC | 2012 | Yes |  | 2024-09-05 |  | Non-lead
202219 | 240 PESCAYO AVE |  | Unknown, Non-Lead | Yes |  | 2022-05-04 |  | PVC | 2012 | Yes |  | 2022-05-04 |  | Non-lead
202222 | 533 PLANTE ST |  | Unknown, Non-Lead | No |  |  |  | Unknown, Non-Lead | 2011 | No |  |  |  | Non-lead
202223 | 17 N PELICAN DR |  | Unknown, Non-Lead | Yes |  | 2019-05-03 |  | PVC | 2013 | Yes |  | 2019-05-03 |  | Non-lead
202224 | 407 SOMBRERO BEACH RD |  | Unknown, Non-Lead | Yes |  | 2023-06-27 |  | Unknown, Non-Lead | 2012 | Yes |  | 2023-06-27 |  | Non-lead
202225 | 27399 JAMAICAN LN |  | Unknown, Non-Lead | Yes |  | 2017-10-24 |  | Unknown, Non-Lead | 2012 | Yes |  | 2017-10-24 |  | Non-lead
202226 | 1029 SNAPPER LN |  | Unknown, Non-Lead | Yes |  | 2022-03-11 |  | PVC | 2011 | Yes |  | 2022-03-11 |  | Non-lead
202228 | 59 SILVER SPRINGS DR |  | Unknown, Non-Lead | Yes |  | 2019-10-21 |  | Unknown, Non-Lead | 2011 | Yes |  | 2019-10-21 |  | Non-lead
202229 | 12240 OVERSEAS HWY |  | Unknown, Non-Lead | Yes |  | 2021-02-08 |  | Unknown, Non-Lead | 2012 | Yes |  | 2021-02-08 |  | Non-lead
202234 | 807 MADRID ROAD |  | Unknown, Non-Lead | Yes |  | 2021-11-01 |  | PVC | 2011 | Yes |  | 2021-11-01 |  | Non-lead
202235 | 331 AVE B |  | Unknown, Non-Lead | No |  |  |  | Unknown, Non-Lead | 2011 | No |  |  |  | Non-lead
202236 | 548 S AIRPORT DR |  | Unknown, Non-Lead | No |  |  |  | Unknown, Non-Lead | 2012 | No |  |  |  | Non-lead
202237 | 20833 4TH AVE |  | Unknown, Non-Lead | Yes |  | 2021-08-30 |  | Unknown, Non-Lead | 2018 | Yes |  | 2021-08-30 |  | Non-lead
202238 | A4165 RANDOLPH AVE |  | Polytube | Yes |  | 2023-08-17 |  | Polytube |  | Yes |  | 2023-08-17 |  | Non-lead
202240 | NAVY CRUISE SHI OUTER MOLE TRUMAN ANNEX |  | Unknown | Yes |  | 2023-04-24 |  | Unknown | 1956 | Yes |  | 2023-04-24 |  | Lead Status Unknown
202243 | FLAGLER VILLAGE 60 5TH ST |  | Unknown, Non-Lead | No |  |  |  | Unknown, Non-Lead | 2009 | No |  |  |  | Non-lead
202247 | 8800 OVERSEAS HWY |  | Polytube | Yes |  | 2022-10-31 |  | PVC | 1995 | Yes |  | 2022-10-31 |  | Non-lead
202250 | 29536 CONSTITUTION AVE |  | Unknown, Non-Lead | Yes |  | 2024-06-24 |  | Unknown, Non-Lead | 2012 | Yes |  | 2024-06-24 |  | Non-lead
202252 | A ELLYSON DR |  | Polytube | Yes |  | 2023-08-24 |  | Polytube | 1965 | Yes |  | 2023-08-24 |  | Non-lead
202253 | B ELLYSON DR |  | Unknown | Yes |  | 2023-09-15 |  | Copper | 1965 | Yes |  | 2023-09-15 |  | Lead Status Unknown
202254 | C ELLYSON DR |  | Polytube | Yes |  | 2023-08-14 |  | Polytube | 1965 | Yes |  | 2023-08-14 |  | Non-lead
202255 | D ELLYSON DR |  | PVC | No |  |  |  | PVC | 1965 | No |  |  |  | Non-Lead
202256 | BLDG 638 638 RANDOLPH AVE |  | Unknown | Yes |  | 2023-08-17 |  | Unknown |  | Yes |  | 2023-08-17 |  | Lead Status Unknown
202257 | TRUMBO DISTRIBUTION FEED BY MINI MART |  | Steel | Yes |  | 2023-08-15 |  | Ductile Iron | 1956 | Yes |  | 2023-08-15 |  | Non-lead
202258 | UNIT 1 . DOCK NASKW HARBOR POLICE |  | Polytube | Yes |  | 2023-08-14 |  | PVC | 1956 | Yes |  | 2023-08-14 |  | Non-lead
202259 | . DOCK COMMAND OFFICER AND GUEST |  | Unknown | Yes |  | 2023-08-14 |  | Polytube | 1956 | Yes |  | 2023-08-14 |  | Non-lead
202260 | . DOCK FOR ADMIRAL |  | Polytube | Yes |  | 2023-08-14 |  | PVC | 1956 | Yes |  | 2023-08-14 |  | Non-lead
202263 | APT CD ELLYSON CT |  | Unknown | Yes |  | 2023-08-14 |  | Unknown | 1965 | Yes |  | 2023-08-14 |  | Lead Status Unknown
202265 | HYDRANT UK5-007 MARINA DR & HARBORVIEW - MM92 DR |  | Unknown, Non-Lead | No |  |  |  | No Piping | Vacant | No |  |  |  | Non-lead
202268 | 411 SOMBRERO BEACH RD |  | Unknown, Non-Lead | Yes |  | 2021-12-22 |  | Unknown, Non-Lead | 2013 | Yes |  | 2021-12-22 |  | Non-lead
202269 | HYDRANT KW-203 14TH & DUCK AVE |  | PVC | Yes |  | 2022-07-15 |  | Ductile Iron |  | Yes |  | 2022-07-15 |  | Non-lead
202270 | KW-228 KW-228 14TH ST & BASEBALL FIELD |  | Unknown, Non-Lead | Yes |  | 2023-05-04 |  | No Piping | Vacant | Yes |  | 2023-05-04 |  | Non-lead
202271 | CDWBWG RANDOLPH AVE |  | Unknown | Yes |  | 2023-08-17 |  | PVC |  | Yes |  | 2023-08-17 |  | Lead Status Unknown
202272 | A-639 RANDOLPH AVE |  | Polytube | Yes |  | 2023-08-17 |  | Polytube |  | Yes |  | 2023-08-17 |  | Non-lead
202274 | MINI MART . CHEVALIER AVE |  | Polytube | Yes |  | 2024-01-08 |  | PVC | 1965 | Yes |  | 2024-01-08 |  | Non-lead
202280 | 1409-A FLAGG ST |  | Unknown | Yes |  | 2023-08-14 |  | Unknown | 1956 | Yes |  | 2023-08-14 |  | Lead Status Unknown
202281 | 1409-B FLAGG ST |  | Unknown | Yes |  | 2023-08-14 |  | Unknown | 1956 | Yes |  | 2023-08-14 |  | Lead Status Unknown
202282 | 1409-C FLAGG ST |  | Polytube | No |  |  |  | Polytube | 1956 | No |  |  |  | Non-lead
202283 | 1409-D FLAGG ST |  | Polytube | Yes |  | 2023-08-14 |  | Polytube | 1956 | Yes |  | 2023-08-14 |  | Non-lead
202284 | 1409-E FLAGG ST |  | Unknown | No |  |  |  | Unknown | 1956 | No |  |  |  | Lead Status Unknown
202285 | 1409-F FLAGG ST |  | Polytube | No |  |  |  | Polytube | 1956 | No |  |  |  | Non-lead
202286 | 1409-G FLAGG ST |  | Unknown | Yes |  | 2023-08-14 |  | Unknown | 1956 | Yes |  | 2023-08-14 |  | Lead Status Unknown
202287 | 1414-A TOWERS RD |  | Polytube | Yes |  | 2023-08-15 |  | PVC | 1956 | Yes |  | 2023-08-15 |  | Non-lead
202288 | 1414-B TOWERS RD |  | Polytube | Yes |  | 2023-08-15 |  | PVC | 1956 | Yes |  | 2023-08-15 |  | Non-lead
202289 | 1414-C TOWERS RD |  | Polytube | Yes |  | 2024-04-04 |  | PVC | 1956 | Yes |  | 2024-04-04 |  | Non-lead
202290 | 1414-D TOWERS RD |  | Polytube | Yes |  | 2023-08-15 |  | PVC | 1956 | Yes |  | 2023-08-15 |  | Non-lead
202291 | 1409-H FLAGG ST |  | Unknown | Yes |  | 2023-08-14 |  | Unknown | 1956 | Yes |  | 2023-08-14 |  | Lead Status Unknown
202293 | 108 AVENUE K |  | Unknown, Non-Lead | Yes |  | 2017-11-14 |  | PVC | 2011 | Yes |  | 2017-11-14 |  | Non-lead
202296 | 1705 LAIRD ST |  | Polytube | Yes |  | 2023-04-17 |  | PVC | 2018 | Yes |  | 2023-04-17 |  | Non-lead
202297 | 212 PALM AVE |  | Unknown, Non-Lead | No |  |  |  | Unknown, Non-Lead | 2011 | No |  |  |  | Non-lead
202301 | 3591 S ROOSEVELT BLVD |  | Polytube | Yes |  | 2023-08-22 |  | PVC | 1963 | Yes |  | 2023-08-22 |  | Non-lead
202303 | 30590 14TH ST |  | Polytube | Yes |  | 2023-07-19 |  | PVC | 1985 | Yes |  | 2023-07-19 |  | Non-lead
202304 | 2864 CENTRAL AVE |  | Polytube | Yes |  | 2023-01-10 |  | PVC | 1981 | Yes |  | 2023-01-10 |  | Non-lead
202306 | 665 CABRERA ST |  | Polytube | Yes |  | 2022-10-31 |  | PVC | 1985 | Yes |  | 2022-10-31 |  | Non-lead
202309 | 35 SE MARLIN AVE |  | Unknown, Non-Lead | No |  |  |  | Unknown, Non-Lead | 2016 | No |  |  |  | Non-lead
202310 | 704 E COPA D'ORO |  | Polytube | Yes |  | 2023-10-13 |  | PVC | 2013 | Yes |  | 2023-10-13 |  | Non-lead
202311 | APT A 1124 GILMORE DR |  | Polytube | Yes |  | 2022-08-04 |  | PVC | 1965 | Yes |  | 2022-08-04 |  | Non-lead
202312 | APT B 1124 GILMORE DR |  | Polytube | No |  |  |  | Polytube | 1965 | No |  |  |  | Non-lead
202314 | APT B 1125 GILMORE DR |  | Polytube | Yes |  | 2023-10-23 |  | PVC | 1965 | Yes |  | 2023-10-23 |  | Non-lead
202315 | APT A 1126 GILMORE DR |  | Polytube | No |  |  |  | PVC | 1965 | No |  |  |  | Non-lead
202316 | APT B 1126 GILMORE DR |  | Polytube | No |  |  |  | PVC | 1965 | No |  |  |  | Non-lead
202317 | APT A 1128 GILMORE DR |  | PVC | No |  |  |  | PVC | 1965 | No |  |  |  | Non-lead
202318 | APT B 1128 GILMORE DR |  | Polytube | No |  |  |  | PVC | 1965 | No |  |  |  | Non-lead
202319 | APT A 1130 GILMORE DR |  | Polytube | No |  |  |  | PVC | 1965 | No |  |  |  | Non-lead
202320 | APT B 1130 GILMORE DR |  | Polytube | No |  |  |  | PVC | 1965 | No |  |  |  | Non-lead
202321 | APT A 1132 GILMORE DR |  | Polytube | No |  |  |  | PVC | 1965 | No |  |  |  | Non-lead
202322 | APT B 1132 GILMORE DR |  | Polytube | No |  |  |  | PVC | 1965 | No |  |  |  | Non-lead
202323 | APT A 1134 GILMORE DR |  | Polytube | No |  |  |  | PVC | 1965 | No |  |  |  | Non-lead
202324 | APT B 1134 GILMORE DR |  | Polytube | Yes |  | 2021-03-03 |  | PVC | 1965 | Yes |  | 2021-03-03 |  | Non-lead
202325 | APT A 1136 GILMORE DR |  | Polytube | No |  |  |  | PVC | 1965 | No |  |  |  | Non-lead
202326 | APT B 1136 GILMORE DR |  | Polytube | Yes |  | 2023-10-13 |  | PVC | 1965 | Yes |  | 2023-10-13 |  | Non-lead
202327 | APT A 1138 GILMORE DR |  | Polytube | No |  |  |  | PVC | 1965 | No |  |  |  | Non-lead
202328 | APT B 1138 GILMORE DR |  | Polytube | Yes |  | 2022-04-14 |  | PVC | 1965 | Yes |  | 2022-04-14 |  | Non-lead
202329 | APT A 1140 GILMORE DR |  | Polytube | No |  |  |  | PVC | 1965 | No |  |  |  | Non-lead
202330 | APT B 1140 GILMORE DR |  | Polytube | No |  |  |  | PVC | 1965 | No |  |  |  | Non-lead
202331 | APT A 1142 GILMORE DR |  | Polytube | No |  |  |  | Polytube | 1965 | No |  |  |  | Non-lead
202332 | APT B 1142 GILMORE DR |  | Polytube | No |  |  |  | PVC | 1965 | No |  |  |  | Non-lead
202333 | APT A 1144 GILMORE DR |  | Polytube | No |  |  |  | PVC | 1965 | No |  |  |  | Non-lead
202334 | APT B 1144 GILMORE DR |  | Polytube | No |  |  |  | Polytube | 1965 | No |  |  |  | Non-lead
202335 | APT A 1146 GILMORE DR |  | Polytube | No |  |  |  | Polytube | 1965 | No |  |  |  | Non-lead
202336 | APT B 1146 GILMORE DR |  | PVC | No |  |  |  | PVC | 1965 | No |  |  |  | Non-lead
202337 | APT A 1148 GILMORE DR |  | Polytube | No |  |  |  | Polytube | 1965 | No |  |  |  | Non-lead
202338 | APT B 1148 GILMORE DR |  | Polytube | Yes |  | 2020-08-07 |  | PVC | 1965 | Yes |  | 2020-08-07 |  | Non-lead
202339 | APT A 1150 GILMORE DR |  | Polytube | No |  |  |  | PVC | 1965 | No |  |  |  | Non-lead
202340 | APT B 1150 GILMORE DR |  | Polytube | No |  |  |  | Polytube | 1965 | No |  |  |  | Non-lead
202341 | APT A 1152 GILMORE DR |  | Polytube | No |  |  |  | Polytube | 1965 | No |  |  |  | Non-lead
202342 | APT B 1152 GILMORE DR |  | Polytube | No |  |  |  | Polytube | 1965 | No |  |  |  | Non-lead
202343 | APT A 1154 GILMORE DR |  | Polytube | No |  |  |  | Polytube | 1965 | No |  |  |  | Non-lead
202344 | APT B 1154 GILMORE DR |  | Polytube | No |  |  |  | Polytube | 1965 | No |  |  |  | Non-lead
202345 | APT A 1156 GILMORE DR |  | Polytube | Yes |  | 2024-09-24 |  | PVC | 1965 | Yes |  | 2024-09-24 |  | Non-lead
202346 | APT B 1156 GILMORE DR |  | Polytube | No |  |  |  | Polytube | 1965 | No |  |  |  | Non-lead
202347 | APT A 1158 GILMORE DR |  | Polytube | Yes |  | 2023-04-12 |  | PVC | 1965 | Yes |  | 2023-04-12 |  | Non-lead
202348 | APT B 1158 GILMORE DR |  | Polytube | No |  |  |  | PVC | 1965 | No |  |  |  | Non-lead
202349 | APT A 1160 GILMORE DR |  | Polytube | No |  |  |  | PVC | 1965 | No |  |  |  | Non-lead
202350 | APT B 1160 GILMORE DR |  | Polytube | No |  |  |  | PVC | 1965 | No |  |  |  | Non-lead
202351 | APT A 1162 GILMORE DR |  | Polytube | No |  |  |  | PVC | 1965 | No |  |  |  | Non-lead
202352 | APT B 1162 GILMORE DR |  | Polytube | Yes |  | 2022-05-03 |  | PVC | 1965 | Yes |  | 2022-05-03 |  | Non-lead
202353 | APT A 1164 GILMORE DR |  | Polytube | No |  |  |  | PVC | 1965 | No |  |  |  | Non-lead
202354 | APT B 1164 GILMORE DR |  | Polytube | No |  |  |  | PVC | 1965 | No |  |  |  | Non-lead
202355 | APT A 1166 GILMORE DR |  | Polytube | No |  |  |  | PVC | 1965 | No |  |  |  | Non-lead
202356 | APT B 1166 GILMORE DR |  | Polytube | No |  |  |  | PVC | 1965 | No |  |  |  | Non-lead
202357 | APT A 1168 GILMORE DR |  | Polytube | No |  |  |  | Polytube | 1965 | No |  |  |  | Non-lead
202358 | APT B 1168 GILMORE DR |  | Polytube | Yes |  | 2023-09-25 |  | PVC | 1965 | Yes |  | 2023-09-25 |  | Non-lead
202359 | APT A 1169 GILMORE DR |  | Polytube | Yes |  | 2023-03-08 |  | PVC | 1965 | Yes |  | 2023-03-08 |  | Non-lead
202360 | APT B 1169 GILMORE DR |  | Polytube | Yes |  | 2022-06-07 |  | PVC | 1965 | Yes |  | 2022-06-07 |  | Non-lead
202361 | APT A 1170 GILMORE DR |  | Polytube | No |  |  |  | PVC | 1965 | No |  |  |  | Non-lead
202362 | APT B 1170 GILMORE DR |  | Polytube | No |  |  |  | Polytube | 1965 | No |  |  |  | Non-lead
202363 | APT A 1171 GILMORE DR |  | Polytube | No |  |  |  | PVC | 1965 | No |  |  |  | Non-lead
202364 | APT B 1171 GILMORE DR |  | Polytube | No |  |  |  | PVC | 1965 | No |  |  |  | Non-lead
202365 | APT A 1172 GILMORE DR |  | Polytube | No |  |  |  | PVC | 1965 | No |  |  |  | Non-lead
202366 | APT B 1172 GILMORE DR |  | Polytube | No |  |  |  | PVC | 1965 | No |  |  |  | Non-lead
202367 | APT A 1173 GILMORE DR |  | Polytube | No |  |  |  | PVC | 1965 | No |  |  |  | Non-lead
202368 | APT B 1173 GILMORE DR |  | Polytube | No |  |  |  | PVC | 1965 | No |  |  |  | Non-lead
202369 | APT A 1174 GILMORE DR |  | Polytube | No |  |  |  | Polytube | 1965 | No |  |  |  | Non-lead
202370 | APT B 1174 GILMORE DR |  | Polytube | No |  |  |  | PVC | 1965 | No |  |  |  | Non-lead
202371 | APT A 1176 GILMORE DR |  | Polytube | No |  |  |  | Polytube | 1965 | No |  |  |  | Non-lead
202372 | APT B 1176 GILMORE DR |  | Polytube | No |  |  |  | Polytube | 1965 | No |  |  |  | Non-lead
202373 | APT A 1178 GILMORE DR |  | Polytube | No |  |  |  | Polytube | 1965 | No |  |  |  | Non-lead
202374 | APT B 1178 GILMORE DR |  | Polytube | Yes |  | 2018-09-05 |  | Polytube | 1965 | Yes |  | 2018-09-05 |  | Non-lead
202375 | APT A 1180 GILMORE DR |  | Polytube | No |  |  |  | PVC | 1965 | No |  |  |  | Non-lead
202376 | APT B 1180 GILMORE DR |  | Polytube | No |  |  |  | Polytube | 1965 | No |  |  |  | Non-lead
202377 | APT A 1182 GILMORE DR |  | Polytube | Yes |  | 2019-07-08 |  | PVC | 1965 | Yes |  | 2019-07-08 |  | Non-lead
202378 | APT B 1182 GILMORE DR |  | Polytube | No |  |  |  | PVC | 1965 | No |  |  |  | Non-lead
202379 | APT A 1184 GILMORE DR |  | Polytube | No |  |  |  | PVC | 1965 | No |  |  |  | Non-lead
202380 | APT B 1184 GILMORE DR |  | Polytube | No |  |  |  | PVC | 1965 | No |  |  |  | Non-lead
202381 | APT A 1186 GILMORE DR |  | Polytube | No |  |  |  | PVC | 1965 | No |  |  |  | Non-lead
202382 | APT B 1186 GILMORE DR |  | Polytube | No |  |  |  | PVC | 1965 | No |  |  |  | Non-lead
202383 | APT A 1188 GILMORE DR |  | Polytube | Yes |  | 2023-05-03 |  | PVC | 1965 | Yes |  | 2023-05-03 |  | Non-lead
202384 | APT B 1188 GILMORE DR |  | Polytube | No |  |  |  | PVC | 1965 | No |  |  |  | Non-lead
202385 | APT A 1190 GILMORE DR |  | Polytube | No |  |  |  | PVC | 1965 | No |  |  |  | Non-lead
202386 | APT B 1190 GILMORE DR |  | Polytube | Yes |  | 2024-04-10 |  | PVC | 1965 | Yes |  | 2024-04-10 |  | Non-lead
202387 | APT A 1192 GILMORE DR |  | Polytube | No |  |  |  | Polytube | 1965 | No |  |  |  | Non-lead
202388 | APT B 1192 GILMORE DR |  | Polytube | No |  |  |  | PVC | 1965 | No |  |  |  | Non-lead
202389 | APT A 1194 GILMORE DR |  | Polytube | No |  |  |  | PVC | 1965 | No |  |  |  | Non-lead
202390 | APT B 1194 GILMORE DR |  | Polytube | Yes |  | 2023-09-07 |  | Polytube | 1965 | Yes |  | 2023-09-07 |  | Non-lead
202391 | APT A 1196 GILMORE DR |  | Polytube | Yes |  | 2022-05-03 |  | PVC | 1965 | Yes |  | 2022-05-03 |  | Non-lead
202392 | APT B 1196 GILMORE DR |  | Polytube | Yes |  | 2023-10-12 |  | PVC | 1965 | Yes |  | 2023-10-12 |  | Non-lead
202393 | APT A 1198 GILMORE DR |  | Polytube | No |  |  |  | PVC | 1965 | No |  |  |  | Non-lead
202394 | APT B 1198 GILMORE DR |  | Polytube | Yes |  | 2019-10-15 |  | PVC | 1965 | Yes |  | 2019-10-15 |  | Non-lead
202395 | APT A 1200 GILMORE DR |  | Polytube | No |  |  |  | PVC | 1965 | No |  |  |  | Non-lead
202396 | APT B 1200 GILMORE DR |  | Polytube | No |  |  |  | PVC | 1965 | No |  |  |  | Non-lead
202397 | APT A 1202 GILMORE DR |  | Unknown | No |  |  |  | Unknown | 1965 | No |  |  |  | Lead Status Unknown
202398 | APT B 1202 GILMORE DR |  | Polytube | No |  |  |  | PVC | 1965 | No |  |  |  | Non-lead
202399 | APT A 1204 GILMORE DR |  | Polytube | No |  |  |  | PVC | 1965 | No |  |  |  | Non-lead
202400 | APT B 1204 GILMORE DR |  | Polytube | No |  |  |  | PVC | 1965 | No |  |  |  | Non-lead
202401 | APT A 1206 GILMORE DR |  | Polytube | No |  |  |  | PVC | 1965 | No |  |  |  | Non-lead
202402 | APT B 1206 GILMORE DR |  | Polytube | No |  |  |  | Polytube | 1965 | No |  |  |  | Non-lead
202403 | APT A 1208 GILMORE DR |  | Polytube | No |  |  |  | PVC | 1965 | No |  |  |  | Non-lead
202404 | APT B 1208 GILMORE DR |  | Polytube | No |  |  |  | PVC | 1965 | No |  |  |  | Non-lead
202405 | APT A 1210 GILMORE DR |  | Polytube | No |  |  |  | Polytube | 1965 | No |  |  |  | Non-lead
202406 | APT B 1210 GILMORE DR |  | Polytube | No |  |  |  | PVC | 1965 | No |  |  |  | Non-lead
202407 | APT A 1212 GILMORE DR |  | Polytube | Yes |  | 2023-05-03 |  | PVC | 1965 | Yes |  | 2023-05-03 |  | Non-lead
202408 | APT B 1212 GILMORE DR |  | Polytube | No |  |  |  | Polytube | 1965 | No |  |  |  | Non-lead
202409 | APT A 1214 GILMORE DR |  | Polytube | Yes |  | 2019-10-21 |  | PVC | 1965 | Yes |  | 2019-10-21 |  | Non-lead
202410 | APT B 1214 GILMORE DR |  | Polytube | Yes |  | 2019-04-08 |  | PVC | 1965 | Yes |  | 2019-04-08 |  | Non-lead
202411 | APT A 1216 GILMORE DR |  | Polytube | Yes |  | 2020-01-21 |  | Polytube | 1965 | Yes |  | 2020-01-21 |  | Non-lead
202412 | APT B 1216 GILMORE DR |  | Polytube | No |  |  |  | Polytube | 1965 | No |  |  |  | Non-lead
202413 | APT A 1217 GILMORE DR |  | Polytube | No |  |  |  | Polytube | 1965 | No |  |  |  | Non-lead
202414 | APT B 1217 GILMORE DR |  | Polytube | No |  |  |  | PVC | 1965 | No |  |  |  | Non-lead
202415 | APT A 1218 GILMORE DR |  | Polytube | No |  |  |  | Polytube | 1965 | No |  |  |  | Non-lead
202416 | APT B 1218 GILMORE DR |  | Polytube | No |  |  |  | Polytube | 1965 | No |  |  |  | Non-lead
202417 | APT A 1219 GILMORE DR |  | Polytube | No |  |  |  | PVC | 1965 | No |  |  |  | Non-lead
202418 | APT B 1219 GILMORE DR |  | Polytube | Yes |  | 2021-12-06 |  | Polytube | 1965 | Yes |  | 2021-12-06 |  | Non-lead
202419 | 1011 MITSCHER DR |  | Polytube | Yes |  | 2023-08-11 |  | Polytube | 1956 | Yes |  | 2023-08-11 |  | Non-lead
202420 | 1013 MITSCHER DR |  | Polytube | Yes |  | 2023-08-11 |  | Polytube | 1956 | Yes |  | 2023-08-11 |  | Non-lead
202421 | 1015 MITSCHER DR |  | Polytube | Yes |  | 2023-08-11 |  | Polytube | 1956 | Yes |  | 2023-08-11 |  | Non-lead
202422 | 1017 MITSCHER DR |  | Polytube | Yes |  | 2023-08-11 |  | Polytube | 1956 | Yes |  | 2023-08-11 |  | Non-lead
202423 | 1019 MITSCHER DR |  | Polytube | Yes |  | 2022-12-07 |  | Polytube | 1956 | Yes |  | 2022-12-07 |  | Non-lead
202424 | 1021 MITSCHER DR |  | Polytube | Yes |  | 2023-08-11 |  | Polytube | 1956 | Yes |  | 2023-08-11 |  | Non-lead
202425 | 1023 MITSCHER DR |  | Polytube | Yes |  | 2023-08-11 |  | Polytube | 1956 | Yes |  | 2023-08-11 |  | Non-lead
202426 | 1025 MITSCHER DR |  | Polytube | Yes |  | 2023-08-11 |  | Polytube | 1956 | Yes |  | 2023-08-11 |  | Non-lead
202427 | 1027 MITSCHER DR |  | Polytube | Yes |  | 2023-08-11 |  | Polytube | 1956 | Yes |  | 2023-08-11 |  | Non-lead
202428 | 1029 MITSCHER DR |  | Polytube | Yes |  | 2023-08-11 |  | Polytube | 1956 | Yes |  | 2023-08-11 |  | Non-lead
202429 | 1031 MITSCHER DR |  | Polytube | Yes |  | 2023-08-11 |  | Polytube | 1956 | Yes |  | 2023-08-11 |  | Non-lead
202430 | 1033 MITSCHER DR |  | Polytube | Yes |  | 2022-11-03 |  | Polytube | 1956 | Yes |  | 2022-11-03 |  | Non-lead
202431 | 1035 MITSCHER DR |  | Polytube | Yes |  | 2023-08-11 |  | Polytube | 1956 | Yes |  | 2023-08-11 |  | Non-lead
202432 | 1037 MITSCHER DR |  | Polytube | Yes |  | 2023-08-11 |  | Polytube | 1956 | Yes |  | 2023-08-11 |  | Non-lead
202433 | 1039 MITSCHER DR |  | Polytube | Yes |  | 2023-08-11 |  | Polytube | 1956 | Yes |  | 2023-08-11 |  | Non-lead
202434 | 1041 MITSCHER DR |  | Polytube | Yes |  | 2023-08-08 |  | Polytube | 1956 | Yes |  | 2023-08-08 |  | Non-lead
202435 | 1043 MITSCHER DR |  | Polytube | Yes |  | 2023-07-20 |  | Polytube | 1956 | Yes |  | 2023-07-20 |  | Non-lead
202436 | 1045 MITSCHER DR |  | Polytube | Yes |  | 2023-07-20 |  | Polytube | 1956 | Yes |  | 2023-07-20 |  | Non-lead
202437 | 1047 MITSCHER DR |  | Polytube | Yes |  | 2023-07-20 |  | Polytube | 1956 | Yes |  | 2023-07-20 |  | Non-lead
202438 | 1049 MITSCHER DR |  | Polytube | Yes |  | 2022-06-10 |  | Polytube | 1956 | Yes |  | 2022-06-10 |  | Non-lead
202439 | 1051 MITSCHER DR |  | Polytube | Yes |  | 2023-07-20 |  | Polytube | 1956 | Yes |  | 2023-07-20 |  | Non-lead
202440 | 1053 MITSCHER DR |  | Polytube | Yes |  | 2023-07-20 |  | Polytube | 1956 | Yes |  | 2023-07-20 |  | Non-lead
202441 | 1055 MITSCHER DR |  | Polytube | Yes |  | 2023-07-20 |  | Polytube | 1956 | Yes |  | 2023-07-20 |  | Non-lead
202442 | 1057 MITSCHER DR |  | Polytube | Yes |  | 2023-07-20 |  | Polytube | 1956 | Yes |  | 2023-07-20 |  | Non-lead
202443 | 1059 MITSCHER DR |  | Polytube | Yes |  | 2023-07-20 |  | Polytube | 1956 | Yes |  | 2023-07-20 |  | Non-lead
202444 | 1061 MITSCHER DR |  | Polytube | Yes |  | 2023-09-15 |  | Polytube | 1956 | Yes |  | 2023-09-15 |  | Non-lead
202445 | 1063 MITSCHER DR |  | Polytube | Yes |  | 2023-09-15 |  | Polytube | 1956 | Yes |  | 2023-09-15 |  | Non-lead
202446 | 1065 MITSCHER DR |  | Polytube | Yes |  | 2022-06-10 |  | Polytube | 1956 | Yes |  | 2022-06-10 |  | Non-lead
202447 | 1067 MITSCHER DR |  | Polytube | Yes |  | 2023-09-15 |  | Polytube | 1956 | Yes |  | 2023-09-15 |  | Non-lead
202448 | 1069 MITSCHER DR |  | Polytube | Yes |  | 2022-07-07 |  | Polytube | 1956 | Yes |  | 2022-07-07 |  | Non-lead
202449 | 1070 MITSCHER DR |  | Polytube | Yes |  | 2023-10-11 |  | Polytube | 1956 | Yes |  | 2023-10-11 |  | Non-lead
202450 | 2060 HALSEY DR |  | Polytube | Yes |  | 2023-09-15 |  | Polytube | 1956 | Yes |  | 2023-09-15 |  | Non-lead
202451 | 2058 HALSEY DR |  | Polytube | Yes |  | 2023-09-15 |  | Polytube | 1956 | Yes |  | 2023-09-15 |  | Non-lead
202452 | 2056 HALSEY DR |  | Polytube | Yes |  | 2023-09-15 |  | Polytube | 1956 | Yes |  | 2023-09-15 |  | Non-lead
202453 | 2054 HALSEY DR |  | Polytube | Yes |  | 2023-09-15 |  | Polytube | 1956 | Yes |  | 2023-09-15 |  | Non-lead
202454 | 2052 HALSEY DR |  | Polytube | Yes |  | 2024-05-08 |  | Polytube | 1956 | Yes |  | 2024-05-08 |  | Non-lead
202455 | 2050 HALSEY DR |  | Polytube | Yes |  | 2023-10-06 |  | Polytube | 1956 | Yes |  | 2023-10-06 |  | Non-lead
202456 | 2048 HALSEY DR |  | Polytube | Yes |  | 2023-09-15 |  | Polytube | 1956 | Yes |  | 2023-09-15 |  | Non-lead
202457 | 2046 HALSEY DR |  | Polytube | Yes |  | 2023-09-15 |  | Polytube | 1956 | Yes |  | 2023-09-15 |  | Non-lead
202458 | 2044 HALSEY DR |  | Polytube | Yes |  | 2022-08-04 |  | PVC | 1956 | Yes |  | 2022-08-04 |  | Non-lead
202459 | 2042 HALSEY DR |  | Polytube | Yes |  | 2023-09-15 |  | Polytube | 1956 | Yes |  | 2023-09-15 |  | Non-lead
202460 | 2040 HALSEY DR |  | Polytube | Yes |  | 2022-05-06 |  | PVC | 1956 | Yes |  | 2022-05-06 |  | Non-lead
202461 | 2038 HALSEY DR |  | Polytube | Yes |  | 2023-09-15 |  | Polytube | 1956 | Yes |  | 2023-09-15 |  | Non-lead
202462 | 2036 HALSEY DR |  | Polytube | Yes |  | 2022-10-06 |  | PVC | 1956 | Yes |  | 2022-10-06 |  | Non-lead
202463 | 2034 HALSEY DR |  | Polytube | Yes |  | 2023-08-15 |  | Polytube | 1956 | Yes |  | 2023-08-15 |  | Non-lead
202464 | 2032 HALSEY DR |  | Polytube | Yes |  | 2023-08-15 |  | Polytube | 1956 | Yes |  | 2023-08-15 |  | Non-lead
202465 | 2030 HALSEY DR |  | Polytube | Yes |  | 2023-08-15 |  | Polytube | 1956 | Yes |  | 2023-08-15 |  | Non-lead
202466 | 2028 HALSEY DR |  | Polytube | Yes |  | 2022-05-06 |  | PVC | 1956 | Yes |  | 2022-05-06 |  | Non-lead
202467 | 2026 HALSEY DR |  | Polytube | Yes |  | 2022-08-04 |  | PVC | 1956 | Yes |  | 2022-08-04 |  | Non-lead
202468 | 2024 HALSEY DR |  | Polytube | Yes |  | 2022-08-08 |  | PVC | 1956 | Yes |  | 2022-08-08 |  | Non-lead
202469 | 2022 HALSEY DR |  | Polytube | Yes |  | 2023-07-20 |  | Polytube | 1956 | Yes |  | 2023-07-20 |  | Non-lead
202470 | 2020 HALSEY DR |  | Polytube | Yes |  | 2023-07-20 |  | Polytube | 1956 | Yes |  | 2023-07-20 |  | Non-lead
202471 | 2018 HALSEY DR |  | Polytube | Yes |  | 2023-07-20 |  | Polytube | 1956 | Yes |  | 2023-07-20 |  | Non-lead
202472 | 2016 HALSEY DR |  | Polytube | Yes |  | 2023-07-20 |  | Polytube | 1956 | Yes |  | 2023-07-20 |  | Non-lead
202474 | 2012 HALSEY DR |  | Polytube | Yes |  | 2023-07-20 |  | Polytube | 1956 | Yes |  | 2023-07-20 |  | Non-lead
202475 | 2010 HALSEY DR |  | Polytube | Yes |  | 2023-10-11 |  | Polytube | 1956 | Yes |  | 2023-10-11 |  | Non-lead
202476 | 3011 FLAGG DR |  | Polytube | Yes |  | 2022-10-06 |  | Polytube | 1956 | Yes |  | 2022-10-06 |  | Non-lead
202477 | 3013 FLAGG DR |  | Polytube | Yes |  | 2023-08-14 |  | Polytube | 1956 | Yes |  | 2023-08-14 |  | Non-lead
202478 | 3015 FLAGG DR |  | Polytube | Yes |  | 2023-08-15 |  | Polytube | 1956 | Yes |  | 2023-08-15 |  | Non-lead
202479 | 3017 FLAGG DR |  | Polytube | Yes |  | 2023-08-15 |  | Polytube | 1956 | Yes |  | 2023-08-15 |  | Non-lead
202480 | 1010 MITSCHER DR |  | Polytube | Yes |  | 2023-08-11 |  | Polytube | 1956 | Yes |  | 2023-08-11 |  | Non-lead
202481 | 1012 MITSCHER DR |  | Polytube | Yes |  | 2023-08-11 |  | Polytube | 1956 | Yes |  | 2023-08-11 |  | Non-lead
202482 | 1014 MITSCHER DR |  | Polytube | Yes |  | 2023-08-11 |  | Polytube | 1956 | Yes |  | 2023-08-11 |  | Non-lead
202483 | 1016 MITSCHER DR |  | Polytube | Yes |  | 2023-08-11 |  | Polytube | 1956 | Yes |  | 2023-08-11 |  | Non-lead
202484 | 1018 MITSCHER DR |  | Polytube | Yes |  | 2023-08-11 |  | Polytube | 1956 | Yes |  | 2023-08-11 |  | Non-lead
202485 | 1020 MITSCHER DR |  | Polytube | Yes |  | 2023-03-08 |  | Polytube | 1956 | Yes |  | 2023-03-08 |  | Non-lead
202486 | 1022 MITSCHER DR |  | Polytube | Yes |  | 2023-08-11 |  | Polytube | 1956 | Yes |  | 2023-08-11 |  | Non-lead
202487 | 1024 MITSCHER DR |  | Polytube | Yes |  | 2023-08-11 |  | Polytube | 1956 | Yes |  | 2023-08-11 |  | Non-lead
202488 | 1026 MITSCHER DR |  | Polytube | Yes |  | 2023-08-11 |  | Polytube | 1956 | Yes |  | 2023-08-11 |  | Non-lead
202489 | 1028 MITSCHER DR |  | Polytube | Yes |  | 2023-08-11 |  | Polytube | 1956 | Yes |  | 2023-08-11 |  | Non-lead
202490 | 1030 MITSCHER DR |  | Polytube | Yes |  | 2023-08-11 |  | Polytube | 1956 | Yes |  | 2023-08-11 |  | Non-lead
202491 | 1032 MITSCHER DR |  | Polytube | Yes |  | 2022-05-16 |  | Polytube | 1956 | Yes |  | 2022-05-16 |  | Non-lead
202492 | 1034 MITSCHER DR |  | Polytube | Yes |  | 2023-08-11 |  | Polytube | 1956 | Yes |  | 2023-08-11 |  | Non-lead
202493 | 1036 MITSCHER DR |  | Polytube | Yes |  | 2023-08-11 |  | Polytube | 1956 | Yes |  | 2023-08-11 |  | Non-lead
202494 | 1038 MITSCHER DR |  | Polytube | Yes |  | 2023-08-11 |  | Polytube | 1956 | Yes |  | 2023-08-11 |  | Non-lead
202495 | 1040 MITSCHER DR |  | Polytube | Yes |  | 2023-08-11 |  | Polytube | 1956 | Yes |  | 2023-08-11 |  | Non-lead
202496 | 1042 MITSCHER DR |  | Polytube | Yes |  | 2023-08-11 |  | Polytube | 1956 | Yes |  | 2023-08-11 |  | Non-lead
202497 | 1044 MITSCHER DR |  | Polytube | Yes |  | 2023-08-11 |  | Polytube | 1956 | Yes |  | 2023-08-11 |  | Non-lead
202498 | 1046 MITSCHER DR |  | Polytube | Yes |  | 2023-07-20 |  | Polytube | 1956 | Yes |  | 2023-07-20 |  | Non-lead
202499 | 1048 MITSCHER DR |  | Polytube | Yes |  | 2023-08-11 |  | Polytube | 1956 | Yes |  | 2023-08-11 |  | Non-lead
202500 | 1050 MITSCHER DR |  | Polytube | Yes |  | 2022-06-10 |  | Polytube | 1956 | Yes |  | 2022-06-10 |  | Non-lead
202501 | 1052 MITSCHER DR |  | Polytube | Yes |  | 2023-07-20 |  | Polytube | 1956 | Yes |  | 2023-07-20 |  | Non-lead
202502 | 1054 MITSCHER DR |  | Polytube | Yes |  | 2023-08-24 |  | Polytube | 1956 | Yes |  | 2023-08-24 |  | Non-lead
202503 | 2063 HALSEY DR |  | Polytube | Yes |  | 2023-09-15 |  | Polytube | 1956 | Yes |  | 2023-09-15 |  | Non-lead
202504 | 2061 HALSEY DR |  | Polytube | Yes |  | 2024-04-05 |  | Polytube | 1956 | Yes |  | 2024-04-05 |  | Non-lead
202505 | 2059 HALSEY DR |  | Polytube | Yes |  | 2023-09-15 |  | Polytube | 1956 | Yes |  | 2023-09-15 |  | Non-lead
202506 | 2057 HALSEY DR |  | Polytube | Yes |  | 2023-09-15 |  | Polytube | 1956 | Yes |  | 2023-09-15 |  | Non-lead
202507 | 2055 HALSEY DR |  | Polytube | Yes |  | 2023-09-15 |  | Polytube | 1956 | Yes |  | 2023-09-15 |  | Non-lead
202508 | 2053 HALSEY DR |  | Polytube | Yes |  | 2023-09-15 |  | Polytube | 1956 | Yes |  | 2023-09-15 |  | Non-lead
202509 | 2051 HALSEY DR |  | Polytube | Yes |  | 2023-09-15 |  | Polytube | 1956 | Yes |  | 2023-09-15 |  | Non-lead
202510 | 2049 HALSEY DR |  | Polytube | Yes |  | 2023-03-08 |  | Polytube | 1956 | Yes |  | 2023-03-08 |  | Non-lead
202511 | 2047 HALSEY DR |  | Polytube | Yes |  | 2023-09-15 |  | Polytube | 1956 | Yes |  | 2023-09-15 |  | Non-lead
202512 | 2045 HALSEY DR |  | Polytube | Yes |  | 2023-09-15 |  | Polytube | 1956 | Yes |  | 2023-09-15 |  | Non-lead
202513 | 2043 HALSEY DR |  | Polytube | Yes |  | 2023-09-15 |  | Polytube | 1956 | Yes |  | 2023-09-15 |  | Non-lead
202514 | 2041 HALSEY DR |  | Polytube | Yes |  | 2023-09-15 |  | Polytube | 1956 | Yes |  | 2023-09-15 |  | Non-lead
202515 | 2039 HALSEY DR |  | Polytube | Yes |  | 2023-09-15 |  | Polytube | 1956 | Yes |  | 2023-09-15 |  | Non-lead
202517 | 2035 HALSEY DR |  | Polytube | Yes |  | 2023-09-15 |  | Polytube | 1956 | Yes |  | 2023-09-15 |  | Non-lead
202518 | 2033 HALSEY DR |  | Polytube | Yes |  | 2023-09-15 |  | Polytube | 1956 | Yes |  | 2023-09-15 |  | Non-lead
202519 | 2031 HALSEY DR |  | Polytube | Yes |  | 2024-07-03 |  | Polytube | 1956 | Yes |  | 2024-07-03 |  | Non-lead
202520 | 2029 HALSEY DR |  | Polytube | Yes |  | 2023-08-15 |  | Polytube | 1956 | Yes |  | 2023-08-15 |  | Non-lead
202521 | 2027 HALSEY DR |  | Polytube | Yes |  | 2023-08-15 |  | Polytube | 1956 | Yes |  | 2023-08-15 |  | Non-lead
202522 | 2025 HALSEY DR |  | Polytube | Yes |  | 2023-08-15 |  | Polytube | 1956 | Yes |  | 2023-08-15 |  | Non-lead
202523 | 2023 HALSEY DR |  | Polytube | Yes |  | 2022-11-04 |  | PVC | 1956 | Yes |  | 2022-11-04 |  | Non-lead
202524 | 2021 HALSEY DR |  | Polytube | Yes |  | 2023-03-08 |  | Polytube | 1956 | Yes |  | 2023-03-08 |  | Non-lead
202525 | 2019 HALSEY DR |  | Polytube | Yes |  | 2023-07-20 |  | Polytube | 1956 | Yes |  | 2023-07-20 |  | Non-lead
202526 | 2017 HALSEY DR |  | Polytube | Yes |  | 2023-07-20 |  | Polytube | 1956 | Yes |  | 2023-07-20 |  | Non-lead
202527 | 2015 HALSEY DR |  | Polytube | Yes |  | 2023-07-20 |  | Polytube | 1956 | Yes |  | 2023-07-20 |  | Non-lead
202528 | 2013 HALSEY DR |  | Polytube | Yes |  | 2023-07-20 |  | Polytube | 1956 | Yes |  | 2023-07-20 |  | Non-lead
202529 | 2011 HALSEY DR |  | Polytube | Yes |  | 2023-08-15 |  | Polytube | 1956 | Yes |  | 2023-08-15 |  | Non-lead
202530 | APT 101 109 TRUMAN ST |  | Unknown, Non-Lead | Yes |  | 2020-07-13 |  | Unknown, Non-Lead | 2010 | Yes |  | 2020-07-13 |  | Non-lead
202531 | APT 102 109 TRUMAN ST |  | Unknown, Non-Lead | No |  |  |  | Unknown, Non-Lead | 2010 | No |  |  |  | Non-lead
202532 | APT 103 109 TRUMAN ST |  | Unknown, Non-Lead | Yes |  | 2023-10-26 |  | Unknown, Non-Lead | 2010 | Yes |  | 2023-10-26 |  | Non-lead
202533 | APT 203 109 TRUMAN AVE |  | Unknown, Non-Lead | No |  |  |  | Unknown, Non-Lead | 2010 | No |  |  |  | Non-lead
202534 | DOCK OCEAN EAST |  | Polytube | Yes |  | 2023-07-07 |  | PVC |  | Yes |  | 2023-07-07 |  | Non-lead
202535 | APT 104 109 A TRUMAN AVE |  | Unknown, Non-Lead | No |  |  |  | Unknown, Non-Lead | 2010 | No |  |  |  | Non-lead
202536 | APT 105 109-A TRUMAN AVE |  | Unknown, Non-Lead | Yes |  | 2019-10-15 |  | Unknown, Non-Lead | 2010 | Yes |  | 2019-10-15 |  | Non-lead
202537 | APT 106 109-A TRUMAN AVE |  | Unknown, Non-Lead | No |  |  |  | Unknown, Non-Lead | 2010 | No |  |  |  | Non-lead
202538 | APT 206 109-A TRUMAN AVE |  | Unknown, Non-Lead | Yes |  | 2019-12-13 |  | PVC | 2010 | Yes |  | 2019-12-13 |  | Non-lead
202541 | 3633 1/2 FLAGLER AVE |  | Polytube | Yes |  | 2023-05-04 |  | PVC | 1938 | Yes |  | 2023-05-04 |  | Non-lead
202547 | MANATEE 23 SOMBRERO BLVD |  | PVC | Yes |  | 2023-03-07 |  | PVC | 1970 | Yes |  | 2023-03-07 |  | Non-lead
202553 | 54 BAY DR |  | Unknown | Yes |  | 2023-05-04 |  | PVC | 1982 | Yes |  | 2023-05-04 |  | Non-lead
202554 | 17217 DOLPHIN ST |  | Unknown, Non-Lead | Yes |  | 2018-03-16 |  | PVC | 2012 | Yes |  | 2018-03-16 |  | Non-lead
202557 | 894 LAPALOMA RD |  | Unknown, Non-Lead | No |  |  |  | Unknown, Non-Lead | 1992 | No |  |  |  | Non-lead
202560 | 110 DOVE CREEK DR |  | Unknown, Non-Lead | Yes |  | 2018-02-05 |  | Unknown, Non-Lead | 2013 | Yes |  | 2018-02-05 |  | Non-lead
202566 | 69 7TH STREET |  | Copper | Yes |  | 2022-10-22 |  | PVC | 1959 | Yes |  | 2022-10-22 |  | Non-lead
202567 | 1251 CRANE BLVD |  | Unknown, Non-Lead | No |  |  |  | Unknown, Non-Lead | 1989 | No |  |  |  | Non-lead
202568 | 101 3RD LANE |  | Unknown, Non-Lead | Yes |  | 2021-11-16 |  | PVC | 2020 | Yes |  | 2021-11-16 |  | Non-lead
202569 | 11 DRURY DR |  | Unknown, Non-Lead | No |  |  |  | Unknown, Non-Lead | 2011 | No |  |  |  | Non-lead
202572 | 109 TRUMAN AVE |  | Unknown, Non-Lead | Yes |  | 2023-04-06 |  | Unknown, Non-Lead | 2010 | Yes |  | 2023-04-06 |  | Non-lead
202573 | 179 JASMINE ST |  | Polytube | Yes |  | 2022-06-16 |  | PVC | 1987 | Yes |  | 2022-06-16 |  | Non-lead
202575 | HYDRANT UK5-026 MARINER'S HOSPITAL MM 91.5 |  | Unknown, Non-Lead | No |  |  |  | No Piping | Vacant | No |  |  |  | Non-lead
202576 | L25 B4 29433 FLYING CLOUD AVE |  | Polytube | Yes |  | 2022-12-01 |  | PVC | 1987 | Yes |  | 2022-12-01 |  | Non-lead
202579 | HYDRANT MK-152 49TH ST & US1 HWY |  | Unknown, Non-Lead | No |  |  |  | No Piping | Vacant | No |  |  |  | Non-lead
202582 | 121 ATLANTIC AVE |  | Unknown, Non-Lead | Yes |  | 2020-05-20 |  | PVC | 2021 | Yes |  | 2020-05-20 |  | Non-lead
202584 | W SEAVIEW DRIVE ( CUL DE SAC) |  | Unknown | Yes |  | 2022-10-22 |  | None |  | Yes |  | 2022-10-22 |  | No Service Line
202585 | X HARBOR DR - DEAD END |  | Unknown | Yes |  | 2022-10-22 |  | None |  | Yes |  | 2022-10-22 |  | No Service Line
202590 | IRRIGATION 417 BAHIA Ave |  | Polytube | Yes |  | 2023-02-02 |  | PVC | 1983 | Yes |  | 2023-02-02 |  | Non-lead
202591 | 31017 HIBISCUS DR |  | Polytube | Yes |  | 2020-05-26 |  | PVC | 2011 | Yes |  | 2020-05-26 |  | Non-lead
202592 | X PIPPIN & GUMBO LIMBO DR |  | Unknown, Non-Lead | Yes |  | 2022-06-21 |  | No Piping | Vacant | Yes |  | 2022-06-21 |  | Non-lead
202595 | UNIT DOWN 218 DUVAL ST |  | Polytube | Yes |  | 2023-05-03 |  | PVC | 1928 | Yes |  | 2023-05-03 |  | Non-lead
202596 | 111 S INDIES DR |  | Unknown, Non-Lead | Yes |  | 2018-04-30 |  | PVC | 2021 | Yes |  | 2018-04-30 |  | Non-lead
202597 | MM62 TOM HARBOR BRIDGE (TAP) |  | Ductile Iron | Yes |  | 2022-10-22 |  | None |  | Yes |  | 2022-10-22 |  | Non-lead
202599 | HYDRANT KW-114 SOUTHARD & SIMONTON ST |  | Unknown, Non-Lead | Yes |  | 2023-05-04 |  | No Piping | Vacant | Yes |  | 2023-05-04 |  | Non-lead
202601 | 27429 ST. VINCENT LN |  | Unknown, Non-Lead | Yes |  | 2023-10-20 |  | Unknown, Non-Lead | 2012 | Yes |  | 2023-10-20 |  | Non-lead
202602 | 44 BAY DR |  | Polytube | Yes |  | 2023-08-29 |  | PVC | 1987 | Yes |  | 2023-08-29 |  | Non-lead
202603 | DOCK C OCEAN EAST |  | Polytube | Yes |  | 2022-05-24 |  | Copper |  | Yes |  | 2022-05-24 |  | Non-lead
202604 | HYDRANT SOUTHARD KEYS FEDERAL ST |  | Unknown, Non-Lead | No |  |  |  | No Piping | Vacant | No |  |  |  | Non-lead
202606 | 101 TEQUESTA ST |  | Polytube | Yes |  | 2022-06-03 |  | PVC | 1986 | Yes |  | 2022-06-03 |  | Non-lead
202607 | 37 CINNAMON BARK LN |  | Unknown, Non-Lead | Yes |  | 2017-01-05 |  | Unknown, Non-Lead | 2013 | Yes |  | 2017-01-05 |  | Non-lead
202608 | 38 CINNAMON BARK LN |  | Unknown, Non-Lead | Yes |  | 2019-09-16 |  | PVC | 2013 | Yes |  | 2019-09-16 |  | Non-lead
202609 | 45 CINNAMON BARK LN |  | Unknown, Non-Lead | No |  |  |  | Unknown, Non-Lead | 2013 | No |  |  |  | Non-lead
202610 | 2137 YELLOWTAIL DR |  | Unknown, Non-Lead | Yes |  | 2020-01-09 |  | PVC | 2012 | Yes |  | 2020-01-09 |  | Non-lead
202614 | 460 LIME DR |  | Polytube | Yes |  | 2023-02-02 |  | PVC | 1985 | Yes |  | 2023-02-02 |  | Non-lead
202617 | APT 101 DOWN 119 TRUMAN AVE |  | Unknown, Non-Lead | Yes |  | 2024-07-08 |  | PVC | 2010 | Yes |  | 2024-07-08 |  | Non-lead
202618 | APT 201 UP 119 TRUMAN AVE |  | Unknown, Non-Lead | Yes |  | 2022-07-14 |  | PVC | 2010 | Yes |  | 2022-07-14 |  | Non-lead
202619 | 75615 OVERSEAS HWY |  | Unknown, Non-Lead | Yes |  | 2020-07-14 |  | PVC | 2012 | Yes |  | 2020-07-14 |  | Non-lead
202620 | LIFT STATION X HUMPTY DUMPTY & BOW PEEP DR |  | Polytube | Yes |  | 2023-07-13 |  | PVC | 1970 | Yes |  | 2023-07-13 |  | Non-lead
202621 | LIFT STATION X PETER PAN PKWY |  | Unknown, Non-Lead | Yes |  | 2018-04-10 |  | PVC | 1991 | Yes |  | 2018-04-10 |  | Non-lead
202622 | 351 AVENUE F |  | Unknown | Yes |  | 2023-07-12 |  | Unknown | 1958 | Yes |  | 2023-07-12 |  | Lead Status Unknown
202623 | 2037 HALSEY DR |  | Polytube | Yes |  | 2022-06-10 |  | Polytube | 1956 | Yes |  | 2022-06-10 |  | Non-lead
202624 | LAKEVIEW GARDEN 106003 OVERSEAS Hwy |  | Unknown, Non-Lead | Yes |  | 2023-07-31 |  | Unknown, Non-Lead | 2012 | Yes |  | 2023-07-31 |  | Non-lead
202625 | 731 CAROLYN AVE |  | Polytube | Yes |  | 2022-12-27 |  | PVC | 2017 | Yes |  | 2022-12-27 |  | Non-lead
202629 | JOJEAN & OVERSEAS HWY |  | Unknown, Non-Lead | No |  |  |  | No Piping | Vacant | No |  |  |  | Non-lead
202633 | MASTER METER CRNR TOWERS RD AND HALSEY AVE |  | Unknown | Yes |  | 2023-08-14 |  | PVC | 1956 | Yes |  | 2023-08-14 |  | Non-lead
202639 | 29 BASS AVE |  | Unknown, Non-Lead | Yes |  | 2021-11-05 |  | Unknown, Non-Lead | 2012 | Yes |  | 2021-11-05 |  | Non-lead
202642 | 92425 OVERSEAS HWY |  | Polytube | Yes |  | 2023-02-13 |  | PVC | 1955 | Yes |  | 2023-02-13 |  | Non-lead
202645 | 211 TREASURE HARBOR RD |  | Unknown, Non-Lead | Yes |  | 2018-05-09 |  | PVC | 2000 | Yes |  | 2018-05-09 |  | Non-lead
202646 | 24590 OVERSEAS HWY |  | Polytube | Yes |  | 2023-04-25 |  | PVC | 1987 | Yes |  | 2023-04-25 |  | Non-lead
202647 | HYDRANT MDK-010 GREENBRIER - APT #1142 RD |  | Ductile Iron | Yes |  | 2022-10-22 |  | None |  | Yes |  | 2022-10-22 |  | Non-lead
202649 | 150 THIRD LN |  | Unknown, Non-Lead | No |  |  |  | Unknown, Non-Lead | 2011 | No |  |  |  | Non-lead
202650 | 166 N COCONUT PALM BLVD |  | Unknown, Non-Lead | No |  |  |  | Unknown, Non-Lead | 2018 | No |  |  |  | Non-lead
202651 | X ELLIS DR |  | Unknown, Non-Lead | No |  |  |  | No Piping | Vacant | No |  |  |  | Non-lead
202653 | BLDG A-980 FLEET READINESS CENTER MIDWAY |  | Copper | Yes |  | 2023-07-14 |  | Copper |  | Yes |  | 2023-07-14 |  | Non-lead
202657 | 750 64TH STREET OCEAN |  | Unknown, Non-Lead | Yes |  | 2024-09-16 |  | Unknown, Non-Lead | 2012 | Yes |  | 2024-09-16 |  | Non-lead
202658 | 29549 FORESTAL AVE |  | Unknown, Non-Lead | No |  |  |  | Unknown, Non-Lead | 2014 | No |  |  |  | Non-lead
202659 | 1515 OCEAN BAY DR |  | Unknown, Non-Lead | No |  |  |  | Unknown, Non-Lead | 2017 | No |  |  |  | Non-lead
202661 | 156 SUGARLOAF DR |  | Unknown, Non-Lead | No |  |  |  | Unknown, Non-Lead | 2011 | No |  |  |  | Non-lead
202663 | UNIT #9 91880 OVERSEAS HWY |  | Polytube | Yes |  | 2023-02-08 |  | PVC | 1948 | Yes |  | 2023-02-08 |  | Non-lead
202664 | UNIT 2 91882 OVERSEAS HWY |  | Polytube | Yes |  | 2023-02-08 |  | PVC | 1948 | Yes |  | 2023-02-08 |  | Non-lead
202665 | UNIT 4 91900 OVERSEAS HWY |  | Polytube | Yes |  | 2023-02-09 |  | PVC | 1942 | Yes |  | 2023-02-09 |  | Non-lead
202666 | UNIT 2 91901 OVERSEAS HWY |  | Polytube | Yes |  | 2023-05-04 |  | PVC | 1942 | Yes |  | 2023-05-04 |  | Non-lead
202667 | UNIT 3 91904 OVERSEAS HWY |  | Polytube | Yes |  | 2021-02-28 |  | PVC | 1942 | Yes |  | 2021-02-28 |  | Non-lead
202668 | UNIT 1 91902 OVERSEAS HWY |  | Polytube | Yes |  | 2023-02-08 |  | PVC | 1942 | Yes |  | 2023-02-08 |  | Non-lead
202675 | 1338 CALDER RD |  | Unknown, Non-Lead | Yes |  | 2019-09-04 |  | PVC | 2012 | Yes |  | 2019-09-04 |  | Non-lead
202676 | 50 CINNAMON BARK LN |  | Unknown, Non-Lead | Yes |  | 2020-09-10 |  | Polytube | 2014 | Yes |  | 2020-09-10 |  | Non-lead
202677 | 48 CINNAMON BARK LN |  | Unknown, Non-Lead | Yes |  | 2020-07-29 |  | Polytube | 2014 | Yes |  | 2020-07-29 |  | Non-lead
202684 | 87522 OLD HWY |  | Unknown, Non-Lead | Yes |  | 2021-11-05 |  | Unknown, Non-Lead | 2012 | Yes |  | 2021-11-05 |  | Non-lead
202687 | 82100 OVERSEAS Hwy |  | Unknown | Yes |  | 2022-06-28 |  | Unknown | 1973 | Yes |  | 2022-06-28 |  | Lead Status Unknown
202693 | 3731 POINCIANA ST |  | Unknown, Non-Lead | Yes |  | 2021-07-26 |  | Unknown, Non-Lead | 2012 | Yes |  | 2021-07-26 |  | Non-lead
202695 | 106 SUNRISE DR |  | Unknown, Non-Lead | Yes |  | 2024-09-19 |  | Unknown, Non-Lead | 2019 | Yes |  | 2024-09-19 |  | Non-lead
202696 | 210 13TH ST |  | Polytube | Yes |  | 2022-12-05 |  | PVC | 2012 | Yes |  | 2022-12-05 |  | Non-lead
202698 | 105 FIRST AVE |  | Polytube | Yes |  | 2023-05-04 |  | PVC | 1970 | Yes |  | 2023-05-04 |  | Non-lead
202710 | 27345 TOBAGO LN |  | Unknown, Non-Lead | Yes |  | 2023-11-27 |  | Unknown, Non-Lead | 2012 | Yes |  | 2023-11-27 |  | Non-lead
202711 | GATE 535 OCEAN CAY Dr |  | Polytube | Yes |  | 2024-01-24 |  | PVC | 2007 | Yes |  | 2024-01-24 |  | Non-lead
202713 | 415 C AVE |  | Unknown, Non-Lead | Yes |  | 2023-10-25 |  | Unknown, Non-Lead | 2011 | Yes |  | 2023-10-25 |  | Non-lead
203153 | A-730 BUILDING |  | Copper | Yes |  | 2023-07-25 |  | PVC |  | Yes |  | 2023-07-25 |  | Non-lead
203154 | CF3573 4094 / A-734 WASHDOWN STATION |  | Unknown | Yes |  | 2023-07-25 |  | PVC |  | Yes |  | 2023-07-25 |  | Non-lead
203155 | BLDG #A-734 |  | PVC | Yes |  | 2023-08-29 |  | PVC |  | Yes |  | 2023-08-29 |  | Non-lead
203156 | CDWBWY #A-727 |  | Unknown | Yes |  | 2023-07-25 |  | Unknown |  | Yes |  | 2023-07-25 |  | Lead Status Unknown
203157 | BLDG #A-726 |  | Unknown | Yes |  | 2023-08-29 |  | PVC |  | Yes |  | 2023-08-29 |  | Lead Status Unknown
203158 | A-718 BUILDING |  | Unknown | Yes |  | 2023-08-29 |  | Unknown |  | Yes |  | 2023-08-29 |  | Lead Status Unknown
203159 | 27321 W INDIES DR |  | Unknown, Non-Lead | No |  |  |  | Unknown, Non-Lead | 2013 | No |  |  |  | Non-lead
203160 | SUNSHINE BLVD 102 PELICAN RD |  | Unknown, Non-Lead | Yes |  | 2020-08-17 |  | Unknown, Non-Lead | 2012 | Yes |  | 2020-08-17 |  | Non-lead
203164 | MASTER TAP 234 FKAA CAMP SAWYER TAP |  | Stainless | Yes |  | 2022-07-15 |  | Stainless |  | Yes |  | 2022-07-15 |  | Non-lead
203165 | 58 S ANDROS LN |  | Polytube | Yes |  | 2022-10-13 |  | PVC | 1967 | Yes |  | 2022-10-13 |  | Non-lead
203166 | HYDRANT MK-054 374 73RD ST |  | Unknown, Non-Lead | No |  |  |  | No Piping | Vacant | No |  |  |  | Non-lead
203167 | UNIT 03 500 TRUMAN AVE |  | Unknown | Yes |  | 2023-05-04 |  | Polytube | 1944 | Yes |  | 2023-05-04 |  | Lead Status Unknown
203168 | LOCATION RESTROOM 500 TRUMAN AVE |  | Polytube | Yes |  | 2023-09-20 |  | PVC | 1994 | Yes |  | 2023-09-20 |  | Non-lead
203169 | APT 10 500 TRUMAN AVE |  | Unknown | Yes |  | 2023-03-28 |  | PVC | 1944 | Yes |  | 2023-03-28 |  | Lead Status Unknown
203171 | BLDG A-648 FORRESTAL AVE |  | Polytube | Yes |  | 2023-08-29 |  | PVC |  | Yes |  | 2023-08-29 |  | Non-lead
203172 | A-650 FORRESTAL AVE |  | Copper | Yes |  | 2023-08-29 |  | PVC |  | Yes |  | 2023-08-29 |  | Non-lead
203173 | A-4049 MIDWAY AVE |  | PVC | Yes |  | 2023-08-17 |  | PVC |  | Yes |  | 2023-08-17 |  | Non-lead
203179 | 763 DIANE AVE |  | Unknown, Non-Lead | Yes |  | 2024-06-25 |  | Unknown, Non-Lead | 2012 | Yes |  | 2024-06-25 |  | Non-lead
203181 | 1193 DELUSSAN LN |  | Unknown, Non-Lead | No |  |  |  | Unknown, Non-Lead | 2019 | No |  |  |  | Non-lead
203182 | 63 JEWFISH AVE |  | Unknown, Non-Lead | Yes |  | 2020-11-04 |  | Unknown, Non-Lead | 2011 | Yes |  | 2020-11-04 |  | Non-lead
203185 | LOT 1N 101620 OVERSEAS HWY |  | Unknown, Non-Lead | No |  |  |  | Unknown, Non-Lead | 2014 | No |  |  |  | Non-lead
203187 | LOT 3N 101620 OVERSEAS HWY |  | Unknown, Non-Lead | No |  |  |  | Unknown, Non-Lead | 2014 | No |  |  |  | Non-lead
203188 | LOT 4N 101620 OVERSEAS HWY |  | Unknown, Non-Lead | Yes |  | 2022-03-31 |  | Unknown, Non-Lead | 2014 | Yes |  | 2022-03-31 |  | Non-lead
203189 | LOT 5N 101620 OVERSEAS HWY |  | Unknown, Non-Lead | Yes |  | 2019-12-18 |  | PVC | 2014 | Yes |  | 2019-12-18 |  | Non-lead
203190 | LOT 6N 101620 OVERSEAS HWY |  | Unknown, Non-Lead | No |  |  |  | Unknown, Non-Lead | 2014 | No |  |  |  | Non-lead
203191 | LOT 7N 101620 OVERSEAS HWY |  | Unknown, Non-Lead | Yes |  | 2019-04-30 |  | Unknown, Non-Lead | 2014 | Yes |  | 2019-04-30 |  | Non-lead
203192 | LOT 8N 101620 OVERSEAS HWY |  | Unknown, Non-Lead | No |  |  |  | Unknown, Non-Lead | 2014 | No |  |  |  | Non-lead
203193 | LOT 9N 101620 OVERSEAS HWY |  | Unknown, Non-Lead | No |  |  |  | Unknown, Non-Lead | 2014 | No |  |  |  | Non-lead
203194 | LOT 10N 101620 OVERSEAS HWY |  | Unknown, Non-Lead | No |  |  |  | Unknown, Non-Lead | 2014 | No |  |  |  | Non-lead
203195 | LOT 11N 101620 OVERSEAS HWY |  | Unknown, Non-Lead | No |  |  |  | Unknown, Non-Lead | 2014 | No |  |  |  | Non-lead
203196 | LOT 12N 101620 OVERSEAS HWY |  | Unknown, Non-Lead | Yes |  | 2023-07-07 |  | Unknown, Non-Lead | 2014 | Yes |  | 2023-07-07 |  | Non-lead
203197 | LOT 13N 101620 OVERSEAS HWY |  | Unknown, Non-Lead | Yes |  | 2023-07-07 |  | Unknown, Non-Lead | 2014 | Yes |  | 2023-07-07 |  | Non-lead
203198 | LOT 14N 101620 OVERSEAS HWY |  | Unknown, Non-Lead | Yes |  | 2023-03-14 |  | Unknown, Non-Lead | 2014 | Yes |  | 2023-03-14 |  | Non-lead
203199 | LOT 15N 101620 OVERSEAS HWY |  | Unknown, Non-Lead | Yes |  | 2021-01-07 |  | PVC | 2014 | Yes |  | 2021-01-07 |  | Non-lead
203200 | LOT 16N 101620 OVERSEAS HWY |  | Unknown, Non-Lead | Yes |  | 2020-02-03 |  | PVC | 2014 | Yes |  | 2020-02-03 |  | Non-lead
203201 | LOT 17N 101620 OVERSEAS HWY |  | Unknown, Non-Lead | No |  |  |  | No Piping | Vacant | No |  |  |  | Non-lead
203202 | LOT 18N 101620 OVERSEAS HWY |  | Unknown, Non-Lead | Yes |  | 2022-11-17 |  | PVC | 2014 | Yes |  | 2022-11-17 |  | Non-lead
203203 | LOT 19N 101620 OVERSEAS HWY |  | Unknown, Non-Lead | No |  |  |  | PVC | 2014 | No |  |  |  | Non-lead
203204 | LOT 20N 101620 OVERSEAS HWY |  | Polytube | Yes |  | 2022-06-09 |  | PVC | 2014 | Yes |  | 2022-06-09 |  | Non-lead
203205 | LOT 21N 101620 OVERSEAS HWY |  | Polytube | Yes |  | 2023-12-27 |  | PVC | 2014 | Yes |  | 2023-12-27 |  | Non-lead
203206 | LOT 1S 101620 OVERSEAS HWY |  | Polytube | Yes |  | 2023-02-09 |  | PVC | 1969 | Yes |  | 2023-02-09 |  | Non-lead
203207 | LOT 3S 101620 OVERSEAS HWY |  | Polytube | No |  |  |  | PVC | 2014 | No |  |  |  | Non-lead
203208 | LOT 4S 101620 OVERSEAS HWY |  | Unknown, Non-Lead | No |  |  |  | Unknown, Non-Lead | 2014 | No |  |  |  | Non-lead
203209 | LOT 5S 101620 OVERSEAS HWY |  | Unknown, Non-Lead | No |  |  |  | Unknown, Non-Lead | 2014 | No |  |  |  | Non-lead
203210 | LOT 06S 101620 OVERSEAS HWY |  | Unknown, Non-Lead | No |  |  |  | Unknown, Non-Lead | 2014 | No |  |  |  | Non-lead
203211 | LOT 7S 101620 OVERSEAS HWY |  | Unknown, Non-Lead | No |  |  |  | Unknown, Non-Lead | 2014 | No |  |  |  | Non-lead
203212 | LOT 8S 101620 OVERSEAS HWY |  | Unknown, Non-Lead | Yes |  | 2020-04-27 |  | PVC | 2014 | Yes |  | 2020-04-27 |  | Non-lead
203213 | LOT 9S 101620 OVERSEAS HWY |  | Unknown, Non-Lead | Yes |  | 2021-03-23 |  | PVC | 2014 | Yes |  | 2021-03-23 |  | Non-lead
203214 | LOT 10S 101620 OVERSEAS HWY |  | Unknown, Non-Lead | No |  |  |  | Unknown, Non-Lead | 2014 | No |  |  |  | Non-lead
203216 | LOT 12S 101620 OVERSEAS HWY |  | Unknown, Non-Lead | Yes |  | 2022-04-18 |  | PVC | 2014 | Yes |  | 2022-04-18 |  | Non-lead
203217 | LOT 13S 101620 OVERSEAS HWY |  | Unknown, Non-Lead | Yes |  | 2024-06-26 |  | PVC | 2014 | Yes |  | 2024-06-26 |  | Non-lead
203218 | LOT 14S 101620 OVERSEAS HWY |  | Unknown, Non-Lead | Yes |  | 2022-05-26 |  | Unknown, Non-Lead | 2014 | Yes |  | 2022-05-26 |  | Non-lead
203219 | LOT 15S IRRIGATION 101620 OVERSEAS HWY |  | Unknown, Non-Lead | Yes |  | 2020-09-30 |  | Unknown, Non-Lead | 2014 | Yes |  | 2020-09-30 |  | Non-lead
203220 | LOT 16S 101620 OVERSEAS HWY |  | Unknown, Non-Lead | No |  |  |  | Unknown, Non-Lead | 2014 | No |  |  |  | Non-lead
203221 | LOT 17S 101620 OVERSEAS HWY |  | Unknown, Non-Lead | Yes |  | 2020-02-03 |  | Unknown, Non-Lead | 2014 | Yes |  | 2020-02-03 |  | Non-lead
203222 | 71 SAWYER DR |  | Unknown, Non-Lead | Yes |  | 2018-05-31 |  | PVC | 2021 | Yes |  | 2018-05-31 |  | Non-lead
203223 | 695 27TH OCEAN ST |  | Unknown, Non-Lead | No |  |  |  | Unknown, Non-Lead | 2012 | No |  |  |  | Non-lead
203224 | CFX63D 626 CORAL SEA AVE |  | Unknown | Yes |  | 2023-08-17 |  | Unknown |  | Yes |  | 2023-08-17 |  | Lead Status Unknown
203226 | BLDG 350 BEHIND/IN VAULT |  | Unknown | Yes |  | 2023-08-15 |  | Unknown | 1965 | Yes |  | 2023-08-15 |  | Lead Status Unknown
203227 | CGRYT7 350 FIRE BEHIND/IN VAULT |  | Unknown | Yes |  | 2023-08-15 |  | Unknown |  | Yes |  | 2023-08-15 |  | Lead Status Unknown
203228 | BLDG 4069 LANGLEY ST |  | PVC | Yes |  | 2023-08-15 |  | PVC |  | Yes |  | 2023-08-15 |  | Non-lead
203229 | BLDG 4002 LANGLEY ST WASHDOWN |  | Unknown | Yes |  | 2023-08-15 |  | Unknown |  | Yes |  | 2023-08-15 |  | Lead Status Unknown
203230 | BLDG 437 LANGLEY ST SIDE OF BLDG |  | Unknown | Yes |  | 2023-08-29 |  | Unknown |  | Yes |  | 2023-08-29 |  | Lead Status Unknown
203231 | SIDE OF BLDG A-438 LANGELY ST |  | Unknown | Yes |  | 2023-08-29 |  | Unknown |  | Yes |  | 2023-08-29 |  | Lead Status Unknown
203232 | BLDG 443 MIDWAY AVE BEHIND BLDG |  | Polytube | Yes |  | 2023-08-29 |  | PVC |  | Yes |  | 2023-08-29 |  | Non-lead
203233 | SIDE OF BLDG A-515 LANGELY ST |  | Unknown | Yes |  | 2023-08-17 |  | PVC |  | Yes |  | 2023-08-17 |  | Lead Status Unknown
203234 | BLDG 523 MIDWAY AVE BEHIND BUILDING |  | Unknown | Yes |  | 2023-08-29 |  | Unknown |  | Yes |  | 2023-08-29 |  | Lead Status Unknown
203235 | 119 GUMBO LIMBO DR |  | Unknown, Non-Lead | Yes |  | 2021-11-09 |  | PVC | 2012 | Yes |  | 2021-11-09 |  | Non-lead
203236 | 4 89015 OVERSEAS Hwy |  | Polytube | Yes |  | 2022-06-14 |  | PVC | 1973 | Yes |  | 2022-06-14 |  | Non-lead
203238 | MARINA N 101620 OVERSEAS HWY |  | Unknown, Non-Lead | Yes |  | 2020-03-27 |  | PVC | 2014 | Yes |  | 2020-03-27 |  | Non-lead
203239 | MARINA S 101620 OVERSEAS HWY |  | Polytube | Yes |  | 2023-02-09 |  | PVC | 1950 | Yes |  | 2023-02-09 |  | Non-lead
203240 | IRR 101620 OVERSEAS Hwy |  | Unknown, Non-Lead | No |  |  |  | Unknown, Non-Lead | 2014 | No |  |  |  | Non-lead
203244 | 36 SEAGATE BLVD |  | PVC | Yes |  | 2024-10-23 |  | Polytube | 1986 | Yes |  | 2024-06-04 |  | Non-lead
203251 | 27459 HAITI LN |  | Unknown, Non-Lead | No |  |  |  | Unknown, Non-Lead | 2012 | No |  |  |  | Non-lead
203253 | 27411 WEST INDIES DR |  | Unknown, Non-Lead | Yes |  | 2016-09-08 |  | Unknown, Non-Lead | 2012 | Yes |  | 2016-09-08 |  | Non-lead
203255 | IRRIGATION 1564 LONG BEACH DR |  | Polytube | Yes |  | 2023-04-21 |  | PVC |  | Yes |  | 2023-04-21 |  | Non-lead
203256 | 50 SEAGATE BLVD |  | Unknown, Non-Lead | Yes |  | 2021-03-23 |  | Unknown, Non-Lead | 2012 | Yes |  | 2021-03-23 |  | Non-lead
203259 | MASTER TAP 236 FKAA TAVERNIER TANK FILL TAP |  | Stainless | Yes |  | 2023-01-30 |  | Stainless |  | Yes |  | 2023-01-30 |  | Non-lead
203260 | 29565 FORRESTAL AVE |  | Unknown, Non-Lead | Yes |  | 2022-09-23 |  | Unknown, Non-Lead | 2012 | Yes |  | 2022-09-23 |  | Non-lead
203261 | 2 TIKI LANE |  | Unknown, Non-Lead | No |  |  |  | Unknown, Non-Lead | 2012 | No |  |  |  | Non-lead
203262 | 2801 VENETIAN DR |  | Unknown, Non-Lead | No |  |  |  | Unknown, Non-Lead | 2011 | No |  |  |  | Non-lead
203265 | 208 TELEGRAPH LN |  | Copper | Yes |  | 2022-12-29 |  | Copper | 1930 | Yes |  | 2022-12-29 |  | Non-lead
203266 | HYDRANT LK-106 US1 & BLIMP - N SIDE OF US1 RD |  | Unknown, Non-Lead | Yes |  | 2023-05-04 |  | No Piping | Vacant | Yes |  | 2023-05-04 |  | Non-lead
203269 | 510 12TH ST |  | Unknown, Non-Lead | Yes |  | 2017-10-16 |  | Unknown, Non-Lead | 2012 | Yes |  | 2017-10-16 |  | Non-lead
203273 | 27336 TOBAGO LANE |  | Unknown, Non-Lead | No |  |  |  | Unknown, Non-Lead | 2012 | No |  |  |  | Non-lead
203274 | 18 ABACO RD |  | Unknown, Non-Lead | Yes |  | 2019-01-18 |  | PVC | 1999 | Yes |  | 2019-01-18 |  | Non-lead
203276 | 1115 PACKER ST |  | Polytube | Yes |  | 2023-03-21 |  | PVC | 1948 | Yes |  | 2023-03-21 |  | Non-lead
203279 | 1064 LABAT LN |  | Polytube | Yes |  | 2024-06-28 |  | PVC | 1984 | Yes |  | 2024-06-28 |  | Non-lead
203281 | 146 ATLANTIC AVE |  | Unknown, Non-Lead | Yes |  | 2019-04-02 |  | Unknown, Non-Lead | 2012 | Yes |  | 2019-04-02 |  | Non-lead
203282 | FKAA CONST YARD 143 N ROCKLAND YARD |  | PVC | Yes |  | 2022-11-23 |  | PVC | 2005 | Yes |  | 2022-11-23 |  | Non-lead
203286 | 191 PLANTATION AVE |  | Polytube | Yes |  | 2023-03-17 |  | Unknown, Non-Lead | 2013 | Yes |  | 2023-03-17 |  | Non-lead
203289 | 21 SADOWSKI CSWY |  | Polytube | Yes |  | 2022-10-22 |  | PVC | 1960 | Yes |  | 2022-10-22 |  | Non-lead
203301 | 22871 BUCCANEER LANE |  | Unknown, Non-Lead | No |  |  |  | Unknown, Non-Lead | 2012 | No |  |  |  | Non-lead
203302 | 27452 ANTIGUA LN |  | Unknown, Non-Lead | Yes |  | 2023-07-31 |  | Unknown, Non-Lead | 2012 | Yes |  | 2023-07-31 |  | Non-lead
203303 | 27391 BARBADOS LN |  | Polytube | Yes |  | 2024-06-26 |  | PVC | 1981 | Yes |  | 2024-06-26 |  | Non-lead
203304 | 734 AMELIA ST |  | Polytube | Yes |  | 2023-03-30 |  | PVC | 1928 | Yes |  | 2023-03-30 |  | Non-lead
203306 | 1210 DUNCAN ST |  | Polytube | Yes |  | 2023-08-16 |  | PVC | 1953 | Yes |  | 2023-08-16 |  | Non-lead
203309 | 1217 ELIZA ST |  | Unknown | Yes |  | 2024-09-13 |  | Unknown | 1948 | Yes |  | 2024-09-13 |  | Lead Status Unknown
203315 | 514 LOUISA ST |  | Polytube | Yes |  | 2022-06-08 |  | PVC | 1938 | Yes |  | 2022-06-08 |  | Non-lead
203316 | 729 LOVE LN |  | Polytube | Yes |  | 2022-12-02 |  | PVC | 1928 | Yes |  | 2022-12-02 |  | Non-lead
203317 | 1218 MARGARET ST |  | Polytube | Yes |  | 2023-02-01 |  | PVC | 1948 | Yes |  | 2023-02-01 |  | Non-lead
203318 | 533 PETRONIA ST |  | Polytube | Yes |  | 2023-03-23 |  | PVC | 1923 | Yes |  | 2023-03-23 |  | Non-lead
203319 | 608 PETRONIA ST REAR |  | Polytube | Yes |  | 2023-02-07 |  | PVC | 1933 | Yes |  | 2023-02-07 |  | Non-lead
203321 | L13 29514 ENTERPRISE AVE |  | Unknown, Non-Lead | Yes |  | 2018-10-02 |  | PVC | 2015 | Yes |  | 2018-10-02 |  | Non-lead
203325 | 1004 SEMINARY ST |  | Polytube | Yes |  | 2022-10-31 |  | PVC | 1901 | Yes |  | 2022-10-31 |  | Non-lead
203326 | 909 SOUTH ST |  | Polytube | Yes |  | 2022-07-15 |  | PVC | 1935 | Yes |  | 2022-07-15 |  | Non-lead
203328 | 721 SOUTHARD ST |  | Polytube | Yes |  | 2022-10-27 |  | PVC | 1943 | Yes |  | 2022-10-27 |  | Non-lead
203330 | 1113 VARELA ST |  | Polytube | Yes |  | 2023-03-16 |  | PVC | 1938 | Yes |  | 2023-03-16 |  | Non-lead
203339 | APT A 1127 GILMORE DR |  | Polytube | Yes |  | 2025-08-12 |  | PVC | 1965 | Yes |  | 2025-08-12 |  | Non-lead
203340 | APT B 1127 GILMORE DR |  | Polytube | Yes |  | 2025-08-05 |  | PVC | 1965 | Yes |  | 2025-08-05 |  | Non-lead
203341 | APT A 1129 GILMORE DR |  | Polytube | Yes |  | 2025-08-06 |  | PVC | 1965 | Yes |  | 2025-08-06 |  | Non-lead
203342 | APT B 1129 GILMORE DR |  | Polytube | Yes |  | 2025-08-06 |  | PVC | 1965 | Yes |  | 2025-08-06 |  | Non-lead
203343 | APT A 1131 GILMORE DR |  | Polytube | Yes |  | 2025-08-06 |  | PVC | 1965 | Yes |  | 2025-08-06 |  | Non-lead
203344 | APT B 1131 GILMORE DR |  | Polytube | Yes |  | 2025-08-12 |  | PVC | 1965 | Yes |  | 2025-08-12 |  | Non-lead
203345 | APT A 1133 GILMORE DR |  | PVC | Yes |  | 2020-05-13 |  | Polytube | 1965 | Yes |  | 2020-05-13 |  | Non-lead
203346 | APT B 1133 GILMORE DR |  | Polytube | Yes |  | 2025-08-25 |  | PVC | 1965 | Yes |  | 2025-08-25 |  | Non-lead
203347 | APT A 1135 GILMORE DR |  | Polytube | Yes |  | 2023-12-08 |  | Polytube | 1965 | Yes |  | 2023-12-08 |  | Non-lead
203348 | APT B 1135 GILMORE DR |  | Polytube | Yes |  | 2025-08-18 |  | PVC | 1965 | Yes |  | 2025-08-18 |  | Non-lead
203349 | APT B 811 OLIVIA ST |  | Polytube | Yes |  | 2023-03-23 |  | PVC | 1923 | Yes |  | 2023-03-23 |  | Non-lead
203350 | APT A 1137 GILMORE DR |  | Polytube | Yes |  | 2025-08-18 |  | PVC | 1965 | Yes |  | 2025-08-18 |  | Non-lead
203351 | APT B 1137 GILMORE DR |  | Polytube | Yes |  | 2025-08-18 |  | PVC | 1965 | Yes |  | 2025-08-18 |  | Non-lead
203352 | APT A 1139 GILMORE DR |  | Polytube | Yes |  | 2025-08-22 |  | PVC | 1965 | Yes |  | 2025-08-22 |  | Non-lead
203353 | APT B 1139 GILMORE DR |  | Polytube | Yes |  | 2025-08-25 |  | PVC | 1965 | Yes |  | 2025-08-25 |  | Non-lead
203354 | APT A 1141 GILMORE DR |  | Polytube | Yes |  | 2024-06-07 |  | Polytube | 1965 | Yes |  | 2024-06-07 |  | Non-lead
203355 | APT B 1141 GILMORE DR |  | Polytube | Yes |  | 2024-06-07 |  | Polytube | 1965 | Yes |  | 2024-06-07 |  | Non-lead
203356 | APT A 1143 GILMORE DR |  | Polytube | Yes |  | 2020-01-13 |  | Polytube | 1965 | Yes |  | 2020-01-13 |  | Non-lead
203357 | APT B 1143 GILMORE DR |  | Polytube | Yes |  | 2025-08-29 |  | PVC | 1965 | Yes |  | 2025-08-29 |  | Non-lead
203358 | APT A 1145 GILMORE DR |  | Polytube | Yes |  | 2025-08-29 |  | PVC | 1965 | Yes |  | 2025-08-29 |  | Non-lead
203359 | APT B 1145 GILMORE DR |  | Polytube | Yes |  | 2025-08-25 |  | PVC | 1965 | Yes |  | 2025-08-25 |  | Non-lead
203360 | APT A 1147 GILMORE DR |  | Polytube | Yes |  | 2017-04-19 |  | Polytube | 1965 | Yes |  | 2017-04-19 |  | Non-lead
203361 | APT B 1147 GILMORE DR |  | Polytube | Yes |  | 2025-08-12 |  | PVC | 1965 | Yes |  | 2025-08-12 |  | Non-lead
203362 | APT A 1149 GILMORE DR |  | Polytube | No |  |  |  | Polytube | 1965 | No |  |  |  | Non-lead
203363 | APT B 1149 GILMORE DR |  | Polytube | Yes |  | 2025-09-09 |  | PVC | 1965 | Yes |  | 2025-09-09 |  | Non-lead
203364 | APT A 1151 GILMORE DR |  | Polytube | Yes |  | 2025-09-09 |  | PVC | 1965 | Yes |  | 2025-09-09 |  | Non-lead
203365 | APT B 1151 GILMORE DR |  | Polytube | Yes |  | 2025-09-09 |  | PVC | 1965 | Yes |  | 2025-09-09 |  | Non-lead
203366 | APT A 1153 GILMORE DR |  | Polytube | Yes |  | 2025-09-09 |  | PVC | 1965 | Yes |  | 2025-09-09 |  | Non-lead
203367 | APT B 1153 GILMORE DR |  | Polytube | Yes |  | 2024-07-12 |  | Polytube | 1965 | Yes |  | 2024-07-12 |  | Non-lead
203368 | APT A 1155 GILMORE DR |  | Polytube | Yes |  | 2018-09-05 |  | Polytube | 1965 | Yes |  | 2018-09-05 |  | Non-lead
203369 | APT B 1155 GILMORE DR |  | Polytube | Yes |  | 2023-07-06 |  | Polytube | 1965 | Yes |  | 2023-07-06 |  | Non-lead
203370 | APT A 1157 GILMORE DR |  | Polytube | No |  |  |  | Polytube | 1965 | No |  |  |  | Non-lead
203371 | APT B 1157 GILMORE DR |  | Polytube | Yes |  | 2021-03-03 |  | Polytube | 1965 | Yes |  | 2021-03-03 |  | Non-lead
203372 | APT A 1159 GILMORE DR |  | Polytube | Yes |  | 2024-06-06 |  | Polytube | 1965 | Yes |  | 2024-06-06 |  | Non-lead
203373 | APT B 1159 GILMORE DR |  | Polytube | No |  |  |  | Polytube | 1965 | No |  |  |  | Non-lead
203374 | APT V 1161 GILMORE DR |  | Polytube | No |  |  |  | Polytube | 1965 | No |  |  |  | Non-lead
203375 | APT B 1161 GILMORE DR |  | Polytube | No |  |  |  | Polytube | 1965 | No |  |  |  | Non-lead
203376 | APT A 1163 GILMORE DR |  | Polytube | No |  |  |  | Polytube | 1965 | No |  |  |  | Non-lead
203377 | APT B 1163 GILMORE DR |  | Polytube | No |  |  |  | Polytube | 1965 | No |  |  |  | Non-lead
203378 | APT A 1165 GILMORE DR |  | Polytube | No |  |  |  | Polytube | 1965 | No |  |  |  | Non-lead
203379 | APT B 1165 GILMORE DR |  | Polytube | Yes |  | 2024-03-13 |  | Polytube | 1965 | Yes |  | 2024-03-13 |  | Non-lead
203380 | APT A 1167 GILMORE DR |  | Polytube | No |  |  |  | Polytube | 1965 | No |  |  |  | Non-lead
203381 | APT B 1167 GILMORE DR |  | Polytube | Yes |  | 2022-03-10 |  | Polytube | 1965 | Yes |  | 2022-03-10 |  | Non-lead
203382 | APT A 1175 GILMORE DR |  | Polytube | No |  |  |  | Polytube | 1965 | No |  |  |  | Non-lead
203383 | APT B 1175 GILMORE DR |  | Polytube | Yes |  | 2024-01-08 |  | Polytube | 1965 | Yes |  | 2024-01-08 |  | Non-lead
203384 | APT A 1177 GILMORE DR |  | Polytube | Yes |  | 2024-04-10 |  | Polytube | 1965 | Yes |  | 2024-04-10 |  | Non-lead
203385 | APT B 1177 GILMORE DR |  | Polytube | No |  |  |  | Polytube | 1965 | No |  |  |  | Non-lead
203386 | APT A 1179 GILMORE DR |  | Polytube | Yes |  | 2022-08-08 |  | Polytube | 1965 | Yes |  | 2022-08-08 |  | Non-lead
203387 | APT B 1179 GILMORE DR |  | Polytube | No |  |  |  | Polytube | 1965 | No |  |  |  | Non-lead
203388 | APT A 1181 GILMORE DR |  | Polytube | No |  |  |  | Polytube | 1965 | No |  |  |  | Non-lead
203389 | APT B 1181 GILMORE DR |  | Polytube | No |  |  |  | Polytube | 1965 | No |  |  |  | Non-lead
203390 | APT A 1183 GILMORE DR |  | Polytube | Yes |  | 2024-06-07 |  | Polytube | 1965 | Yes |  | 2024-06-07 |  | Non-lead
203391 | APT B 1183 GILMORE DR |  | Polytube | No |  |  |  | Polytube | 1965 | No |  |  |  | Non-lead
203392 | APT A 1185 GILMORE DR |  | Polytube | No |  |  |  | Polytube | 1965 | No |  |  |  | Non-lead
203393 | APT B 1185 GILMORE DR |  | Polytube | No |  |  |  | Polytube | 1965 | No |  |  |  | Non-lead
203394 | APT A 1187 GILMORE DR |  | Polytube | Yes |  | 2024-05-08 |  | Polytube | 1965 | Yes |  | 2024-05-08 |  | Non-lead
203395 | APT B 1187 GILMORE DR |  | Polytube | Yes |  | 2024-05-08 |  | Polytube | 1965 | Yes |  | 2024-05-08 |  | Non-lead
203396 | APT A 1189 GILMORE DR |  | Polytube | Yes |  | 2019-08-05 |  | Polytube | 1965 | Yes |  | 2019-08-05 |  | Non-lead
203397 | APT B 1189 GILMORE DR |  | Polytube | No |  |  |  | Polytube | 1965 | No |  |  |  | Non-lead
203398 | APT A 1191 GILMORE DR |  | Polytube | No |  |  |  | Polytube | 1965 | No |  |  |  | Non-lead
203399 | APT B 1191 GILMORE DR |  | Polytube | No |  |  |  | Polytube | 1965 | No |  |  |  | Non-lead
203400 | APT A 1193 GILMORE DR |  | Polytube | No |  |  |  | Polytube | 1965 | No |  |  |  | Non-lead
203401 | APT B 1193 GILMORE DR |  | Polytube | No |  |  |  | Polytube | 1965 | No |  |  |  | Non-lead
203402 | APT A 1195 GILMORE DR |  | Polytube | No |  |  |  | Polytube | 1965 | No |  |  |  | Non-lead
203403 | APT B 1195 GILMORE DR |  | Polytube | Yes |  | 2023-11-07 |  | Polytube | 1965 | Yes |  | 2023-11-07 |  | Non-lead
203404 | APT A 1197 GILMORE DR |  | Polytube | Yes |  | 2017-12-08 |  | Polytube | 1965 | Yes |  | 2017-12-08 |  | Non-lead
203405 | APT B 1197 GILMORE DR |  | Polytube | Yes |  | 2021-12-10 |  | Polytube | 1965 | Yes |  | 2021-12-10 |  | Non-lead
203406 | APT A 1199 GILMORE DR |  | Polytube | Yes |  | 2024-02-07 |  | Polytube | 1965 | Yes |  | 2024-02-07 |  | Non-lead
203407 | APT B 1199 GILMORE DR |  | Polytube | No |  |  |  | Polytube | 1965 | No |  |  |  | Non-lead
203408 | APT A 1201 GILMORE DR |  | Polytube | No |  |  |  | Polytube | 1965 | No |  |  |  | Non-lead
203409 | APT B 1201 GILMORE DR |  | Polytube | No |  |  |  | Polytube | 1965 | No |  |  |  | Non-lead
203410 | APT A 1203 GILMORE DR |  | Polytube | No |  |  |  | Polytube | 1965 | No |  |  |  | Non-lead
203411 | APT B 1203 GILMORE DR |  | Polytube | Yes |  | 2022-05-20 |  | Polytube | 1965 | Yes |  | 2022-05-20 |  | Non-lead
203412 | APT A 1205 GILMORE DR |  | Polytube | Yes |  | 2021-12-06 |  | Polytube | 1965 | Yes |  | 2021-12-06 |  | Non-lead
203413 | APT B 1205 GILMORE DR |  | Polytube | No |  |  |  | Polytube | 1953 | No |  |  |  | Non-lead
203414 | APT A 1207 GILMORE DR |  | Polytube | Yes |  | 2024-09-09 |  | Polytube | 1965 | Yes |  | 2024-09-09 |  | Non-lead
203415 | APT B 1207 GILMORE DR |  | Polytube | No |  |  |  | Polytube | 1965 | No |  |  |  | Non-lead
203416 | APT A 1209 GILMORE DR |  | Polytube | No |  |  |  | Polytube | 1965 | No |  |  |  | Non-lead
203417 | APT B 1209 GILMORE DR |  | Polytube | No |  |  |  | Polytube | 1965 | No |  |  |  | Non-lead
203418 | APT A 1211 GILMORE DR |  | Polytube | Yes |  | 2022-05-06 |  | Polytube | 1965 | Yes |  | 2022-05-06 |  | Non-lead
203419 | APT B 1211 GILMORE DR |  | Polytube | Yes |  | 2020-01-17 |  | Polytube | 1965 | Yes |  | 2020-01-17 |  | Non-lead
203420 | APT A 1213 GILMORE DR |  | Polytube | No |  |  |  | Polytube | 1965 | No |  |  |  | Non-lead
203421 | APT B 1213 GILMORE DR |  | Polytube | Yes |  | 2022-03-10 |  | Polytube | 1965 | Yes |  | 2022-03-10 |  | Non-lead
203422 | APT A 1215 GILMORE DR |  | Polytube | No |  |  |  | Polytube | 1965 | No |  |  |  | Non-lead
203423 | APT B 1215 GILMORE DR |  | Polytube | Yes |  | 2021-06-04 |  | Polytube | 1965 | Yes |  | 2021-06-04 |  | Non-lead
203427 | 360 AVE C |  | Unknown, Non-Lead | No |  |  |  | Unknown, Non-Lead | 1991 | No |  |  |  | Non-lead
203429 | ICE MACHINE 30770 OVERSEAS HWY |  | Polytube | Yes |  | 2023-08-21 |  | PVC | 1969 | Yes |  | 2023-08-21 |  | Non-lead
203434 | & PRIMROSE LS 2 S LAYTON DR |  | Polytube | Yes |  | 2022-06-27 |  | PVC |  | Yes |  | 2022-06-27 |  | Non-lead
203435 | BESIDE 127 LS 5 S LAYTON DR |  | Polytube | Yes |  | 2024-04-18 |  | PVC |  | Yes |  | 2024-04-18 |  | Non-lead
203436 | 36 DONDI RD |  | Unknown, Non-Lead | No |  |  |  | Unknown, Non-Lead | 2012 | No |  |  |  | Non-lead
203438 | 115 GARDENIA ST |  | Polytube | Yes |  | 2022-06-15 |  | PVC | 1971 | Yes |  | 2022-06-15 |  | Non-lead
203442 | BLDG 936B INTREPID AVE |  | Unknown | Yes |  | 2023-09-08 |  | Copper |  | Yes |  | 2023-09-08 |  | Non-lead
203443 | BLDG 950 INTERPID AVE |  | Unknown | Yes |  | 2024-04-08 |  | Unknown |  | Yes |  | 2024-04-08 |  | Lead Status Unknown
203444 | A-979 INTREPID AVE |  | PVC | Yes |  | 2023-07-18 |  | PVC |  | Yes |  | 2023-07-18 |  | Non-lead
203445 | BLDG 981 INTREPID/EAST HANGER 936 AVE |  | Unknown | Yes |  | 2023-07-14 |  | Unknown |  | Yes |  | 2023-07-14 |  | Lead Status Unknown
203446 | CDWBTW A-4082INTREPID AVE |  | Polytube | Yes |  | 2022-06-03 |  | PVC |  | Yes |  | 2022-06-03 |  | Non-lead
203447 | WEST OF HANGER 936 BLDG 4161 A&B INTREPID/1125 AVE |  | Unknown | Yes |  | 2023-07-18 |  | Polytube |  | Yes |  | 2023-07-18 |  | Non-lead
203448 | 101 WILLOW LN |  | Polytube | Yes |  | 2023-10-19 |  | PVC | 2013 | Yes |  | 2023-10-19 |  | Non-lead
203449 | 134 ARCTIC AVE |  | Polytube | Yes |  | 2022-07-19 |  | PVC | 1986 | Yes |  | 2022-07-19 |  | Non-lead
203450 | 2 BONEFISH AVE |  | Unknown, Non-Lead | Yes |  | 2023-03-02 |  | PVC | 2004 | Yes |  | 2023-03-02 |  | Non-lead
203451 | 101 LA PALOMA RD |  | Unknown, Non-Lead | Yes |  | 2020-01-28 |  | PVC | 2013 | Yes |  | 2020-01-28 |  | Non-lead
203454 | HYDRANT KW-227 GEORGE ST & ATLANTIC BLVD |  | Unknown, Non-Lead | No |  |  |  | No Piping | Vacant | No |  |  |  | Non-lead
203457 | HYDRANT LK-102 SHIPSWAY & FORRESTAL AVE |  | Unknown, Non-Lead | No |  |  |  | No Piping | Vacant | No |  |  |  | Non-lead
203458 | 22932 BLACKBEARD LN |  | Unknown, Non-Lead | Yes |  | 2022-03-31 |  | Unknown, Non-Lead | 2012 | Yes |  | 2022-03-31 |  | Non-lead
203460 | 208 HISPANOLA RD |  | Unknown, Non-Lead | Yes |  | 2024-05-06 |  | PVC | 2012 | Yes |  | 2024-05-06 |  | Non-lead
203461 | 384 PALM DR |  | Polytube | Yes |  | 2022-06-16 |  | PVC | 2016 | Yes |  | 2022-06-16 |  | Non-lead
203464 | 905 66TH ST |  | Polytube | Yes |  | 2023-04-19 |  | PVC | 2012 | Yes |  | 2023-04-19 |  | Non-lead
203465 | 838 COPA D'ORO |  | Unknown, Non-Lead | Yes |  | 2024-08-16 |  | Unknown, Non-Lead | 2013 | Yes |  | 2024-08-16 |  | Non-lead
203467 | 24570 OVERSEAS HWY |  | Unknown, Non-Lead | Yes |  | 2019-03-05 |  | Unknown, Non-Lead | 2014 | Yes |  | 2019-03-05 |  | Non-lead
203468 | 166 GARDENIA ST |  | Polytube | Yes |  | 2022-06-16 |  | PVC |  | Yes |  | 2022-06-16 |  | Non-lead
203472 | LIFT STATION X OLD STATE 4A RD |  | Polytube | Yes |  | 2022-07-26 |  | PVC | 1972 | Yes |  | 2022-07-26 |  | Non-lead
203476 | 185 BAHAMA AVE |  | Polytube | Yes |  | 2023-02-02 |  | PVC | 1987 | Yes |  | 2023-02-02 |  | Non-lead
203478 | 22480 JOLLY ROGER ST |  | Polytube | Yes |  | 2022-05-31 |  | PVC | 2012 | Yes |  | 2022-05-31 |  | Non-lead
203481 | 1115 THATCH LANE |  | Polytube | Yes |  | 2023-01-20 |  | PVC | 2013 | Yes |  | 2023-01-20 |  | Non-lead
203484 | 26 S ANDROS RD |  | Unknown, Non-Lead | No |  |  |  | Unknown, Non-Lead | 2012 | No |  |  |  | Non-lead
203486 | 164 OCEAN BAY DR |  | Polytube | Yes |  | 2023-02-07 |  | PVC | 1987 | Yes |  | 2023-02-07 |  | Non-lead
203487 | 71 W PLAZA DEL LAGO |  | Unknown, Non-Lead | No |  |  |  | Unknown, Non-Lead | 2011 | No |  |  |  | Non-lead
203491 | 31 SUGARLOAF BLVD |  | Polytube | Yes |  | 2024-06-11 |  | PVC |  | Yes |  | 2024-06-11 |  | Non-lead
203494 | 1015 SNAPPER LN |  | Polytube | Yes |  | 2022-05-20 |  | PVC | 2013 | Yes |  | 2022-05-20 |  | Non-lead
203495 | 1017 SNAPPER LN |  | Unknown, Non-Lead | No |  |  |  | Unknown, Non-Lead | 2013 | No |  |  |  | Non-lead
203501 | HYDRANT TA-004 FRONT & EATON ST |  | Unknown, Non-Lead | Yes |  | 2022-07-15 |  | No Piping | Vacant | Yes |  | 2022-07-15 |  | Non-lead
203506 | 71 BLACKBEARD DR |  | Unknown, Non-Lead | Yes |  | 2019-06-26 |  | PVC | 2013 | Yes |  | 2019-06-26 |  | Non-lead
203512 | HYDRANT MDK-053 E SEAVIEW DR & IXORA ST |  | Ductile Iron | Yes |  | 2022-10-22 |  | None |  | Yes |  | 2022-10-22 |  | Non-lead
203513 | 27320 BARBADOS LN |  | Unknown, Non-Lead | Yes |  | 2024-03-26 |  | Unknown, Non-Lead | 2013 | Yes |  | 2024-03-26 |  | Non-lead
203514 | 539 POWELL AVE |  | Polytube | Yes |  | 2023-02-28 |  | PVC | 2012 | Yes |  | 2023-02-28 |  | Non-lead
203515 | 27369 JAMAICA LN |  | Polytube | Yes |  | 2023-03-31 |  | PVC | 2013 | Yes |  | 2023-03-31 |  | Non-lead
203516 | 160 PARK AVE |  | Polytube | Yes |  | 2022-07-21 |  | PVC | 1976 | Yes |  | 2022-07-21 |  | Non-lead
203517 | 28573 TORTUGA RD |  | Unknown, Non-Lead | Yes |  | 2024-04-22 |  | Unknown, Non-Lead | 1997 | Yes |  | 2024-04-22 |  | Non-lead
203518 | 22922 BLACKBEARD LN |  | Polytube | Yes |  | 2022-07-29 |  | PVC | 2012 | Yes |  | 2022-07-29 |  | Non-lead
203523 | 314 23RD STREET OCEAN |  | Polytube | Yes |  | 2022-09-16 |  | PVC | 1999 | Yes |  | 2022-09-16 |  | Non-lead
203524 | 133 NAUTILUS DR |  | Unknown, Non-Lead | Yes |  | 2020-06-29 |  | PVC | 2019 | Yes |  | 2020-06-29 |  | Non-lead
203529 | 31060 AVENUE D |  | Polytube | Yes |  | 2024-06-24 |  | PVC | 2012 | Yes |  | 2024-06-24 |  | Non-lead
203533 | 392 PALM DR |  | Polytube | Yes |  | 2022-09-21 |  | PVC | 2013 | Yes |  | 2022-09-21 |  | Non-lead
203535 | 415 SOMBRERO BCH RD |  | Unknown, Non-Lead | Yes |  | 2023-09-14 |  | Unknown, Non-Lead | 2012 | Yes |  | 2023-09-14 |  | Non-lead
203536 | 22912 BLACKBEARD LN |  | Unknown, Non-Lead | Yes |  | 2022-04-04 |  | Unknown, Non-Lead | 2012 | Yes |  | 2022-04-04 |  | Non-lead
203538 | 8 S BLACKWATER LN |  | Unknown, Non-Lead | No |  |  |  | Unknown, Non-Lead | 2014 | No |  |  |  | Non-lead
203541 | 135 PACIFIC AVE |  | Polytube | Yes |  | 2022-07-20 |  | PVC | 1986 | Yes |  | 2022-07-20 |  | Non-lead
203543 | 1078 PICARD LN |  | Unknown, Non-Lead | Yes |  | 2024-04-26 |  | PVC | 2012 | Yes |  | 2024-04-26 |  | Non-lead
203544 | GARAGE 139 GIMPY GULCH DR |  | Unknown, Non-Lead | Yes |  | 2021-09-02 |  | Unknown, Non-Lead | 2006 | Yes |  | 2021-09-02 |  | Non-lead
203548 | HYDRANT LK-085 BOCA CHICA RD & JAY LN LN |  | Unknown, Non-Lead | Yes |  | 2022-08-17 |  | No Piping | Vacant | Yes |  | 2022-08-17 |  | Non-lead
203549 | HYDRANT KW-115 SOUTHARD & THOMAS ST |  | Unknown, Non-Lead | No |  |  |  | No Piping | Vacant | No |  |  |  | Non-lead
203551 | HOUSE 2 139 GIMPY GULCH DR |  | Unknown, Non-Lead | Yes |  | 2021-09-02 |  | Unknown, Non-Lead | 2006 | Yes |  | 2021-09-02 |  | Non-lead
203552 | POOL 139 GIMPY GULCH DR |  | Unknown, Non-Lead | Yes |  | 2021-09-02 |  | Unknown, Non-Lead | 2006 | Yes |  | 2021-09-02 |  | Non-lead
203556 | FLAMINGO 1 2 3 21 SOMBRERO Blvd |  | Polytube | Yes |  | 2023-03-02 |  | PVC | 1970 | Yes |  | 2023-03-02 |  | Non-lead
203557 | 1008 DOVE RD |  | Unknown, Non-Lead | Yes |  | 2021-10-12 |  | PVC | 2013 | Yes |  | 2021-10-12 |  | Non-lead
203558 | 950 80TH ST OCEAN |  | Polytube | Yes |  | 2023-04-19 |  | PVC | 2012 | Yes |  | 2023-04-19 |  | Non-lead
203559 | 138 E SANDY CIRCLE |  | Polytube | Yes |  | 2024-02-23 |  | PVC | 1986 | Yes |  | 2024-02-23 |  | Non-lead
203562 | 29461 INDEPENDENCE AVE |  | Unknown, Non-Lead | No |  |  |  | Unknown, Non-Lead | 2014 | No |  |  |  | Non-lead
203563 | 103 WINDY POINT Cir |  | Unknown, Non-Lead | Yes |  | 2022-04-25 |  | Unknown, Non-Lead | 2015 | Yes |  | 2022-04-25 |  | Non-lead
203564 | 17 OCEAN EAST LN |  | Polytube | Yes |  | 2023-09-22 |  | PVC | 1972 | Yes |  | 2023-09-22 |  | Non-lead
203565 | 370 AVE C |  | Unknown, Non-Lead | Yes |  | 2018-07-31 |  | Unknown, Non-Lead | 2012 | Yes |  | 2018-07-31 |  | Non-lead
203566 | 331 AVE D |  | Unknown, Non-Lead | Yes |  | 2022-12-29 |  | Unknown, Non-Lead | 2012 | Yes |  | 2022-12-29 |  | Non-lead
203571 | X HYDRANT US 1 & COLLEGE RD |  | Unknown, Non-Lead | No |  |  |  | No Piping | Vacant | No |  |  |  | Non-lead
203573 | 42 N BOUNTY LN |  | Unknown, Non-Lead | No |  |  |  | Unknown, Non-Lead | 2015 | No |  |  |  | Non-lead
203574 | 105230 OVERSEAS HWY |  | Polytube | Yes |  | 2023-05-04 |  | PVC | 1986 | Yes |  | 2023-05-04 |  | Non-lead
203575 | 175 BAHAMA AVE |  | Unknown, Non-Lead | No |  |  |  | Unknown, Non-Lead | 2012 | No |  |  |  | Non-lead
203577 | A-936 C INTREPID AVE |  | Unknown | Yes |  | 2023-07-18 |  | Unknown |  | Yes |  | 2023-07-18 |  | Lead Status Unknown
203578 | 398 LAGUNA AVE |  | Unknown, Non-Lead | Yes |  | 2023-01-04 |  | Unknown, Non-Lead | 2013 | Yes |  | 2023-01-04 |  | Non-lead
203579 | 1 ROCK HARBOR DR |  | Polytube | Yes |  | 2025-02-20 |  | Copper | 2012 | Yes |  | 2021-06-03 |  | Non-lead
203580 | MASTER TAP 237 FKAA 11TH ST TAP |  | Stainless | Yes |  | 2022-11-30 |  | Stainless |  | Yes |  | 2022-11-30 |  | Non-lead
203581 | 1137 BASQUE LN |  | Polytube | Yes |  | 2023-02-02 |  | PVC | 2018 | Yes |  | 2023-02-02 |  | Non-lead
203582 | 1156 HAKLUYT LN |  | Polytube | Yes |  | 2024-10-02 |  | PVC | 1987 | Yes |  | 2024-10-02 |  | Non-lead
203583 | 1200 6TH ST |  | Polytube | Yes |  | 2022-08-12 |  | PVC | 1928 | Yes |  | 2022-08-12 |  | Non-lead
203585 | 766 MUSA DR |  | Unknown, Non-Lead | Yes |  | 2017-06-16 |  | Unknown, Non-Lead | 2013 | Yes |  | 2017-06-16 |  | Non-lead
203586 | L32 B6 29421 INDEPENDENCE AVE |  | Polytube | Yes |  | 2023-08-21 |  | PVC | 1974 | Yes |  | 2023-08-21 |  | Non-lead
203587 | 701 9TH ST |  | Polytube | Yes |  | 2022-10-22 |  | PVC | 1976 | Yes |  | 2022-10-22 |  | Non-lead
203588 | 22938 JOHN AVERY LN |  | Unknown, Non-Lead | No |  |  |  | Unknown, Non-Lead | 2012 | No |  |  |  | Non-lead
203590 | IRRIGATION 49 COCO PLUM DR |  | Polytube | Yes |  | 2024-09-27 |  | PVC |  | Yes |  | 2024-09-27 |  | Non-lead
203592 | 16 ATLANTIC BLVD |  | Polytube | Yes |  | 2024-08-15 |  | PVC | 2012 | Yes |  | 2024-08-15 |  | Non-lead
203595 | 29439 SARATOGA LN |  | Unknown, Non-Lead | No |  |  |  | Unknown, Non-Lead | 2013 | No |  |  |  | Non-lead
203598 | HYDRANT MDK-029 SCHOONER DR & W SEAVIEW DR |  | Ductile Iron | Yes |  | 2022-10-22 |  | None |  | Yes |  | 2022-10-22 |  | Non-lead
203599 | 123 ROYAL LN |  | PVC | No |  |  |  | PVC | 2015 | No |  |  |  | Non-lead
203600 | 163 SIOUX ST |  | Unknown, Non-Lead | Yes |  | 2019-04-26 |  | Unknown, Non-Lead | 2004 | Yes |  | 2019-04-26 |  | Non-lead
203602 | 1042 ADAMS DR |  | Polytube | Yes |  | 2023-01-19 |  | PVC | 2013 | Yes |  | 2023-01-19 |  | Non-lead
203606 | 171 W INDIES DR |  | Unknown, Non-Lead | No |  |  |  | Unknown, Non-Lead | 1996 | No |  |  |  | Non-lead
203608 | HYDRANT KW-232 N ROOSEVELT & PALM -SHELL SIDE BLVD |  | None | Yes |  | 2022-08-31 |  | None |  | Yes |  | 2022-08-31 |  | Non-lead
203609 | 21 LUNA LN |  | Polytube | Yes |  | 2023-07-31 |  | PVC | 1962 | Yes |  | 2023-07-31 |  | Non-lead
203610 | 41 BONEFISH AVE |  | Unknown, Non-Lead | Yes |  | 2017-04-05 |  | Unknown, Non-Lead | 2013 | Yes |  | 2017-04-05 |  | Non-lead
203611 | 1515 BLUEFIN DR |  | Unknown, Non-Lead | Yes |  | 2021-09-17 |  | Unknown, Non-Lead | 2012 | Yes |  | 2021-09-17 |  | Non-lead
203612 | 9401 OVERSEAS HWY |  | Polytube | Yes |  | 2024-10-01 |  | PVC | 1953 | Yes |  | 2024-10-01 |  | Non-lead
203614 | 172 BAHAMA AVE |  | Unknown, Non-Lead | Yes |  | 2020-03-30 |  | PVC | 2012 | Yes |  | 2020-03-30 |  | Non-lead
203616 | SI-079 SI-079 SHRIMP -BETWEEN 699 & 700 OPP RD |  | Unknown, Non-Lead | No |  |  |  | No Piping | Vacant | No |  |  |  | Non-lead
203617 | 22707 BLACKBEARD LANE |  | Polytube | Yes |  | 2022-09-29 |  | PVC | 2013 | Yes |  | 2022-09-29 |  | Non-lead
203619 | 861 ELLEN DR |  | Unknown, Non-Lead | Yes |  | 2024-08-28 |  | Unknown, Non-Lead | 2013 | Yes |  | 2024-08-28 |  | Non-lead
203621 | # 505 24 DOCKSIDE LN |  | Unknown, Non-Lead | Yes |  | 2019-09-26 |  | Unknown, Non-Lead | 1999 | Yes |  | 2019-09-26 |  | Non-lead
203624 | 1300 ATLANTIC DR |  | Polytube | Yes |  | 2022-10-17 |  | PVC | 2014 | Yes |  | 2022-10-17 |  | Non-lead
203625 | 201 NAUTILIS ST |  | Unknown, Non-Lead | Yes |  | 2020-06-03 |  | PVC | 2020 | Yes |  | 2020-06-03 |  | Non-lead
203626 | 51 BLACKWOOD DR |  | Polytube | Yes |  | 2022-06-23 |  | PVC | 1975 | Yes |  | 2022-06-23 |  | Non-lead
203629 | 16840 TAMARIND RD |  | Unknown, Non-Lead | No |  |  |  | Unknown, Non-Lead | 2014 | No |  |  |  | Non-lead
203632 | 6451 6TH ST |  | Polytube | Yes |  | 2023-08-29 |  | PVC | 1969 | Yes |  | 2023-08-29 |  | Non-lead
203637 | 28547 PEG LEG RD |  | Unknown, Non-Lead | Yes |  | 2023-11-28 |  | Unknown, Non-Lead | 2013 | Yes |  | 2023-11-28 |  | Non-lead
203639 | 1021 SNAPPER LN |  | Polytube | Yes |  | 2022-06-09 |  | PVC | 1987 | Yes |  | 2022-06-09 |  | Non-lead
203642 | 781 11TH ST |  | Unknown, Non-Lead | Yes |  | 2024-01-18 |  | PVC | 2013 | Yes |  | 2024-01-18 |  | Non-lead
203643 | 22839 BLACKBEARD LN |  | Unknown, Non-Lead | Yes |  | 2020-11-03 |  | Unknown, Non-Lead | 2017 | Yes |  | 2020-11-03 |  | Non-lead
203646 | 3 SOUTH EXUMA RD |  | Unknown, Non-Lead | No |  |  |  | Unknown, Non-Lead | 2014 | No |  |  |  | Non-lead
203647 | HYDRANT UK4-021 PUEBLO ST & SEMINOLE AVE |  | Unknown, Non-Lead | Yes |  | 2022-10-11 |  | No Piping | Vacant | Yes |  | 2022-10-11 |  | Non-lead
203648 | 457 95TH ST |  | Polytube | Yes |  | 2023-03-28 |  | PVC | 1969 | Yes |  | 2023-03-28 |  | Non-lead
203651 | 825 GULF DR |  | Unknown, Non-Lead | No |  |  |  | Unknown, Non-Lead | 2013 | No |  |  |  | Non-lead
203654 | 5220 OVERSEAS HWY |  | Polytube | Yes |  | 2023-03-08 |  | PVC | 1958 | Yes |  | 2023-03-08 |  | Non-lead
203655 | 30342 OVERSEAS HWY |  | Polytube | Yes |  | 2022-12-08 |  | PVC | 1979 | Yes |  | 2022-12-08 |  | Non-lead
203657 | 122 SPOONBILL RD |  | Polytube | Yes |  | 2022-06-13 |  | PVC | 2009 | Yes |  | 2022-06-13 |  | Non-lead
203658 | HYDRANT MK-150 13201 OVERSEAS OLD HOLIDAY HWY |  | Unknown, Non-Lead | Yes |  | 2022-10-22 |  | No Piping | Vacant | Yes |  | 2022-10-22 |  | Non-lead
203661 | 110 BESSIE RD |  | Polytube | Yes |  | 2022-05-17 |  | Copper | 2010 | Yes |  | 2022-05-17 |  | Non-lead
203671 | HYDRANT UK4-036 WOODS AVE & GARDENIA ST |  | Unknown, Non-Lead | Yes |  | 2022-06-21 |  | No Piping | Vacant | Yes |  | 2022-06-21 |  | Non-lead
203674 | 161 PLANTATION SHORES DR |  | Polytube | Yes |  | 2023-04-12 |  | PVC | 2013 | Yes |  | 2023-04-12 |  | Non-lead
203677 | 280 1ST ST |  | Polytube | Yes |  | 2023-06-26 |  | PVC | 2016 | Yes |  | 2023-06-26 |  | Non-lead
203678 | A-324 FORRESTAL AVE |  | Polytube | Yes |  | 2023-08-15 |  | Copper |  | Yes |  | 2023-08-15 |  | Non-lead
203679 | HYDRANT MDK-004 SUNSET VILLAGE APT #5056 |  | Unknown, Non-Lead | No |  |  |  | Unknown, Non-Lead | 1998 | No |  |  |  | Non-lead
203681 | 23 EMERALD DR |  | Unknown, Non-Lead | Yes |  | 2024-10-07 |  | Unknown, Non-Lead | 2013 | Yes |  | 2024-10-07 |  | Non-lead
203684 | 354 S AIRPORT DR |  | Unknown, Non-Lead | Yes |  | 2024-03-25 |  | Unknown, Non-Lead | 2013 | Yes |  | 2024-03-25 |  | Non-lead
203686 | 131 COCO PLUM DR |  | Unknown, Non-Lead | Yes |  | 2021-08-09 |  | Unknown, Non-Lead | 2014 | Yes |  | 2021-08-09 |  | Non-lead
203688 | 23 CENTER LN |  | Polytube | Yes |  | 2023-11-30 |  | PVC | 1986 | Yes |  | 2023-11-30 |  | Non-lead
203691 | 442 LIME DR |  | Unknown, Non-Lead | No |  |  |  | Unknown, Non-Lead | 2013 | No |  |  |  | Non-lead
203693 | 27315 GUADALOUPE LN |  | Unknown, Non-Lead | Yes |  | 2024-07-29 |  | PVC | 2013 | Yes |  | 2024-07-29 |  | Non-lead
203694 | 1147 CAMINO DEL VIENTOS ST |  | Unknown, Non-Lead | No |  |  |  | Unknown, Non-Lead | 2014 | No |  |  |  | Non-lead
203695 | 27424 GUADALOUPE LN |  | Unknown, Non-Lead | No |  |  |  | Unknown, Non-Lead | 2013 | No |  |  |  | Non-lead
203696 | 48 SUNSET KEY DR |  | Unknown, Non-Lead | Yes |  | 2017-02-23 |  | Unknown, Non-Lead | 2013 | Yes |  | 2017-02-23 |  | Non-lead
203698 | 170 13TH STREET |  | Unknown, Non-Lead | Yes |  | 2024-01-25 |  | Unknown, Non-Lead | 2013 | Yes |  | 2024-01-25 |  | Non-lead
203699 | . N BAY HARBOR DR |  | Polytube | Yes |  | 2022-07-21 |  | PVC | 2013 | Yes |  | 2022-07-21 |  | Non-lead
203700 | 86004 OVERSEAS HWY |  | Polytube | Yes |  | 2024-05-22 |  | PVC | 2013 | Yes |  | 2024-05-22 |  | Non-lead
203702 | 5655 MACDONALD AVE |  | Unknown, Non-Lead | Yes |  | 2023-06-07 |  | Unknown, Non-Lead | 2013 | Yes |  | 2023-06-07 |  | Non-lead
203703 | HYDRANT KW-171 NORTHSIDE DR & 14TH ST |  | Unknown, Non-Lead | Yes |  | 2022-06-13 |  | Unknown, Non-Lead | 2013 | Yes |  | 2022-06-13 |  | Non-lead
203704 | HYDRANT 94825 OVERSEAS HWY |  | None | Yes |  | 2022-07-21 |  | None | 2013 | Yes |  | 2022-07-21 |  | Non-lead
203706 | 2944 DOLPHIN DR |  | Polytube | Yes |  | 2023-01-30 |  | PVC | 1957 | Yes |  | 2023-01-30 |  | Non-lead
203707 | 118 S BAHAMA DR |  | Polytube | Yes |  | 2024-04-22 |  | PVC | 2013 | Yes |  | 2024-04-22 |  | Non-lead
203708 | 911 RED BIRD RD |  | Unknown, Non-Lead | Yes |  | 2022-06-14 |  | PVC | 2013 | Yes |  | 2022-06-14 |  | Non-lead
203709 | 917 RED BIRD RD |  | Unknown, Non-Lead | Yes |  | 2022-01-21 |  | Unknown, Non-Lead | 2014 | Yes |  | 2022-01-21 |  | Non-lead
203710 | APT A 1125 GILMORE DR |  | Polytube | No |  |  |  | PVC | 1965 | No |  |  |  | Non-lead
203712 | 20 BLUEWATER DR |  | Unknown, Non-Lead | No |  |  |  | Unknown, Non-Lead | 2014 | No |  |  |  | Non-lead
203714 | HYDRANT UK4-046 BEACH RD & OLD HWY |  | Polytube | Yes |  | 2022-07-11 |  | PVC | 2013 | Yes |  | 2022-07-11 |  | Non-lead
203715 | HYDRANT LYT-010 N LAYTON DR & US1 HWY |  | Ductile Iron | Yes |  | 2023-02-03 |  | Unknown, Non-Lead | 2013 | Yes |  | 2023-02-03 |  | Non-lead
203716 | FIRE STATION 59265 OVERSEAS HWY |  | Unknown, Non-Lead | Yes |  | 2023-05-11 |  | Cast Iron | 2013 | Yes |  | 2023-05-11 |  | Non-lead
203717 | APT 3 1402 VERNON AVE |  | Polytube | Yes |  | 2023-04-25 |  | PVC | 1888 | Yes |  | 2023-04-25 |  | Non-lead
203718 | APT 2 1402 VERNON AVE |  | Polytube | Yes |  | 2023-04-25 |  | PVC | 1888 | Yes |  | 2023-04-25 |  | Non-lead
203719 | MASTER MTR INSIDE FEN TRUMAN AND FORT NAVY S |  | Unknown, Non-Lead | Yes |  | 2023-03-28 |  | Unknown, Non-Lead | 2013 | Yes |  | 2023-03-28 |  | Non-lead
203720 | APT A&B 512 DEKALB AVE |  | Polytube | Yes |  | 2023-12-11 |  | Polytube | 1953 | Yes |  | 2023-12-11 |  | Non-lead
203721 | APT C & D 512 DEKALB AVE |  | Polytube | No |  |  |  | Polytube | 1953 | No |  |  |  | Non-lead
203722 | APT A & B 513 DEKALB AVE |  | Polytube | No |  |  |  | Polytube | 1953 | No |  |  |  | Non-lead
203723 | APT C & D 513 DEKALB AVE |  | Polytube | No |  |  |  | Polytube | 1953 | No |  |  |  | Non-lead
203724 | APT A & B 511 DEKALB AVE |  | Polytube | No |  |  |  | Polytube | 1953 | No |  |  |  | Non-lead
203725 | APT C & D 511 DEKALB AVE |  | Polytube | No |  |  |  | Polytube | 1953 | No |  |  |  | Non-lead
203726 | APT A & B 510 DEKALB AVE |  | Cast Iron | Yes |  | 2020-07-06 |  | PVC | 1953 | Yes |  | 2020-07-06 |  | Non-lead
203727 | APT C & D 510 DEKALB AVE |  | Polytube | No |  |  |  | Polytube | 1953 | No |  |  |  | Non-lead
203728 | APT A & B 506 DEKALB AVE |  | Polytube | No |  |  |  | Polytube | 1953 | No |  |  |  | Non-lead
203729 | APT C & D 506 DEKALB AVE |  | Polytube | No |  |  |  | Polytube | 1953 | No |  |  |  | Non-lead
203730 | APT A & B 507 DEKALB AVE |  | Polytube | Yes |  | 2024-06-25 |  | Polytube | 1953 | Yes |  | 2024-06-25 |  | Non-lead
203731 | APT C & D 507 DEKALB AVE |  | Polytube | Yes |  | 2017-09-28 |  | Polytube | 1953 | Yes |  | 2017-09-28 |  | Non-lead
203733 | 112 FITZPATRICK ST |  | Polytube | Yes |  | 2023-07-19 |  | Copper | 1934 | Yes |  | 2023-07-19 |  | Non-lead
203735 | (DOCK) SOUTH DR |  | Unknown, Non-Lead | Yes |  | 2024-06-27 |  | Unknown, Non-Lead | 2013 | Yes |  | 2024-06-27 |  | Non-lead
203736 | TEMP MTR 17TH & N ROOSEVELT (BAYSIDE SUITES) BLVD |  | None | Yes |  | 2023-05-04 |  | None | 2014 | Yes |  | 2023-05-04 |  | Non-lead
203737 | 1117 BASQUE LN |  | Unknown, Non-Lead | No |  |  |  | Unknown, Non-Lead | 2013 | No |  |  |  | Non-lead
203739 | 922 LAPALOMA RD |  | Unknown, Non-Lead | No |  |  |  | Unknown, Non-Lead | 2013 | No |  |  |  | Non-lead
203740 | 23 E FIRST ST |  | Unknown, Non-Lead | Yes |  | 2024-04-23 |  | PVC | 2013 | Yes |  | 2024-04-23 |  | Non-lead
203743 | 578 BOYD DR |  | Polytube | Yes |  | 2022-05-20 |  | PVC | 2015 | Yes |  | 2022-05-20 |  | Non-lead
203744 | 11990 OVERSEAS HWY |  | Polytube | Yes |  | 2024-02-20 |  | Copper | 1973 | Yes |  | 2024-02-20 |  | Non-lead
203749 | LOCATION WATER MAIN X SHRIMP RD |  | Unknown, Non-Lead | No |  |  |  | No Piping | 1968 | No |  |  |  | Non-lead
203750 | 330 OLEANDER DR |  | Unknown, Non-Lead | Yes |  | 2022-03-09 |  | Unknown, Non-Lead | 2013 | Yes |  | 2022-03-09 |  | Non-lead
203751 | 5031 5TH AVE |  | Unknown, Non-Lead | No |  |  |  | No Piping | 1960 | No |  |  |  | Non-lead
203752 | 29030 MARIGOLD DR |  | Unknown, Non-Lead | Yes |  | 2024-09-09 |  | Unknown, Non-Lead | 2013 | Yes |  | 2024-09-09 |  | Non-lead
203754 | 346 STIRRUP KEY BLVD |  | Unknown, Non-Lead | Yes |  | 2022-05-11 |  | PVC | 2021 | Yes |  | 2022-05-11 |  | Non-lead
203756 | 1112 STICKNEY LN |  | Unknown, Non-Lead | Yes |  | 2019-04-30 |  | Unknown, Non-Lead | 1997 | Yes |  | 2019-04-30 |  | Non-lead
203762 | 1133 VON PHISTER ST |  | Polytube | Yes |  | 2022-11-04 |  | PVC | 1948 | Yes |  | 2022-11-04 |  | Non-lead
203763 | 400 AVE B |  | Polytube | Yes |  | 2024-07-30 |  | PVC | 2013 | Yes |  | 2024-07-30 |  | Non-lead
203765 | COMMON AREA 5031 5TH AVE |  | Polytube | Yes |  | 2024-04-17 |  | Polytube | 2013 | Yes |  | 2024-04-17 |  | Non-lead
203766 | UNIT 35 5031 5TH AVE |  | Polytube | Yes |  | 2023-03-08 |  | Polytube | 2013 | Yes |  | 2023-03-08 |  | Non-lead
203767 | UNIT 36 5031 5TH AVE |  | Polytube | Yes |  | 2024-06-04 |  | Polytube | 2013 | Yes |  | 2024-06-04 |  | Non-lead
203768 | UNIT 37 5031 5TH AVE |  | Polytube | Yes |  | 2023-03-07 |  | PVC | 2013 | Yes |  | 2023-03-07 |  | Non-lead
203769 | UNIT 38 5031 5TH AVE |  | Polytube | Yes |  | 2023-03-07 |  | PVC | 2013 | Yes |  | 2023-03-07 |  | Non-lead
203770 | UNIT 39 5031 5TH AVE |  | Polytube | Yes |  | 2023-09-27 |  | Polytube | 2013 | Yes |  | 2023-09-27 |  | Non-lead
203771 | UNIT 40 5031 5TH AVE |  | Polytube | Yes |  | 2023-03-08 |  | Polytube | 2013 | Yes |  | 2023-03-08 |  | Non-lead
203772 | UNIT 41 5031 5TH AVE |  | Polytube | Yes |  | 2023-03-07 |  | PVC | 2013 | Yes |  | 2023-03-07 |  | Non-lead
203773 | UNIT 42 5031 5TH AVE |  | Polytube | Yes |  | 2023-03-07 |  | PVC | 2013 | Yes |  | 2023-03-07 |  | Non-lead
203774 | UNIT 43 5031 5TH AVE |  | Polytube | Yes |  | 2023-03-08 |  | Polytube | 2013 | Yes |  | 2023-03-08 |  | Non-lead
203775 | UNIT 44 5031 5TH AVE |  | Polytube | Yes |  | 2024-06-25 |  | Polytube | 2013 | Yes |  | 2024-06-25 |  | Non-lead
203776 | UNIT 45 5031 5TH AVE |  | Polytube | Yes |  | 2024-02-28 |  | Polytube | 2013 | Yes |  | 2024-02-28 |  | Non-lead
203777 | UNIT 46 5031 5TH AVE |  | Polytube | Yes |  | 2023-03-08 |  | Polytube | 2013 | Yes |  | 2023-03-08 |  | Non-lead
203778 | UNIT 47 5031 5TH AVE |  | Polytube | Yes |  | 2024-05-06 |  | Polytube | 2013 | Yes |  | 2024-05-06 |  | Non-lead
203779 | UNIT 48 5031 5TH AVE |  | Polytube | Yes |  | 2023-03-08 |  | Polytube | 2013 | Yes |  | 2023-03-08 |  | Non-lead
203780 | UNIT 49 5031 5TH AVE |  | Polytube | Yes |  | 2023-03-08 |  | Polytube | 2013 | Yes |  | 2023-03-08 |  | Non-lead
203781 | UNIT 50 5031 5TH AVE |  | Polytube | Yes |  | 2023-01-25 |  | Polytube | 2013 | Yes |  | 2023-01-25 |  | Non-lead
203782 | UNIT 51 5031 5TH AVE |  | Polytube | Yes |  | 2024-04-29 |  | Polytube | 2013 | Yes |  | 2024-04-29 |  | Non-lead
203783 | UNIT 52 5031 5TH AVE |  | Polytube | Yes |  | 2023-03-08 |  | Polytube | 2013 | Yes |  | 2023-03-08 |  | Non-lead
203784 | UNIT 53 5031 5TH AVE |  | Polytube | Yes |  | 2023-03-08 |  | Polytube | 2013 | Yes |  | 2023-03-08 |  | Non-lead
203785 | UNIT 54 5031 5TH AVE |  | Polytube | Yes |  | 2023-03-08 |  | Polytube | 2013 | Yes |  | 2023-03-08 |  | Non-lead
203786 | UNIT 55 5031 5TH AVE |  | Polytube | Yes |  | 2023-03-10 |  | Polytube | 2013 | Yes |  | 2023-03-10 |  | Non-lead
203789 | 1019 SNAPPER LN |  | Unknown, Non-Lead | No |  |  |  | Unknown, Non-Lead | 2013 | No |  |  |  | Non-lead
203791 | UNIT 22 5031 5TH AVE |  | Polytube | Yes |  | 2022-10-24 |  | Polytube | 2013 | Yes |  | 2022-10-24 |  | Non-lead
203792 | UNIT 23 5031 5TH AVE |  | Polytube | Yes |  | 2023-01-25 |  | Polytube | 2013 | Yes |  | 2023-01-25 |  | Non-lead
203793 | UNIT 24 5031 5TH AVE |  | Polytube | Yes |  | 2022-07-28 |  | Polytube | 2013 | Yes |  | 2022-07-28 |  | Non-lead
203794 | UNIT 25 5031 5TH AVE |  | Polytube | Yes |  | 2023-03-10 |  | Polytube | 2013 | Yes |  | 2023-03-10 |  | Non-lead
203795 | UNIT 26 5031 5TH AVE |  | Polytube | Yes |  | 2023-06-30 |  | Polytube | 2013 | Yes |  | 2023-06-30 |  | Non-lead
203796 | UNIT 27 5031 5TH AVE |  | Polytube | Yes |  | 2023-03-10 |  | Polytube | 2013 | Yes |  | 2023-03-10 |  | Non-lead
203797 | UNIT 28 5031 5TH AVE |  | Unknown, Non-Lead | No |  |  |  | Unknown, Non-Lead | 2008 | No |  |  |  | Non-lead
203798 | UNIT 29 5031 5TH AVE |  | Polytube | Yes |  | 2023-03-10 |  | Polytube | 2013 | Yes |  | 2023-03-10 |  | Non-lead
203799 | UNIT 30 5031 5TH AVE |  | Polytube | Yes |  | 2023-03-10 |  | Polytube | 2013 | Yes |  | 2023-03-10 |  | Non-lead
203800 | UNIT 31 5031 5TH AVE |  | Polytube | Yes |  | 2022-11-21 |  | Polytube | 1960 | Yes |  | 2022-11-21 |  | Non-lead
203801 | UNIT 32 5031 5TH AVE |  | Polytube | Yes |  | 2023-03-10 |  | Polytube | 2013 | Yes |  | 2023-03-10 |  | Non-lead
203802 | UNIT 33 5031 5TH AVE |  | Polytube | Yes |  | 2023-03-10 |  | Polytube | 2013 | Yes |  | 2023-03-10 |  | Non-lead
203804 | UNIT 34 5031 5TH AVE |  | Polytube | Yes |  | 2023-03-10 |  | Polytube | 2013 | Yes |  | 2023-03-10 |  | Non-lead
203806 | 64 SE MARLIN AVE |  | Unknown, Non-Lead | No |  |  |  | Unknown, Non-Lead | 2013 | No |  |  |  | Non-lead
203807 | 22 CENTER LN |  | Unknown, Non-Lead | No |  |  |  | Unknown, Non-Lead | 2013 | No |  |  |  | Non-lead
203808 | 803 2ND ST |  | Unknown, Non-Lead | No |  |  |  | Unknown, Non-Lead | 2013 | No |  |  |  | Non-lead
203810 | UNIT 56 5031 5TH AVE |  | Polytube | Yes |  | 2024-10-01 |  | Polytube | 2013 | Yes |  | 2024-10-01 |  | Non-lead
203811 | UNIT 57 5031 5TH AVE |  | Polytube | Yes |  | 2023-03-10 |  | Polytube | 2013 | Yes |  | 2023-03-10 |  | Non-lead
203812 | UNIT 58 5031 5TH AVE |  | Polytube | Yes |  | 2022-05-27 |  | Polytube | 2013 | Yes |  | 2022-05-27 |  | Non-lead
203813 | UNIT 59 5031 5TH AVE |  | Polytube | Yes |  | 2023-03-10 |  | Polytube | 2013 | Yes |  | 2023-03-10 |  | Non-lead
203814 | UNIT 60 5031 5TH AVE |  | Polytube | Yes |  | 2023-03-08 |  | Polytube | 2013 | Yes |  | 2023-03-08 |  | Non-lead
203815 | UNIT 61 5031 5TH AVE |  | Polytube | Yes |  | 2024-04-16 |  | Polytube | 2013 | Yes |  | 2024-04-16 |  | Non-lead
203816 | UNIT 62 5031 5TH AVE |  | Polytube | Yes |  | 2023-03-08 |  | Polytube | 2013 | Yes |  | 2023-03-08 |  | Non-lead
203817 | UNIT 63 5031 5TH AVE |  | Polytube | Yes |  | 2023-03-08 |  | Polytube | 2013 | Yes |  | 2023-03-08 |  | Non-lead
203818 | UNIT 64 5031 5TH AVE |  | Polytube | Yes |  | 2023-09-27 |  | Polytube | 2013 | Yes |  | 2023-09-27 |  | Non-lead
203819 | UNIT 65 5031 5TH AVE |  | Polytube | Yes |  | 2023-03-08 |  | Polytube | 2013 | Yes |  | 2023-03-08 |  | Non-lead
203820 | UNIT 66 5031 5TH AVE |  | Polytube | Yes |  | 2023-03-10 |  | Polytube | 2013 | Yes |  | 2023-03-10 |  | Non-lead
203821 | UNIT 67 5031 5TH AVE |  | Polytube | Yes |  | 2023-03-10 |  | Polytube | 2013 | Yes |  | 2023-03-10 |  | Non-lead
203822 | UNIT 68 5031 5TH AVE |  | Polytube | Yes |  | 2023-03-10 |  | Polytube | 2013 | Yes |  | 2023-03-10 |  | Non-lead
203823 | UNIT 69 5031 5TH AVE |  | Polytube | Yes |  | 2023-03-10 |  | Polytube | 2013 | Yes |  | 2023-03-10 |  | Non-lead
203824 | UNIT 70 5031 5TH AVE |  | Unknown, Non-Lead | No |  |  |  | Unknown, Non-Lead | 2008 | No |  |  |  | Non-lead
203825 | UNIT 71 5031 5TH AVE |  | Polytube | Yes |  | 2023-03-10 |  | Polytube | 2013 | Yes |  | 2023-03-10 |  | Non-lead
203826 | UNIT 72 5031 5TH AVE |  | Polytube | Yes |  | 2024-09-11 |  | Polytube | 2013 | Yes |  | 2024-09-11 |  | Non-lead
203827 | UNIT 73 5031 5TH AVE |  | Polytube | Yes |  | 2022-10-26 |  | PVC | 2013 | Yes |  | 2022-10-26 |  | Non-lead
203828 | UNIT 74 5031 5TH AVE |  | Polytube | Yes |  | 2025-01-31 |  | Polytube | 2008 | Yes |  | 2025-01-31 |  | Non-lead
203829 | UNIT 75 5031 5TH AVE |  | Polytube | Yes |  | 2023-03-10 |  | Polytube | 2013 | Yes |  | 2023-03-10 |  | Non-lead
203830 | UNIT 76 5031 5TH AVE |  | Polytube | Yes |  | 2024-08-30 |  | Polytube | 2013 | Yes |  | 2024-08-30 |  | Non-lead
203831 | UNIT 77 5031 5TH AVE |  | Polytube | Yes |  | 2023-09-27 |  | Polytube | 2013 | Yes |  | 2023-09-27 |  | Non-lead
203832 | UNIT 78 5031 5TH AVE |  | Unknown, Non-Lead | No |  |  |  | Unknown, Non-Lead | 2008 | No |  |  |  | Non-lead
203833 | UNIT 79 5031 5TH AVE |  | Polytube | Yes |  | 2023-03-10 |  | Polytube | 2013 | Yes |  | 2023-03-10 |  | Non-lead
203837 | 1053 HAWKSBILL LN |  | Polytube | Yes |  | 2024-09-05 |  | PVC | 1977 | Yes |  | 2024-09-05 |  | Non-lead
203838 | 109 VALENCIA DR |  | Polytube | Yes |  | 2022-05-06 |  | PVC | 2016 | Yes |  | 2022-05-06 |  | Non-lead
203844 | 723 TRINIDAD LN |  | Unknown, Non-Lead | No |  |  |  | Unknown, Non-Lead | 2015 | No |  |  |  | Non-lead
203848 | UNIT 1 77521 OVERSEAS HWY |  | Unknown, Non-Lead | Yes |  | 2019-01-14 |  | Unknown, Non-Lead | 2016 | Yes |  | 2019-01-14 |  | Non-lead
203849 | UNIT 2 77521 OVERSEAS HWY |  | Unknown, Non-Lead | Yes |  | 2020-02-26 |  | Unknown, Non-Lead | 2016 | Yes |  | 2020-02-26 |  | Non-lead
203850 | UNIT 3 77521 OVERSEAS HWY |  | Unknown, Non-Lead | No |  |  |  | Unknown, Non-Lead | 2016 | No |  |  |  | Non-lead
203851 | UNIT 4 77521 OVERSEAS HWY |  | Polytube | Yes |  | 2022-11-18 |  | PVC | 2016 | Yes |  | 2022-11-18 |  | Non-lead
203852 | UNIT 5 77521 OVERSEAS HWY |  | Unknown, Non-Lead | Yes |  | 2021-03-17 |  | Unknown, Non-Lead | 2016 | Yes |  | 2021-03-17 |  | Non-lead
203853 | UNIT 6 77521 OVERSEAS HWY |  | Unknown, Non-Lead | Yes |  | 2020-08-13 |  | Unknown, Non-Lead | 2016 | Yes |  | 2020-08-13 |  | Non-lead
203854 | UNIT 7 77521 OVERSEAS HWY |  | Unknown, Non-Lead | Yes |  | 2019-02-08 |  | Unknown, Non-Lead | 2016 | Yes |  | 2019-02-08 |  | Non-lead
203855 | UNIT 8 77521 OVERSEAS HWY |  | Unknown, Non-Lead | Yes |  | 2021-11-30 |  | Unknown, Non-Lead | 2016 | Yes |  | 2021-11-30 |  | Non-lead
203856 | UNIT 9 77521 OVERSEAS HWY |  | Unknown, Non-Lead | Yes |  | 2021-08-16 |  | Unknown, Non-Lead | 2016 | Yes |  | 2021-08-16 |  | Non-lead
203857 | UNIT 10 77521 OVERSEAS HWY |  | Unknown, Non-Lead | No |  |  |  | Unknown, Non-Lead | 2016 | No |  |  |  | Non-lead
203858 | UNIT 11 77521 OVERSEAS HWY |  | Unknown, Non-Lead | Yes |  | 2022-07-21 |  | Unknown, Non-Lead | 2016 | Yes |  | 2022-07-21 |  | Non-lead
203859 | UNIT 12 77521 OVERSEAS HWY |  | Unknown, Non-Lead | Yes |  | 2021-04-20 |  | Unknown, Non-Lead | 2016 | Yes |  | 2021-04-20 |  | Non-lead
203860 | 304 FRONT ST |  | Polytube | Yes |  | 2023-08-09 |  | Polytube | 1963 | Yes |  | 2023-08-09 |  | Non-lead
203862 | IRRIGATION 77521 OVERSEAS HWY |  | PVC | Yes |  | 2022-07-07 |  | PVC | 2013 | Yes |  | 2022-07-07 |  | Non-lead
203863 | 77521 OVERSEAS Hwy |  | Polytube | Yes |  | 2022-07-11 |  | PVC | 2013 | Yes |  | 2022-07-11 |  | Non-lead
203864 | 302 FRONT ST |  | Copper | Yes |  | 2024-05-17 |  | Polytube | 1963 | Yes |  | 2024-05-17 |  | Non-lead
203865 | 32 GASPARILLA DR |  | Polytube | Yes |  | 2023-01-31 |  | PVC | 1973 | Yes |  | 2023-01-31 |  | Non-lead
203866 | 60 COCO PLUM DR |  | Unknown, Non-Lead | Yes |  | 2017-07-06 |  | Unknown, Non-Lead | 2015 | Yes |  | 2017-07-06 |  | Non-lead
203868 | 87100 OVERSEAS HWY |  | Unknown, Non-Lead | Yes |  | 2018-04-23 |  | PVC | 2013 | Yes |  | 2018-04-23 |  | Non-lead
203869 | 902 LAPALOMA RD |  | Unknown, Non-Lead | Yes |  | 2019-04-03 |  | Unknown, Non-Lead | 2013 | Yes |  | 2019-04-03 |  | Non-lead
203870 | UNIT 6 6799 OVERSEAS HWY |  | Polytube | Yes |  | 2024-07-15 |  | PVC | 1987 | Yes |  | 2024-07-15 |  | Non-lead
203871 | 830 EGRET LN |  | Unknown, Non-Lead | Yes |  | 2020-06-02 |  | Unknown, Non-Lead | 2015 | Yes |  | 2020-06-02 |  | Non-lead
203872 | 331 12th ST |  | Unknown, Non-Lead | Yes |  | 2024-01-31 |  | Unknown, Non-Lead | 2003 | Yes |  | 2024-01-31 |  | Non-lead
203873 | 86691 OVERSEAS HWY |  | Unknown, Non-Lead | Yes |  | 2023-11-22 |  | Unknown, Non-Lead | 2013 | Yes |  | 2023-11-22 |  | Non-lead
203874 | 912 65TH ST OCEAN |  | Copper | Yes |  | 2022-12-19 |  | Copper | 2013 | Yes |  | 2022-12-19 |  | Non-lead
203875 | 929 66TH ST OCEAN |  | Polytube | Yes |  | 2023-04-19 |  | PVC | 2013 | Yes |  | 2023-04-19 |  | Non-lead
203876 | HYDRANT LK-033 SAWYER DR & US1 - MM 21 HWY |  | Unknown, Non-Lead | Yes |  | 2023-05-04 |  | Unknown, Non-Lead | 2013 | Yes |  | 2023-05-04 |  | Non-lead
203879 | 100 CORAL WAY |  | Unknown, Non-Lead | Yes |  | 2020-09-25 |  | PVC | 2015 | Yes |  | 2020-09-25 |  | Non-lead
203880 | LIFT STATION FKAA CYPRESS ST |  | Polytube | Yes |  | 2022-10-22 |  | Polytube | 2013 | Yes |  | 2022-10-22 |  | Non-lead
203881 | LIFT STATION FKAA ALAMANDA ST |  | Polytube | Yes |  | 2022-10-22 |  | PVC | 1979 | Yes |  | 2022-10-22 |  | Non-lead
203882 | LIFT STATION FKAA NEPTUNE ST |  | Unknown, Non-Lead | Yes |  | 2024-07-03 |  | Unknown, Non-Lead | 2020 | Yes |  | 2024-07-03 |  | Non-lead
203883 | LIFT STATION 414 HARBOR DR |  | Unknown, Non-Lead | Yes |  | 2021-02-17 |  | PVC | 2017 | Yes |  | 2021-02-17 |  | Non-lead
203884 | LIFT STATION 215 SCHOONER LN |  | Polytube | Yes |  | 2022-10-22 |  | PVC | 2013 | Yes |  | 2022-10-22 |  | Non-lead
203885 | LIFT STATION 195 INDIES DR S |  | Polytube | Yes |  | 2022-10-22 |  | PVC | 2013 | Yes |  | 2022-10-22 |  | Non-lead
203886 | LIFT STATION 121 INDIES DR N |  | Polytube | Yes |  | 2023-04-05 |  | PVC | 2013 | Yes |  | 2023-04-05 |  | Non-lead
203888 | 112 SUNRISE DR |  | Unknown, Non-Lead | Yes |  | 2021-08-18 |  | Unknown, Non-Lead | 2014 | Yes |  | 2021-08-18 |  | Non-lead
203889 | 59 N BAY HARBOR DR |  | Unknown, Non-Lead | Yes |  | 2022-05-12 |  | Unknown, Non-Lead | 2013 | Yes |  | 2022-05-12 |  | Non-lead
203891 | HYDRANT LK-133 INDUSTRIAL RD |  | Ductile Iron | Yes |  | 2022-11-15 |  | None | 2013 | Yes |  | 2022-11-15 |  | Non-lead
203895 | 29555 ENTERPRISE AVE |  | Unknown, Non-Lead | No |  |  |  | Unknown, Non-Lead | 2016 | No |  |  |  | Non-lead
203896 | 1335 COURY DR |  | Polytube | Yes |  | 2023-04-06 |  | PVC | 2014 | Yes |  | 2023-04-06 |  | Non-lead
203897 | 16 FISHERMENS POINTE |  | Polytube | Yes |  | 2023-01-03 |  | PVC | 1986 | Yes |  | 2023-01-03 |  | Non-lead
203898 | 26 CANNON ROYAL DR |  | Unknown, Non-Lead | Yes |  | 2021-11-12 |  | Unknown, Non-Lead | 2014 | Yes |  | 2021-11-12 |  | Non-lead
203901 | GULF 10824 5TH AVE |  | Unknown, Non-Lead | No |  |  |  | Unknown, Non-Lead | 2008 | No |  |  |  | Non-lead
203902 | 200 WILLIAM ST |  | Unknown, Non-Lead | Yes |  | 2024-02-05 |  | Unknown, Non-Lead | 2014 | Yes |  | 2024-02-05 |  | Non-lead
203903 | 47 JEAN LAFITTE DR |  | Polytube | Yes |  | 2022-05-10 |  | PVC | 2012 | Yes |  | 2022-05-10 |  | Non-lead
203906 | 17057 W BONITA LANE |  | Unknown, Non-Lead | Yes |  | 2021-12-14 |  | Unknown, Non-Lead | 1989 | Yes |  | 2021-12-14 |  | Non-lead
203907 | 7 FISHERMENS POINTE |  | Polytube | Yes |  | 2022-05-13 |  | PVC | 2013 | Yes |  | 2022-05-13 |  | Non-lead
203908 | 617 FREE SCHOOL LN |  | Unknown, Non-Lead | Yes |  | 2020-07-06 |  | Unknown, Non-Lead | 2014 | Yes |  | 2020-07-06 |  | Non-lead
203909 | 9 FISHERMENS POINTE |  | Polytube | Yes |  | 2024-08-16 |  | PVC | 2013 | Yes |  | 2024-08-16 |  | Non-lead
203910 | 10 FISHERMENS POINTE |  | Polytube | Yes |  | 2022-05-16 |  | PVC | 2013 | Yes |  | 2022-05-16 |  | Non-lead
203911 | IRRIGATION 51 DOBIE ST |  | Polytube | Yes |  | 2023-04-24 |  | PVC | 1975 | Yes |  | 2023-04-24 |  | Non-lead
203916 | 21 FISHERMENS POINTE |  | Polytube | Yes |  | 2023-01-03 |  | PVC | 2013 | Yes |  | 2023-01-03 |  | Non-lead
203917 | 11 FISHERMENS POINTE |  | Polytube | Yes |  | 2022-05-16 |  | PVC | 2013 | Yes |  | 2022-05-16 |  | Non-lead
203919 | 20 FISHERMENS POINTE |  | Polytube | Yes |  | 2022-05-16 |  | PVC | 1998 | Yes |  | 2022-05-16 |  | Non-lead
203920 | UNIT 1 251 MARGARET ST |  | Polytube | Yes |  | 2023-02-01 |  | Copper | 1955 | Yes |  | 2023-02-01 |  | Non-lead
203922 | 108 ORANGE LN |  | Unknown, Non-Lead | Yes |  | 2021-07-27 |  | Unknown, Non-Lead | 2015 | Yes |  | 2021-07-27 |  | Non-lead
203924 | 435 LARGO AVE |  | Unknown, Non-Lead | Yes |  | 2022-12-06 |  | Unknown, Non-Lead | 2014 | Yes |  | 2022-12-06 |  | Non-lead
203929 | 14 FISHERMANS PT |  | Polytube | Yes |  | 2023-03-29 |  | PVC | 1983 | Yes |  | 2023-03-29 |  | Non-lead
203930 | 12 FISHERMENS POINTE |  | Polytube | Yes |  | 2023-07-19 |  | PVC | 2013 | Yes |  | 2023-07-19 |  | Non-lead
203931 | 4 FISHERMENS POINTE |  | Polytube | Yes |  | 2024-06-11 |  | PVC | 2013 | Yes |  | 2024-06-11 |  | Non-lead
203932 | IRRIGATION 157 INDUSTRIAL RD |  | Polytube | Yes |  | 2024-04-23 |  | PVC | 1982 | Yes |  | 2024-04-23 |  | Non-lead
203933 | 18 FISHERMENS POINTE |  | Polytube | Yes |  | 2022-05-16 |  | PVC | 1996 | Yes |  | 2022-05-16 |  | Non-lead
203934 | 25 FISHERMENS POINTE |  | Polytube | Yes |  | 2024-07-26 |  | PVC | 2013 | Yes |  | 2024-07-26 |  | Non-lead
203935 | 9351 OVERSEAS HWY |  | Polytube | Yes |  | 2024-10-03 |  | PVC | 1958 | Yes |  | 2024-10-03 |  | Non-lead
203936 | DEPARTMENT 6900 FRONT ST |  | Ductile Iron | Yes |  | 2022-05-27 |  | Ductile Iron | 1969 | Yes |  | 2022-05-27 |  | Non-lead
203937 | 2 FISHERMENS POINTE |  | Polytube | Yes |  | 2022-12-06 |  | PVC | 2013 | Yes |  | 2022-12-06 |  | Non-lead
203938 | 3 FISHERMENS POINTE |  | Polytube | Yes |  | 2023-03-16 |  | PVC | 2013 | Yes |  | 2023-03-16 |  | Non-lead
203939 | 17 FISHERMENS POINTE |  | Unknown, Non-Lead | Yes |  | 2023-08-16 |  | PVC | 1996 | Yes |  | 2023-08-16 |  | Non-lead
203940 | 22 FISHERMENS POINTE |  | Polytube | Yes |  | 2023-09-22 |  | PVC | 2013 | Yes |  | 2023-09-22 |  | Non-lead
203941 | 23 FISHERMENS POINTE |  | Polytube | Yes |  | 2024-04-24 |  | PVC | 2013 | Yes |  | 2024-04-24 |  | Non-lead
203942 | 24 FISHERMENS POINTE |  | Polytube | Yes |  | 2023-01-03 |  | PVC | 2013 | Yes |  | 2023-01-03 |  | Non-lead
203943 | 5 FISHERMENS POINTE |  | Polytube | Yes |  | 2023-06-26 |  | PVC | 2013 | Yes |  | 2023-06-26 |  | Non-lead
203945 | 8 FISHERMENS POINTE |  | Polytube | Yes |  | 2024-09-10 |  | PVC | 2001 | Yes |  | 2024-09-10 |  | Non-lead
203948 | HYDRANT UK5-005 MARSELLES - SE LOT 180 MM 107 BLVD |  | Unknown, Non-Lead | No |  |  |  | Unknown, Non-Lead | 1999 | No |  |  |  | Non-lead
203949 | UNIT 2 251 MARGARET ST |  | Polytube | Yes |  | 2023-02-01 |  | Polytube | 1955 | Yes |  | 2023-02-01 |  | Non-lead
203953 | 29683 FLYING CLOUD AVE |  | Unknown, Non-Lead | No |  |  |  | Unknown, Non-Lead | 2015 | No |  |  |  | Non-lead
203956 | 150 VENETIAN DR |  | Unknown, Non-Lead | Yes |  | 2022-10-21 |  | Unknown, Non-Lead | 2013 | Yes |  | 2022-10-21 |  | Non-lead
203957 | 301 SECOND TERR |  | Unknown, Non-Lead | Yes |  | 2023-05-04 |  | PVC | 2013 | Yes |  | 2023-05-04 |  | Non-lead
203958 | 19 FISHERMENS POINTE |  | Polytube | Yes |  | 2023-05-15 |  | PVC | 1998 | Yes |  | 2023-05-15 |  | Non-lead
203959 | OCEAN 1290 122ND ST |  | Unknown, Non-Lead | No |  |  |  | Unknown, Non-Lead | 2017 | No |  |  |  | Non-lead
203960 | 126 MOCKINGBIRD LN |  | Unknown, Non-Lead | Yes |  | 2022-10-18 |  | Unknown, Non-Lead | 2016 | Yes |  | 2022-10-18 |  | Non-lead
203961 | 11586 3RD AVE OCEAN |  | Polytube | Yes |  | 2024-03-11 |  | PVC | 1958 | Yes |  | 2024-03-11 |  | Non-lead
203963 | 144 CORAL AVE |  | Polytube | Yes |  | 2022-06-13 |  | PVC | 1968 | Yes |  | 2022-06-13 |  | Non-lead
203965 | 15251 OLD STATE 4 A RD |  | Polytube | Yes |  | 2024-09-12 |  | PVC | 2013 | Yes |  | 2024-09-12 |  | Non-lead
203970 | 29637 FLYING CLOUD AVE |  | Unknown, Non-Lead | No |  |  |  | Unknown, Non-Lead | 2013 | No |  |  |  | Non-lead
203971 | 29523 ENTERPRISE AVE |  | Unknown, Non-Lead | No |  |  |  | Unknown, Non-Lead | 2006 | No |  |  |  | Non-lead
203972 | MASTER TAP 218 FKAA WALKERS ISLAND TAP |  | Unknown, Non-Lead | No |  |  |  | Unknown, Non-Lead | 2010 | No |  |  |  | Non-lead
203973 | 350 13TH ST |  | Unknown, Non-Lead | Yes |  | 2021-12-17 |  | PVC | 2017 | Yes |  | 2021-12-17 |  | Non-lead
203979 | IRRIGATION 7009 SHRIMP RD |  | Polytube | Yes |  | 2023-03-08 |  | PVC | 1968 | Yes |  | 2023-03-08 |  | Non-lead
203981 | TAP AT TAV CREEK BRIDGE |  | Unknown, Non-Lead | No |  |  |  | Unknown, Non-Lead | 2013 | No |  |  |  | Non-lead
203982 | 276 COLSON DR |  | Polytube | Yes |  | 2022-10-31 |  | PVC | 1975 | Yes |  | 2022-10-31 |  | Non-lead
203984 | 15 SNAPPER AVE |  | Polytube | Yes |  | 2018-07-03 |  | PVC | 1990 | Yes |  | 2018-07-03 |  | Non-lead
203985 | 7 OCEANVIEW BLVD |  | Unknown, Non-Lead | Yes |  | 2024-05-13 |  | PVC | 2014 | Yes |  | 2024-05-13 |  | Non-lead
203986 | 208 SHORE AVE |  | Unknown, Non-Lead | Yes |  | 2019-07-11 |  | Unknown, Non-Lead | 2013 | Yes |  | 2019-07-11 |  | Non-lead
203989 | 209 ATLANTIC BLVD |  | Polytube | Yes |  | 2023-03-30 |  | PVC | 2013 | Yes |  | 2023-03-30 |  | Non-lead
203996 | 112 AVE G |  | Unknown, Non-Lead | Yes |  | 2023-10-27 |  | Unknown, Non-Lead | 2013 | Yes |  | 2023-10-27 |  | Non-lead
203998 | 331 AVE C |  | Unknown, Non-Lead | Yes |  | 2019-09-03 |  | Unknown, Non-Lead | 2014 | Yes |  | 2019-09-03 |  | Non-lead
203999 | 529 BEACH RD |  | Unknown, Non-Lead | Yes |  | 2023-11-21 |  | Unknown, Non-Lead | 2010 | Yes |  | 2023-11-21 |  | Non-lead
204000 | FIRE 2600 OVERSEAS HWY |  | Unknown | Yes |  | 2022-10-25 |  | Unknown | 2013 | Yes |  | 2022-10-25 |  | Lead Status Unknown
204003 | 16 ORANGE DR |  | Unknown, Non-Lead | Yes |  | 2019-02-28 |  | PVC | 2013 | Yes |  | 2019-02-28 |  | Non-lead
204004 | 431 CORAL AVE |  | Unknown, Non-Lead | No |  |  |  | Unknown, Non-Lead | 2013 | No |  |  |  | Non-lead
204005 | 257 PEACHTREE ST |  | Unknown, Non-Lead | No |  |  |  | Unknown, Non-Lead | 2013 | No |  |  |  | Non-lead
204007 | 146 DOVE CREEK DR |  | Unknown, Non-Lead | Yes |  | 2018-08-03 |  | PVC | 2015 | Yes |  | 2018-08-03 |  | Non-lead
204008 | HYDRANT LK-105 SOUTHPOINT DR & CYPRESS RD |  | Unknown, Non-Lead | Yes |  | 2022-07-15 |  | Unknown, Non-Lead | 2013 | Yes |  | 2022-07-15 |  | Non-lead
204009 | HYDRANT KW-124 TRUMAN & GEORGIA AVE |  | None | Yes |  | 2023-05-04 |  | None | 1963 | Yes |  | 2023-05-04 |  | Non-lead
204011 | 102 N BOUNTY LN |  | Unknown, Non-Lead | Yes |  | 2020-12-31 |  | PVC | 2015 | Yes |  | 2020-12-31 |  | Non-lead
204012 | 97.6 O/S HWY (SHELL WORLD HYDRANT) |  | Ductile Iron | Yes |  | 2022-10-22 |  | None | 2013 | Yes |  | 2022-10-22 |  | Non-lead
204013 | 17196 W BONITA LN |  | Unknown, Non-Lead | No |  |  |  | Unknown, Non-Lead | 2014 | No |  |  |  | Non-lead
204014 | 76 ATLANTIC DR |  | Unknown, Non-Lead | Yes |  | 2020-12-28 |  | PVC | 2014 | Yes |  | 2020-12-28 |  | Non-lead
204021 | 11710 OVERSEAS HWY |  | Unknown, Non-Lead | Yes |  | 2024-01-09 |  | Polytube | 2014 | Yes |  | 2024-01-09 |  | Non-lead
204022 | 5171 OVERSEAS HWY |  | Polytube | Yes |  | 2023-11-21 |  | PVC | 1959 | Yes |  | 2023-11-21 |  | Non-lead
204023 | 336 ORANGE AVE |  | Unknown, Non-Lead | Yes |  | 2021-05-28 |  | Unknown, Non-Lead | 2013 | Yes |  | 2021-05-28 |  | Non-lead
204024 | 33 MUTINY PL |  | Polytube | Yes |  | 2024-08-09 |  | PVC | 2013 | Yes |  | 2024-08-09 |  | Non-lead
204025 | 721 CATHERINE ST |  | Polytube | Yes |  | 2023-03-30 |  | PVC | 1948 | Yes |  | 2023-03-30 |  | Non-lead
204026 | FKAA 131 INDIES DR S- LIFT STATION |  | Unknown, Non-Lead | No |  |  |  | Unknown, Non-Lead | 2002 | No |  |  |  | Non-lead
204028 | 1194 DELUSSAN LN |  | Unknown, Non-Lead | No |  |  |  | Unknown, Non-Lead | 2013 | No |  |  |  | Non-lead
204030 | 31 E 2nd ST |  | Unknown, Non-Lead | Yes |  | 2021-01-11 |  | PVC | 2013 | Yes |  | 2021-01-11 |  | Non-lead
204031 | 31044 AVENUE D |  | Unknown, Non-Lead | Yes |  | 2023-06-21 |  | Unknown, Non-Lead | 2014 | Yes |  | 2023-06-21 |  | Non-lead
204034 | 23029 REDFISH LN |  | Polytube | Yes |  | 2022-10-05 |  | PVC | 2013 | Yes |  | 2022-10-05 |  | Non-lead
204036 | 26 JEWFISH AVE |  | Polytube | Yes |  | 2025-09-10 |  | PVC | 2014 | Yes |  | 2021-10-27 |  | Non-lead
204037 | 112 AVENUE L |  | Polytube | Yes |  | 2022-10-22 |  | PVC | 2013 | Yes |  | 2022-10-22 |  | Non-lead
204038 | 406 AVENUE B |  | Unknown, Non-Lead | No |  |  |  | Unknown, Non-Lead | 2014 | No |  |  |  | Non-lead
204041 | 390 UNITED ST |  | Polytube | No |  |  |  | Polytube | 1953 | No |  |  |  | Non-lead
204042 | A 392 UNITED ST |  | Polytube | No |  |  |  | Polytube |  | No |  |  |  | Non-lead
204043 | B 392 UNITED ST |  | Polytube | No |  |  |  | Polytube |  | No |  |  |  | Non-lead
204044 | C 392 UNITED ST |  | Polytube | No |  |  |  | Polytube |  | No |  |  |  | Non-lead
204048 | QTRO UNITED ST |  | Polytube | No |  |  |  | Polytube |  | No |  |  |  | Non-lead
204049 | QTRN UNITED ST |  | Polytube | No |  |  |  | Polytube |  | No |  |  |  | Non-lead
204050 | A 1358 UNITED ST |  | Polytube | Yes |  | 2020-06-03 |  | Polytube |  | Yes |  | 2020-06-03 |  | Non-lead
204051 | B 1358 UNITED ST |  | Polytube | No |  |  |  | Polytube |  | No |  |  |  | Non-lead
204052 | 1361 FORT TAYLOR CIR |  | Polytube | No |  |  |  | Polytube | 1953 | No |  |  |  | Non-lead
204053 | 1362 FORT TAYLOR CIR |  | Polytube | No |  |  |  | Polytube | 1953 | No |  |  |  | Non-lead
204054 | 1363 FORT TAYLOR CIR |  | Polytube | No |  |  |  | Polytube | 1953 | No |  |  |  | Non-lead
204055 | 1364 FORT TAYLOR CIR |  | Polytube | No |  |  |  | Polytube | 1953 | No |  |  |  | Non-lead
204056 | 1365 FORT TAYLOR CIR |  | Polytube | No |  |  |  | Polytube | 1953 | No |  |  |  | Non-lead
204057 | 1366 FORT TAYLOR CIR |  | Polytube | No |  |  |  | Polytube | 1953 | No |  |  |  | Non-lead
204058 | A 1367 FORT TAYLOR CIR |  | Polytube | No |  |  |  | Polytube | 1953 | No |  |  |  | Non-lead
204059 | B 1367 FORT TAYLOR CIR |  | Unknown | Yes |  | 2022-02-04 |  | PVC | 1953 | Yes |  | 2022-02-04 |  | Non-lead
204060 | 1368 FORT TAYLOR CIR |  | Polytube | No |  |  |  | Polytube | 1953 | No |  |  |  | Non-lead
204061 | 1369 FORT TAYLOR CIR |  | Polytube | No |  |  |  | Polytube | 1953 | No |  |  |  | Non-lead
204062 | 1370 FORT TAYLOR CIR |  | Polytube | No |  |  |  | Polytube | 1953 | No |  |  |  | Non-lead
204063 | 1371 FORT TAYLOR CIR |  | Polytube | Yes |  | 2022-08-04 |  | Polytube | 1953 | Yes |  | 2022-08-04 |  | Non-lead
204066 | A 508 COVINGTON AVE |  | Polytube | Yes |  | 2023-05-03 |  | PVC | 1953 | Yes |  | 2023-05-03 |  | Non-lead
204067 | 310 25TH ST OCEAN |  | Unknown, Non-Lead | Yes |  | 2021-09-21 |  | PVC | 2013 | Yes |  | 2021-09-21 |  | Non-lead
204068 | B 508 COVINGTON AVE |  | Polytube | Yes |  | 2022-09-08 |  | PVC | 1953 | Yes |  | 2022-09-08 |  | Non-lead
204069 | A 509 COVINGTON AVE |  | Polytube | Yes |  | 2022-06-10 |  | PVC | 1953 | Yes |  | 2022-06-10 |  | Non-lead
204070 | B 509 COVINGTON AVE |  | Polytube | Yes |  | 2020-12-10 |  | Polytube | 1953 | Yes |  | 2020-12-10 |  | Non-lead
204071 | 1355 COVINGTON AVE |  | Polytube | No |  |  |  | Polytube |  | No |  |  |  | Non-lead
204072 | A&B 514 COVINGTON AVE |  | Polytube | No |  |  |  | Polytube | 1953 | No |  |  |  | Non-lead
204073 | C&D 514 COVINGTON AVE |  | Polytube | No |  |  |  | Polytube | 1953 | No |  |  |  | Non-lead
204074 | A&B 515 COVINGTON AVE |  | Polytube | No |  |  |  | Polytube | 1953 | No |  |  |  | Non-lead
204075 | C&D 515 COVINGTON AVE |  | Polytube | No |  |  |  | Polytube | 1953 | No |  |  |  | Non-lead
204076 | A&B 516 COVINGTON AVE |  | Polytube | No |  |  |  | Polytube | 1953 | No |  |  |  | Non-lead
204077 | C&D 516 COVINGTON AVE |  | Polytube | Yes |  | 2024-04-08 |  | Polytube | 1953 | Yes |  | 2024-04-08 |  | Non-lead
204078 | A&B 517 COVINGTON AVE |  | Polytube | No |  |  |  | Polytube | 1953 | No |  |  |  | Non-lead
204079 | C&D 517 COVINGTON AVE |  | Polytube | Yes |  | 2020-12-10 |  | Polytube | 1953 | Yes |  | 2020-12-10 |  | Non-lead
204080 | A&B 518 COVINGTON AVE |  | Polytube | No |  |  |  | Polytube | 1953 | No |  |  |  | Non-lead
204081 | C&D 518 COVINGTON AVE |  | Polytube | No |  |  |  | Polytube | 1953 | No |  |  |  | Non-lead
204082 | TOWER COVINGTON AVE |  | Polytube | No |  |  |  | Polytube | 1953 | No |  |  |  | Non-lead
204083 | A&B 519 COVINGTON AVE |  | Polytube | No |  |  |  | Polytube | 1953 | No |  |  |  | Non-lead
204084 | C&D 519 COVINGTON AVE |  | Polytube | No |  |  |  | Polytube | 1953 | No |  |  |  | Non-lead
204085 | COTTAGE 519 COVINGTON AVE |  | Polytube | No |  |  |  | Polytube | 1953 | No |  |  |  | Non-lead
204086 | A&B 520 COVINGTON AVE |  | Polytube | No |  |  |  | Polytube | 1953 | No |  |  |  | Non-lead
204087 | C&D 520 COVINGTON AVE |  | Polytube | No |  |  |  | Polytube | 1953 | No |  |  |  | Non-lead
204088 | A&B 521 COVINGTON AVE |  | Polytube | No |  |  |  | Polytube | 1953 | No |  |  |  | Non-lead
204089 | C&D 521 COVINGTON AVE |  | Polytube | No |  |  |  | Polytube | 1953 | No |  |  |  | Non-lead
204090 | A&B 522 COVINGTON AVE |  | Polytube | Yes |  | 2020-12-10 |  | Polytube | 1953 | Yes |  | 2020-12-10 |  | Non-lead
204091 | C&D 522 COVINGTON AVE |  | Polytube | Yes |  | 2024-07-08 |  | Polytube | 1953 | Yes |  | 2024-07-08 |  | Non-lead
204092 | C&D 523 COVINGTON AVE |  | Polytube | No |  |  |  | Polytube | 1953 | No |  |  |  | Non-lead
204093 | A&B 523 COVINGTON AVE |  | Polytube | No |  |  |  | Polytube | 1953 | No |  |  |  | Non-lead
204095 | JIATF DEKALB AVE |  | Unknown, Non-Lead | Yes |  | 2023-09-20 |  | Ductile Iron | 2013 | Yes |  | 2023-09-20 |  | Non-lead
204097 | A 500 UNITED ST |  | Polytube | No |  |  |  | Polytube | 1953 | No |  |  |  | Non-lead
204098 | B 500 UNITED ST |  | Polytube | Yes |  | 2020-01-23 |  | Polytube | 1953 | Yes |  | 2020-01-23 |  | Non-lead
204099 | 501 UNITED ST |  | Polytube | No |  |  |  | Polytube | 1953 | No |  |  |  | Non-lead
204100 | A 502 UNITED ST |  | Polytube | No |  |  |  | Polytube | 1953 | No |  |  |  | Non-lead
204101 | B 502 UNITED ST |  | Polytube | No |  |  |  | Polytube | 1953 | No |  |  |  | Non-lead
204102 | A 503 UNITED ST |  | Polytube | No |  |  |  | Polytube | 1953 | No |  |  |  | Non-lead
204103 | B 503 UNITED ST |  | Polytube | No |  |  |  | Polytube | 1953 | No |  |  |  | Non-lead
204104 | A 504 UNITED ST |  | Polytube | No |  |  |  | Polytube | 1953 | No |  |  |  | Non-lead
204105 | B 504 UNITED ST |  | Polytube | Yes |  | 2018-08-31 |  | Polytube | 1953 | Yes |  | 2018-08-31 |  | Non-lead
204106 | A 505 UNITED ST |  | Polytube | No |  |  |  | Polytube | 1953 | No |  |  |  | Non-lead
204107 | B 505 UNITED ST |  | Polytube | No |  |  |  | Polytube | 1953 | No |  |  |  | Non-lead
204108 | 1359 UNITED ST |  | Unknown, Non-Lead | Yes |  | 2023-08-14 |  | Unknown, Non-Lead | 2013 | Yes |  | 2023-08-14 |  | Non-lead
204109 | 1360 UNITED ST |  | Polytube | No |  |  |  | Polytube | 1953 | No |  |  |  | Non-lead
204110 | 1205 OCEANVIEW DR |  | Polytube | Yes |  | 2024-07-12 |  | PVC | 1984 | Yes |  | 2024-07-12 |  | Non-lead
204115 | 820 VIRGINIA ST |  | Unknown, Non-Lead | No |  |  |  | Unknown, Non-Lead | 2014 | No |  |  |  | Non-lead
204116 | 89700 OVERSEAS HWY |  | Unknown, Non-Lead | Yes |  | 2018-11-15 |  | Unknown, Non-Lead | 1990 | Yes |  | 2018-11-15 |  | Non-lead
204118 | 250 14TH STREET |  | Unknown, Non-Lead | Yes |  | 2021-09-10 |  | PVC | 2014 | Yes |  | 2021-09-10 |  | Non-lead
204120 | 1064A FARRAGUT RD |  | Polytube | No |  |  |  | Polytube | 1965 | No |  |  |  | Non-lead
204121 | 1064B FARRAGUT RD |  | Polytube | No |  |  |  | Polytube | 1965 | No |  |  |  | Non-lead
204122 | 1066A FARRAGUT RD |  | Polytube | No |  |  |  | Polytube | 1965 | No |  |  |  | Non-lead
204123 | 1066B FARRAGUT RD |  | Polytube | No |  |  |  | Polytube | 2013 | No |  |  |  | Non-lead
204124 | 1065B FARRAGUT RD |  | Polytube | No |  |  |  | Polytube | 1965 | No |  |  |  | Non-lead
204125 | 1065B FARRAGUT RD |  | Polytube | Yes |  | 2021-02-03 |  | Polytube | 1965 | Yes |  | 2021-02-03 |  | Non-lead
204126 | 1067A FARRAGUT RD |  | Polytube | No |  |  |  | Polytube | 1965 | No |  |  |  | Non-lead
204127 | 1067B FARRAGUT RD |  | Polytube | No |  |  |  | Polytube | 2013 | No |  |  |  | Non-lead
204128 | 1068A FARRAGUT RD |  | Polytube | No |  |  |  | Polytube | 1965 | No |  |  |  | Non-lead
204129 | 1068B FARRAGUT RD |  | Polytube | No |  |  |  | Polytube | 2013 | No |  |  |  | Non-lead
204130 | 1069A FARRAGUT RD |  | Polytube | No |  |  |  | Polytube | 1965 | No |  |  |  | Non-lead
204131 | 1069B FARRAGUT RD |  | Polytube | No |  |  |  | Polytube | 1965 | No |  |  |  | Non-lead
204132 | 1070A FARRAGUT RD |  | Polytube | Yes |  | 2019-10-15 |  | PVC | 1965 | Yes |  | 2019-10-15 |  | Non-lead
204133 | 1070B FARRAGUT RD |  | Polytube | Yes |  | 2023-06-09 |  | PVC | 1965 | Yes |  | 2023-06-09 |  | Non-lead
204134 | 1071A FARRAGUT RD |  | Polytube | No |  |  |  | Polytube | 2013 | No |  |  |  | Non-lead
204135 | 1071B FARRAGUT RD |  | Polytube | Yes |  | 2024-07-12 |  | Polytube | 2013 | Yes |  | 2024-07-12 |  | Non-lead
204136 | 1072A FARRAGUT RD |  | Polytube | No |  |  |  | Polytube | 1965 | No |  |  |  | Non-lead
204137 | 1072B FARRAGUT RD |  | Polytube | No |  |  |  | Polytube | 1965 | No |  |  |  | Non-lead
204138 | 1073A FARRAGUT RD |  | Polytube | Yes |  | 2022-08-04 |  | PVC | 2013 | Yes |  | 2022-08-04 |  | Non-lead
204139 | 1073B FARRAGUT RD |  | Polytube | No |  |  |  | Polytube | 1965 | No |  |  |  | Non-lead
204140 | 1074A FARRAGUT RD |  | Polytube | No |  |  |  | PVC | 2013 | No |  |  |  | Non-lead
204141 | 1074B FARRAGUT RD |  | Polytube | No |  |  |  | PVC | 2013 | No |  |  |  | Non-lead
204142 | 1075A FARRAGUT RD |  | Polytube | No |  |  |  | Polytube | 1965 | No |  |  |  | Non-lead
204143 | 1075B FARRAGUT RD |  | Polytube | Yes |  | 2022-05-06 |  | Polytube | 1965 | Yes |  | 2022-05-06 |  | Non-lead
204144 | 1076A FARRAGUT RD |  | Polytube | No |  |  |  | PVC | 1965 | No |  |  |  | Non-lead
204145 | 1076B FARRAGUT RD |  | Polytube | No |  |  |  | Polytube | 1965 | No |  |  |  | Non-lead
204146 | 1077A FARRAGUT RD |  | Polytube | No |  |  |  | Polytube | 2013 | No |  |  |  | Non-lead
204147 | 1077B FARRAGUT RD |  | Polytube | No |  |  |  | Polytube | 1965 | No |  |  |  | Non-lead
204148 | 1078A FARRAGUT RD |  | Polytube | Yes |  | 2022-08-18 |  | PVC | 1965 | Yes |  | 2022-08-18 |  | Non-lead
204149 | 1078B FARRAGUT RD |  | Polytube | No |  |  |  | Polytube | 1965 | No |  |  |  | Non-lead
204150 | 1079A FARRAGUT RD |  | Polytube | Yes |  | 2024-01-09 |  | Polytube | 2013 | Yes |  | 2024-01-09 |  | Non-lead
204151 | 1079B FARRAGUT RD |  | Polytube | Yes |  | 2022-05-03 |  | PVC | 1965 | Yes |  | 2022-05-03 |  | Non-lead
204152 | 1080A FARRAGUT RD |  | Polytube | No |  |  |  | Polytube | 1965 | No |  |  |  | Non-lead
204153 | 1080B FARRAGUT RD |  | Polytube | No |  |  |  | Polytube | 1965 | No |  |  |  | Non-lead
204154 | 1081A FARRAGUT RD |  | Polytube | No |  |  |  | Polytube | 1965 | No |  |  |  | Non-lead
204155 | 1081B FARRAGUT RD |  | Polytube | No |  |  |  | Polytube | 1965 | No |  |  |  | Non-lead
204156 | 1082A DEWEY DR |  | Polytube | No |  |  |  | Polytube | 1965 | No |  |  |  | Non-lead
204157 | 1082B DEWEY DR |  | Polytube | Yes |  | 2021-12-06 |  | Polytube | 1965 | Yes |  | 2021-12-06 |  | Non-lead
204158 | 1083A DEWEY DR |  | Polytube | No |  |  |  | Polytube | 1965 | No |  |  |  | Non-lead
204159 | 1083B DEWEY DR |  | Polytube | No |  |  |  | Polytube | 1965 | No |  |  |  | Non-lead
204160 | 1084A DEWEY DR |  | Polytube | No |  |  |  | Polytube | 1965 | No |  |  |  | Non-lead
204162 | 1084B DEWEY DR |  | Polytube | Yes |  | 2021-06-04 |  | Polytube | 1965 | Yes |  | 2021-06-04 |  | Non-lead
204163 | 1085A DEWEY DR |  | Polytube | No |  |  |  | Polytube | 1965 | No |  |  |  | Non-lead
204164 | 1085B DEWEY DR |  | Polytube | No |  |  |  | Polytube | 1965 | No |  |  |  | Non-lead
204165 | 1086A DEWEY DR |  | Polytube | Yes |  | 2023-12-11 |  | Polytube | 1965 | Yes |  | 2023-12-11 |  | Non-lead
204166 | 1086B DEWEY DR |  | Polytube | No |  |  |  | Polytube | 1965 | No |  |  |  | Non-lead
204167 | 1087A DEWEY DR |  | Polytube | No |  |  |  | Polytube | 1965 | No |  |  |  | Non-lead
204168 | 1087B DEWEY DR |  | Polytube | No |  |  |  | Polytube | 2013 | No |  |  |  | Non-lead
204169 | 1088A DEWEY DR |  | Polytube | No |  |  |  | Polytube | 1965 | No |  |  |  | Non-lead
204170 | 1088B DEWEY DR |  | Polytube | No |  |  |  | Polytube | 1965 | No |  |  |  | Non-lead
204171 | 1089A DEWEY DR |  | Polytube | Yes |  | 2022-01-27 |  | Polytube | 2013 | Yes |  | 2022-01-27 |  | Non-lead
204172 | 1089B DEWEY DR |  | Polytube | Yes |  | 2024-07-12 |  | Polytube | 1965 | Yes |  | 2024-07-12 |  | Non-lead
204173 | 1090A DEWEY DR |  | Polytube | No |  |  |  | Polytube | 1965 | No |  |  |  | Non-lead
204174 | 1090B DEWEY DR |  | Polytube | Yes |  | 2022-02-24 |  | Polytube | 2013 | Yes |  | 2022-02-24 |  | Non-lead
204175 | 1091A DEWEY DR |  | Polytube | Yes |  | 2023-05-03 |  | Polytube | 2013 | Yes |  | 2023-05-03 |  | Non-lead
204176 | 1091B DEWEY DR |  | Polytube | Yes |  | 2022-02-24 |  | Polytube | 2013 | Yes |  | 2022-02-24 |  | Non-lead
204177 | 1092A DEWEY DR |  | Polytube | Yes |  | 2024-06-07 |  | Polytube | 2013 | Yes |  | 2024-06-07 |  | Non-lead
204178 | 1092B DEWEY DR |  | Polytube | Yes |  | 2021-07-12 |  | Polytube | 1965 | Yes |  | 2021-07-12 |  | Non-lead
204179 | 1093A DEWEY DR |  | Polytube | No |  |  |  | Polytube | 1965 | No |  |  |  | Non-lead
204180 | 1093B DEWEY DR |  | Polytube | No |  |  |  | Polytube | 1965 | No |  |  |  | Non-lead
204181 | 1094A DEWEY DR |  | Polytube | Yes |  | 2023-11-07 |  | Polytube | 1965 | Yes |  | 2023-11-07 |  | Non-lead
204182 | 1094B DEWEY DR |  | Polytube | Yes |  | 2023-09-12 |  | Polytube | 2013 | Yes |  | 2023-09-12 |  | Non-lead
204183 | 1095A DEWEY DR |  | Polytube | No |  |  |  | Polytube | 1965 | No |  |  |  | Non-lead
204184 | 1095B DEWEY DR |  | Polytube | No |  |  |  | Polytube | 2013 | No |  |  |  | Non-lead
204185 | 1096A DEWEY DR |  | Polytube | No |  |  |  | Polytube | 2013 | No |  |  |  | Non-lead
204186 | 1096B DEWEY DR |  | Polytube | Yes |  | 2024-06-28 |  | Polytube | 1965 | Yes |  | 2024-06-28 |  | Non-lead
204187 | 1097A DEWEY DR |  | Polytube | No |  |  |  | Polytube | 1965 | No |  |  |  | Non-lead
204188 | 1097B DEWEY DR |  | Polytube | No |  |  |  | Polytube | 1965 | No |  |  |  | Non-lead
204189 | 1098A DEWEY DR |  | Polytube | Yes |  | 2021-06-04 |  | Polytube | 2013 | Yes |  | 2021-06-04 |  | Non-lead
204190 | 1098B DEWEY DR |  | Polytube | No |  |  |  | Polytube | 1965 | No |  |  |  | Non-lead
204191 | 1099A DEWEY DR |  | Polytube | No |  |  |  | Polytube | 1965 | No |  |  |  | Non-lead
204192 | 1099B DEWEY DR |  | Polytube | No |  |  |  | Polytube | 2013 | No |  |  |  | Non-lead
204193 | 1100A DEWEY DR |  | Polytube | No |  |  |  | Polytube | 2013 | No |  |  |  | Non-lead
204194 | 1100B DEWEY DR |  | Polytube | No |  |  |  | Polytube | 1965 | No |  |  |  | Non-lead
204195 | 1101B DEWEY DR |  | Polytube | No |  |  |  | Polytube | 2013 | No |  |  |  | Non-lead
204196 | 1102A DEWEY DR |  | Polytube | Yes |  | 2022-03-18 |  | Polytube | 1965 | Yes |  | 2022-03-18 |  | Non-lead
204197 | 1102B DEWEY DR |  | Polytube | No |  |  |  | Polytube | 2013 | No |  |  |  | Non-lead
204198 | 1103A DEWEY DR |  | Polytube | No |  |  |  | Polytube | 1965 | No |  |  |  | Non-lead
204199 | 1103B DEWEY DR |  | Polytube | Yes |  | 2024-05-08 |  | Polytube | 1965 | Yes |  | 2024-05-08 |  | Non-lead
204200 | 1104A TRUXTON RD |  | Polytube | No |  |  |  | Polytube | 1965 | No |  |  |  | Non-lead
204201 | 1104B TRUXTON RD |  | Polytube | No |  |  |  | Polytube | 2013 | No |  |  |  | Non-lead
204202 | 1105A TRUXTON RD |  | Polytube | No |  |  |  | PVC | 2013 | No |  |  |  | Non-lead
204203 | 22960 PUERTO BELLO DR |  | Unknown, Non-Lead | No |  |  |  | Unknown, Non-Lead | 2017 | No |  |  |  | Non-lead
204204 | 1105B TRUXTON RD |  | Polytube | No |  |  |  | PVC | 2013 | No |  |  |  | Non-lead
204205 | 1106A TRUXTON RD |  | Polytube | Yes |  | 2021-08-16 |  | Polytube | 2013 | Yes |  | 2021-08-16 |  | Non-lead
204206 | 1106B TRUXTON RD |  | Polytube | No |  |  |  | Polytube | 1965 | No |  |  |  | Non-lead
204207 | 1107A TRUXTON RD |  | Polytube | No |  |  |  | Polytube | 1965 | No |  |  |  | Non-lead
204208 | 1107B TRUXTON RD |  | Polytube | Yes |  | 2023-11-07 |  | PVC | 1965 | Yes |  | 2023-11-07 |  | Non-lead
204209 | 1108A TRUXTON DR |  | Polytube | No |  |  |  | Polytube | 1965 | No |  |  |  | Non-lead
204210 | 1108B TRUXTON DR |  | Polytube | Yes |  | 2023-12-08 |  | Polytube | 1965 | Yes |  | 2023-12-08 |  | Non-lead
204211 | 1109A TRUXTON DR |  | Polytube | No |  |  |  | Polytube | 1965 | No |  |  |  | Non-lead
204212 | 1109B TRUXTON RD |  | Polytube | No |  |  |  | PVC | 1965 | No |  |  |  | Non-lead
204213 | 1110A TRUXTON RD |  | Polytube | Yes |  | 2023-06-09 |  | Polytube | 1965 | Yes |  | 2023-06-09 |  | Non-lead
204214 | 1110B TRUXTON RD |  | Polytube | No |  |  |  | Polytube | 1965 | No |  |  |  | Non-lead
204215 | 1112A TRUXTON DR |  | Polytube | No |  |  |  | Polytube | 1965 | No |  |  |  | Non-lead
204216 | 1112B TRUXTON RD |  | Polytube | No |  |  |  | Polytube | 1965 | No |  |  |  | Non-lead
204217 | 1113A TRUXTON RD |  | Polytube | No |  |  |  | Polytube | 1965 | No |  |  |  | Non-lead
204218 | 1113B TRUXTON DR |  | Polytube | Yes |  | 2022-05-03 |  | PVC | 1965 | Yes |  | 2022-05-03 |  | Non-lead
204219 | 1114A TRUXTON RD |  | Polytube | No |  |  |  | Polytube | 1965 | No |  |  |  | Non-lead
204220 | 1114B TRUXTON RD |  | Polytube | Yes |  | 2023-11-07 |  | Polytube | 1965 | Yes |  | 2023-11-07 |  | Non-lead
204221 | 1115A TRUXTON RD |  | Polytube | No |  |  |  | PVC | 1965 | No |  |  |  | Non-lead
204222 | 1115B TRUXTON RD |  | Polytube | No |  |  |  | PVC | 1965 | No |  |  |  | Non-lead
204223 | 1116A TRUXTON RD |  | Polytube | No |  |  |  | Polytube | 1965 | No |  |  |  | Non-lead
204224 | 1116B TRUXTON RD |  | Polytube | Yes |  | 2020-07-13 |  | Polytube | 1965 | Yes |  | 2020-07-13 |  | Non-lead
204225 | 1117A TRUXTON RD |  | Polytube | No |  |  |  | PVC | 1965 | No |  |  |  | Non-lead
204226 | 1117B TRUXTON RD |  | Polytube | No |  |  |  | PVC | 1965 | No |  |  |  | Non-lead
204227 | 1118A TRUXTON RD |  | Polytube | No |  |  |  | Polytube | 1965 | No |  |  |  | Non-lead
204228 | 1118B TRUXTON RD |  | Polytube | Yes |  | 2018-02-01 |  | PVC | 1965 | Yes |  | 2018-02-01 |  | Non-lead
204229 | 1119A TRUXTON RD |  | Polytube | No |  |  |  | PVC | 1965 | No |  |  |  | Non-lead
204230 | 1119B TRUXTON RD |  | Polytube | No |  |  |  | PVC | 1965 | No |  |  |  | Non-lead
204231 | 1120A TRUXTON RD |  | Polytube | No |  |  |  | Polytube | 1965 | No |  |  |  | Non-lead
204232 | 1120B TRUXTON RD |  | Polytube | No |  |  |  | Polytube | 1965 | No |  |  |  | Non-lead
204233 | 1121A TRUXTON RD |  | Polytube | No |  |  |  | PVC | 1965 | No |  |  |  | Non-lead
204234 | 1121B TRUXTON RD |  | Polytube | No |  |  |  | PVC | 1965 | No |  |  |  | Non-lead
204235 | 1122A TRUXTON RD |  | Polytube | No |  |  |  | Polytube | 1965 | No |  |  |  | Non-lead
204236 | 1122B TRUXTON RD |  | Polytube | Yes |  | 2023-03-17 |  | Polytube | 1965 | Yes |  | 2023-03-17 |  | Non-lead
204237 | 1123A TRUXTON RD |  | Polytube | No |  |  |  | PVC | 1965 | No |  |  |  | Non-lead
204238 | 1123B TRUXTON RD |  | Polytube | No |  |  |  | PVC | 1965 | No |  |  |  | Non-lead
204239 | MASTER TAP 239 FKAA STATE ROAD 4A TAP |  | Stainless | Yes |  | 2023-01-25 |  | PVC | 2013 | Yes |  | 2023-01-25 |  | Non-lead
204242 | 530 AVENIDA PRIMICERIA |  | Unknown, Non-Lead | Yes |  | 2023-08-28 |  | Unknown, Non-Lead | 2014 | Yes |  | 2023-08-28 |  | Non-lead
204243 | 563 LA FITTE RD |  | Polytube | Yes |  | 2023-01-23 |  | PVC | 1976 | Yes |  | 2023-01-23 |  | Non-lead
204244 | 26 FISHERMENS POINTE WEST DOCK |  | Polytube | Yes |  | 2024-04-26 |  | PVC | 2013 | Yes |  | 2024-04-26 |  | Non-lead
204245 | 26 FISHERMENS POINTE EAST DOCK |  | Polytube | Yes |  | 2024-04-26 |  | PVC | 2013 | Yes |  | 2024-04-26 |  | Non-lead
204248 | 23950 OVERSEAS HWY |  | Unknown, Non-Lead | Yes |  | 2023-04-25 |  | Unknown, Non-Lead | 2013 | Yes |  | 2023-04-25 |  | Non-lead
204252 | HYDRANT UK4-035 281 WOODS AVE |  | Unknown, Non-Lead | Yes |  | 2022-07-19 |  | Unknown, Non-Lead | 2013 | Yes |  | 2022-07-19 |  | Non-lead
204253 | HYDRANT UK5-027 TAVERNIER TOWN CENTER |  | Unknown, Non-Lead | No |  |  |  | Unknown, Non-Lead | 2013 | No |  |  |  | Non-lead
204257 | 101950 OVERSEAS HWY |  | Unknown, Non-Lead | Yes |  | 2024-03-05 |  | PVC | 2015 | Yes |  | 2024-03-05 |  | Non-lead
204261 | 8025 TUNA DR |  | Unknown, Non-Lead | No |  |  |  | Unknown, Non-Lead | 2014 | No |  |  |  | Non-lead
204262 | 214 HIBISCUS AVE |  | Polytube | Yes |  | 2024-03-26 |  | PVC | 2013 | Yes |  | 2024-03-26 |  | Non-lead
204264 | 14 FISHERMANS TRL |  | Unknown, Non-Lead | Yes |  | 2019-12-05 |  | PVC | 2015 | Yes |  | 2019-12-05 |  | Non-lead
204272 | 270 13TH ST |  | Polytube | Yes |  | 2022-11-04 |  | PVC | 2014 | Yes |  | 2022-11-04 |  | Non-lead
204273 | 30448 LYTTONS WAY |  | Polytube | Yes |  | 2022-11-15 |  | PVC | 2013 | Yes |  | 2022-11-15 |  | Non-lead
204275 | 927 PLANTATION RD |  | Unknown, Non-Lead | No |  |  |  | Unknown, Non-Lead | 2014 | No |  |  |  | Non-lead
204276 | 700 9TH ST |  | Polytube | Yes |  | 2017-08-04 |  | PVC | 2015 | Yes |  | 2017-08-04 |  | Non-lead
204277 | HYDRANT SI-009 COLLEGE - GERALD ADAMS RD |  | Unknown, Non-Lead | No |  |  |  | Unknown, Non-Lead | 2013 | No |  |  |  | Non-lead
204278 | 74870 OVERSEAS HWY |  | Unknown, Non-Lead | Yes |  | 2020-01-27 |  | Unknown, Non-Lead | 2018 | Yes |  | 2020-01-27 |  | Non-lead
204279 | 35 BLUE WATER DR |  | Unknown, Non-Lead | Yes |  | 2024-07-01 |  | Unknown, Non-Lead | 2014 | Yes |  | 2024-07-01 |  | Non-lead
204281 | 228 S COCONUT PALM BLVD |  | Unknown, Non-Lead | Yes |  | 2022-01-21 |  | Unknown, Non-Lead | 2014 | Yes |  | 2022-01-21 |  | Non-lead
204286 | 162 BAYVIEW DR |  | Unknown, Non-Lead | Yes |  | 2022-03-21 |  | Unknown, Non-Lead | 2014 | Yes |  | 2022-03-21 |  | Non-lead
204287 | 1106 THATCH LANE |  | Unknown, Non-Lead | Yes |  | 2024-05-29 |  | PVC | 2016 | Yes |  | 2024-05-29 |  | Non-lead
204290 | 1515 52ND ST GULF |  | Polytube | Yes |  | 2023-02-14 |  | PVC | 1977 | Yes |  | 2023-02-14 |  | Non-lead
204291 | 39 ORANGE LT7/20 BK 19 DR |  | Unknown, Non-Lead | No |  |  |  | Unknown, Non-Lead | 2014 | No |  |  |  | Non-lead
204293 | 100 COCONUT LN |  | Unknown, Non-Lead | Yes |  | 2020-01-13 |  | PVC | 2014 | Yes |  | 2020-01-13 |  | Non-lead
204294 | 27366 MARTINIQUE LN |  | Unknown, Non-Lead | No |  |  |  | Unknown, Non-Lead | 2013 | No |  |  |  | Non-lead
204295 | 1 ABACO RD |  | Unknown, Non-Lead | Yes |  | 2018-05-31 |  | Unknown, Non-Lead | 2014 | Yes |  | 2018-05-31 |  | Non-lead
204297 | 29547 ENTERPRISE AVE |  | Unknown, Non-Lead | Yes |  | 2023-08-30 |  | Unknown, Non-Lead | 2014 | Yes |  | 2023-08-30 |  | Non-lead
204299 | 1149 CAMINO DEL VIENTOS |  | Unknown, Non-Lead | Yes |  | 2017-08-31 |  | Unknown, Non-Lead | 2014 | Yes |  | 2017-08-31 |  | Non-lead
204313 | 1021 VALENCIA RD |  | Unknown, Non-Lead | No |  |  |  | Unknown, Non-Lead | 2014 | No |  |  |  | Non-lead
204314 | 340 S COCONUT PALM BLVD |  | Unknown, Non-Lead | Yes |  | 2021-07-12 |  | Unknown, Non-Lead | 2015 | Yes |  | 2021-07-12 |  | Non-lead
204317 | END OF SHORE LINE RD |  | PVC | Yes |  | 2023-09-22 |  | Polytube | 2013 | Yes |  | 2023-09-22 |  | Non-lead
204321 | UNIT 100 951 CAROLINE ST |  | Unknown, Non-Lead | Yes |  | 2020-01-09 |  | PVC | 2002 | Yes |  | 2020-01-09 |  | Non-lead
204323 | A-126 YORKTOWN AVE |  | Polytube | Yes |  | 2023-09-08 |  | PVC | 2013 | Yes |  | 2023-09-08 |  | Non-lead
204324 | BLDG A-131 A-131 YORKTOWN AVE |  | PVC | Yes |  | 2023-09-08 |  | PVC | 2013 | Yes |  | 2023-09-08 |  | Non-lead
204325 | A-143/146 YORKTOWN AVE |  | PVC | Yes |  | 2024-04-22 |  | PVC | 2013 | Yes |  | 2023-09-08 |  | Non-lead
204326 | A-1004 PERIMETER RD |  | Polytube | Yes |  | 2022-07-13 |  | PVC | 2013 | Yes |  | 2022-07-13 |  | Non-lead
204330 | 29485 FLYING CLOUD AVE |  | Unknown, Non-Lead | No |  |  |  | Unknown, Non-Lead | 2014 | No |  |  |  | Non-lead
204334 | 465 SUNSET DR |  | Unknown, Non-Lead | Yes |  | 2023-10-25 |  | Unknown, Non-Lead | 2014 | Yes |  | 2023-10-25 |  | Non-lead
204340 | 15 FISHERMENS POINTE |  | Polytube | Yes |  | 2022-05-16 |  | PVC | 1983 | Yes |  | 2022-05-16 |  | Non-lead
204341 | 1341 WEST SHORE DR |  | Unknown, Non-Lead | No |  |  |  | Unknown, Non-Lead | 2014 | No |  |  |  | Non-lead
204342 | 213 ELVA RD |  | Polytube | Yes |  | 2024-01-18 |  | PVC | 2013 | Yes |  | 2024-01-18 |  | Non-lead
204346 | 58 SNAPPER AVE |  | Polytube | No |  |  |  | PVC | 2014 | No |  |  |  | Non-lead
204348 | 3745 SEA GRAPE ST |  | Polytube | Yes |  | 2024-04-24 |  | PVC | 2013 | Yes |  | 2024-04-24 |  | Non-lead
204353 | 2147 SAN REMO DR |  | Unknown, Non-Lead | No |  |  |  | Unknown, Non-Lead | 2014 | No |  |  |  | Non-lead
204354 | 27394 BARBUDA LN |  | Polytube | Yes |  | 2022-12-28 |  | PVC | 2014 | Yes |  | 2022-12-28 |  | Non-lead
204356 | 231 LIGNUMVITAE DR |  | Unknown, Non-Lead | Yes |  | 2018-02-14 |  | PVC | 2015 | Yes |  | 2018-02-14 |  | Non-lead
204359 | 47 N MARLIN AVE |  | Unknown, Non-Lead | Yes |  | 2020-10-13 |  | Unknown, Non-Lead | 2014 | Yes |  | 2020-10-13 |  | Non-lead
204360 | 10828 5TH AVE GULF |  | Unknown, Non-Lead | No |  |  |  | PVC | 2008 | No |  |  |  | Non-lead
204364 | TAP 199 PAPA JOES MASTER MTR |  | Unknown, Non-Lead | Yes |  | 2022-06-21 |  | Unknown, Non-Lead | 2013 | Yes |  | 2022-06-21 |  | Non-lead
204365 | 9 OCEAN VIEW BLVD |  | Polytube | Yes |  | 2019-11-14 |  | PVC | 2014 | Yes |  | 2019-11-14 |  | Non-lead
204368 | 73 BAY DR |  | Unknown, Non-Lead | Yes |  | 2024-01-03 |  | Unknown, Non-Lead | 2014 | Yes |  | 2024-01-03 |  | Non-lead
204369 | 31 EVERGREEN AVE |  | Unknown, Non-Lead | Yes |  | 2020-10-07 |  | Unknown, Non-Lead | 2014 | Yes |  | 2020-10-07 |  | Non-lead
204370 | 58 MUTINY PL |  | Unknown, Non-Lead | Yes |  | 2017-08-22 |  | PVC | 2014 | Yes |  | 2017-08-22 |  | Non-lead
204372 | 17186 WAHOO LN |  | Unknown, Non-Lead | Yes |  | 2023-08-21 |  | PVC | 2014 | Yes |  | 2023-08-21 |  | Non-lead
204373 | HYDRANT UK5-052 SHELL WORLD OVERSEAS HWY |  | Unknown, Non-Lead | Yes |  | 2024-01-05 |  | Unknown, Non-Lead | 2013 | Yes |  | 2024-01-05 |  | Non-lead
204378 | 566 BONITO AVE |  | Unknown, Non-Lead | Yes |  | 2022-05-05 |  | PVC | 2015 | Yes |  | 2022-05-05 |  | Non-lead
204380 | 19603 SEMINOLE ST |  | Unknown, Non-Lead | No |  |  |  | Unknown, Non-Lead | 2014 | No |  |  |  | Non-lead
204381 | 19593 SEMINOLE ST |  | Unknown, Non-Lead | No |  |  |  | Unknown, Non-Lead | 2014 | No |  |  |  | Non-lead
204385 | 242 GARDENIA ST |  | Polytube | Yes |  | 2022-12-15 |  | PVC | 2016 | Yes |  | 2022-12-15 |  | Non-lead
204386 | 17287 CAYMEN DR |  | Polytube | Yes |  | 2022-12-28 |  | PVC | 2013 | Yes |  | 2022-12-28 |  | Non-lead
204387 | UNIT 102 717 FORT ST |  | Polytube | Yes |  | 2022-06-08 |  | PVC | 1933 | Yes |  | 2022-06-08 |  | Non-lead
204388 | UNIT 104 717 FORT ST |  | Polytube | Yes |  | 2024-09-05 |  | PVC | 1942 | Yes |  | 2024-09-05 |  | Non-lead
204389 | IRRIGATION 13755 OVERSEAS HWY |  | Polytube | Yes |  | 2022-10-22 |  | PVC | 1957 | Yes |  | 2022-10-22 |  | Non-lead
204393 | 110 GULFVIEW DR |  | Unknown, Non-Lead | Yes |  | 2017-12-31 |  | PVC | 1999 | Yes |  | 2017-12-31 |  | Non-lead
204395 | 248 TAVERNIER DR |  | Polytube | Yes |  | 2022-06-14 |  | PVC | 2014 | Yes |  | 2022-06-14 |  | Non-lead
204397 | 848 99TH ST OC |  | Unknown, Non-Lead | Yes |  | 2017-03-16 |  | Unknown, Non-Lead | 2014 | Yes |  | 2017-03-16 |  | Non-lead
204400 | 241 W SEAVIEW CIR |  | Polytube | Yes |  | 2022-05-13 |  | PVC | 1978 | Yes |  | 2022-05-13 |  | Non-lead
204407 | 418 BAHAMA ST |  | Polytube | Yes |  | 2024-05-08 |  | PVC | 2014 | Yes |  | 2024-05-08 |  | Non-lead
204411 | NORTH/SOUTH SIDE X NILES CHANNEL BRIDGE |  | Unknown, Non-Lead | No |  |  |  | Unknown, Non-Lead | 2014 | No |  |  |  | Non-lead
204413 | 17345 KEYSTONE RD |  | Unknown, Non-Lead | Yes |  | 2024-02-05 |  | Unknown, Non-Lead | 2014 | Yes |  | 2024-02-05 |  | Non-lead
204414 | FEDEX 2 N BLACKWATER LN |  | Polytube | Yes |  | 2022-07-25 |  | PVC | 1981 | Yes |  | 2022-07-25 |  | Non-lead
204420 | 525 PLANTE ST |  | Unknown, Non-Lead | No |  |  |  | Unknown, Non-Lead | 2014 | No |  |  |  | Non-lead
204422 | 27 BASS AVE |  | Unknown, Non-Lead | Yes |  | 2018-04-09 |  | PVC | 2014 | Yes |  | 2018-04-09 |  | Non-lead
204423 | 1024 W 75TH ST |  | Polytube | Yes |  | 2023-01-05 |  | PVC | 2014 | Yes |  | 2023-01-05 |  | Non-lead
204430 | APT REAR 2330 STAPLES AVE |  | Polytube | Yes |  | 2022-05-13 |  | PVC | 1980 | Yes |  | 2022-05-13 |  | Non-lead
204432 | 1 BONEFISH AVE |  | Unknown, Non-Lead | No |  |  |  | Unknown, Non-Lead | 2014 | No |  |  |  | Non-lead
204436 | 909 E CARIBBEAN DR |  | Polytube | Yes |  | 2022-08-31 |  | PVC | 1990 | Yes |  | 2022-08-31 |  | Non-lead
204441 | 134 PONCE DE LEON BLVD |  | Polytube | Yes |  | 2022-07-18 |  | PVC | 2017 | Yes |  | 2022-07-18 |  | Non-lead
204446 | A 1111 TRUXTON DR |  | Polytube | No |  |  |  | PVC | 2014 | No |  |  |  | Non-lead
204447 | B 1111 TRUXTON DR |  | Polytube | No |  |  |  | PVC | 2014 | No |  |  |  | Non-lead
204448 | V-4068 BLDG BETWEEN DEWEY & TRUXTON |  | Polytube | No |  |  |  | Polytube | 2014 | No |  |  |  | Non-lead
204450 | 49 N MARLIN AVE |  | Unknown, Non-Lead | Yes |  | 2019-07-10 |  | PVC | 2014 | Yes |  | 2019-07-10 |  | Non-lead
204452 | 104 AVENUE K |  | Unknown, Non-Lead | Yes |  | 2024-08-08 |  | Unknown, Non-Lead | 2014 | Yes |  | 2024-08-08 |  | Non-lead
204455 | 18 ORANGE DR |  | Polytube | Yes |  | 2023-03-02 |  | PVC | 2014 | Yes |  | 2023-03-02 |  | Non-lead
204459 | 2219 OVERSEAS HIGHWAY |  | Polytube | Yes |  | 2023-02-21 |  | PVC | 1958 | Yes |  | 2023-02-21 |  | Non-lead
204460 | 22856 JOLLY ROGER DR |  | Polytube | Yes |  | 2022-10-26 |  | PVC | 2016 | Yes |  | 2022-10-26 |  | Non-lead
204461 | 230 BOUGAINVILLEA ST |  | Unknown, Non-Lead | Yes |  | 2020-06-26 |  | Unknown, Non-Lead | 2014 | Yes |  | 2020-06-26 |  | Non-lead
204465 | HYDRANT SI-078 5TH - OLD DRIVE-IN THEATER ST |  | Unknown, Non-Lead | Yes |  | 2023-05-04 |  | Unknown, Non-Lead | 2014 | Yes |  | 2023-05-04 |  | Non-lead
204468 | 11494 4TH AVE OCEAN |  | Unknown, Non-Lead | Yes |  | 2020-11-11 |  | PVC | 2013 | Yes |  | 2020-11-11 |  | Non-lead
204470 | 312 CALZADA DE BOUGAINVILLA |  | Polytube | Yes |  | 2023-03-15 |  | PVC | 2015 | Yes |  | 2023-03-15 |  | Non-lead
204474 | 12420 OVERSEAS HWY |  | Polytube | Yes |  | 2022-10-24 |  | PVC | 1985 | Yes |  | 2022-10-24 |  | Non-lead
204476 | 242 SADOWSKI LS CSWY |  | Polytube | Yes |  | 2022-08-08 |  | PVC | 2014 | Yes |  | 2022-08-08 |  | Non-lead
204477 | 9805 OVERSEAS- OCEANFRONT PARK HWY |  | Polytube | Yes |  | 2022-12-13 |  | PVC | 2013 | Yes |  | 2022-12-13 |  | Non-lead
204482 | 1316 VILLA MILL ALY |  | Unknown, Non-Lead | Yes |  | 2021-04-28 |  | PVC | 1995 | Yes |  | 2021-04-28 |  | Non-lead
204484 | 234 S AIRPORT RD |  | Polytube | Yes |  | 2022-05-16 |  | PVC | 2014 | Yes |  | 2022-05-16 |  | Non-lead
204485 | 188 1ST CT |  | Unknown, Non-Lead | Yes |  | 2018-09-25 |  | PVC | 2014 | Yes |  | 2018-09-25 |  | Non-lead
204486 | 150 SEBRING DR |  | Unknown, Non-Lead | Yes |  | 2018-08-22 |  | PVC | 2015 | Yes |  | 2018-08-22 |  | Non-lead
204494 | 41 CINNAMON BARK LN |  | Unknown, Non-Lead | Yes |  | 2018-07-05 |  | Unknown, Non-Lead | 2018 | Yes |  | 2018-07-05 |  | Non-lead
204495 | 35 CINNAMON BARK LN |  | Unknown, Non-Lead | Yes |  | 2018-03-02 |  | PVC | 2021 | Yes |  | 2018-03-02 |  | Non-lead
204496 | 39 CINNAMON BARK LN |  | Unknown, Non-Lead | No |  |  |  | Unknown, Non-Lead | 2018 | No |  |  |  | Non-lead
204497 | 43 CINNAMON BARK LN |  | Unknown, Non-Lead | Yes |  | 2018-09-17 |  | Unknown, Non-Lead | 2017 | Yes |  | 2018-09-17 |  | Non-lead
204499 | 580 SAWYER DR |  | Polytube | Yes |  | 2023-11-30 |  | PVC | 2014 | Yes |  | 2023-11-30 |  | Non-lead
204501 | 121 DOVE LAKE DR |  | Unknown, Non-Lead | No |  |  |  | Unknown, Non-Lead | 2015 | No |  |  |  | Non-lead
204502 | 320 AVE C |  | Unknown, Non-Lead | Yes |  | 2024-01-29 |  | Unknown, Non-Lead | 2014 | Yes |  | 2024-01-29 |  | Non-lead
204506 | 145 13TH ST |  | Unknown, Non-Lead | Yes |  | 2021-03-02 |  | Unknown, Non-Lead | 2015 | Yes |  | 2021-03-02 |  | Non-lead
204511 | 130 LONG BEN DR |  | Polytube | Yes |  | 2022-09-01 |  | PVC | 2015 | Yes |  | 2022-09-01 |  | Non-lead
204514 | 71 CANNON ROYAL DR |  | Polytube | Yes |  | 2022-08-08 |  | PVC | 2015 | Yes |  | 2022-08-08 |  | Non-lead
204516 | 112 N BOUNTY LN |  | Unknown, Non-Lead | Yes |  | 2022-07-15 |  | Unknown, Non-Lead | 2016 | Yes |  | 2022-07-15 |  | Non-lead
204520 | 45 N MARLIN AVE |  | Unknown, Non-Lead | Yes |  | 2020-12-14 |  | Unknown, Non-Lead | 2014 | Yes |  | 2020-12-14 |  | Non-lead
204521 | 414 COLLINS ST |  | Polytube | Yes |  | 2022-06-15 |  | PVC | 2014 | Yes |  | 2022-06-15 |  | Non-lead
204523 | COMMON AREA 1010 GRINNELL ST |  | Polytube | Yes |  | 2023-03-23 |  | PVC | 1943 | Yes |  | 2023-03-23 |  | Non-lead
204527 | 85999 OVERSEAS HWY |  | Polytube | Yes |  | 2023-02-23 |  | PVC | 2009 | Yes |  | 2023-02-23 |  | Non-lead
204528 | 433 SOUTH HARBOR DR |  | Unknown, Non-Lead | No |  |  |  | Unknown, Non-Lead | 2015 | No |  |  |  | Non-lead
204529 | 131 OJIBWAY AVE |  | Polytube | Yes |  | 2023-02-21 |  | PVC | 2020 | Yes |  | 2023-02-21 |  | Non-lead
204531 | 1656 CHURCHILL DOWNS |  | Unknown, Non-Lead | Yes |  | 2024-04-04 |  | PVC | 2016 | Yes |  | 2024-04-04 |  | Non-lead
204532 | 200 PIMLICO LN |  | Unknown, Non-Lead | No |  |  |  | Unknown, Non-Lead | 2017 | No |  |  |  | Non-lead
204533 | 33 CORAL DR |  | Unknown, Non-Lead | No |  |  |  | Unknown, Non-Lead | 2015 | No |  |  |  | Non-lead
204534 | 215 S ANGLERS DR |  | Unknown, Non-Lead | Yes |  | 2022-03-18 |  | PVC | 2015 | Yes |  | 2022-03-18 |  | Non-lead
204537 | 21 N MARLIN AVE |  | Unknown, Non-Lead | Yes |  | 2018-10-12 |  | PVC | 2014 | Yes |  | 2018-10-12 |  | Non-lead
204540 | 19 HARBOR DR |  | Unknown, Non-Lead | Yes |  | 2018-03-16 |  | PVC | 2015 | Yes |  | 2018-03-16 |  | Non-lead
204542 | 142 ATLANTIC AVE |  | Unknown, Non-Lead | Yes |  | 2018-02-26 |  | PVC | 2016 | Yes |  | 2018-02-26 |  | Non-lead
204544 | HYDRANT UK5-075 LINDA/SEXTON COVE DR & US1 HWY |  | Ductile Iron | Yes |  | 2024-05-08 |  | Unknown, Non-Lead | 2014 | Yes |  | 2024-05-08 |  | Non-lead
204546 | 29469 LUCRECIA ST |  | Polytube | Yes |  | 2024-02-09 |  | PVC | 2014 | Yes |  | 2024-02-09 |  | Non-lead
204547 | 1527 SHAW DR |  | Polytube | Yes |  | 2024-02-29 |  | PVC | 2015 | Yes |  | 2024-02-29 |  | Non-lead
204550 | 22860 BLACKBEARD LANE |  | Unknown, Non-Lead | No |  |  |  | Unknown, Non-Lead | 2014 | No |  |  |  | Non-lead
204552 | 169 SUNRISE DR |  | Unknown, Non-Lead | Yes |  | 2020-04-16 |  | Unknown, Non-Lead | 2016 | Yes |  | 2020-04-16 |  | Non-lead
204553 | 17 MIAMI DR |  | Unknown, Non-Lead | No |  |  |  | Unknown, Non-Lead | 2014 | No |  |  |  | Non-lead
204554 | IRRIGATION ASHBY & CATHERINE ST |  | Polytube | Yes |  | 2023-09-13 |  | PVC | 1970 | Yes |  | 2023-09-13 |  | Non-lead
204555 | 22865 PORT ROYAL LN |  | Unknown, Non-Lead | Yes |  | 2023-10-27 |  | Unknown, Non-Lead | 2014 | Yes |  | 2023-10-27 |  | Non-lead
204557 | 173 S INDIES DR |  | Unknown, Non-Lead | Yes |  | 2024-10-03 |  | PVC | 2015 | Yes |  | 2024-10-03 |  | Non-lead
204558 | 116 AVENUE K |  | Unknown, Non-Lead | No |  |  |  | Unknown, Non-Lead | 2014 | No |  |  |  | Non-lead
204562 | 89070 OVERSEAS Hwy |  | Polytube | Yes |  | 2022-06-15 |  | PVC | 2014 | Yes |  | 2022-06-15 |  | Non-lead
204566 | UNIT 20 5020 5TH AVE |  | Unknown, Non-Lead | Yes |  | 2020-12-10 |  | Unknown, Non-Lead | 2014 | Yes |  | 2020-12-10 |  | Non-lead
204567 | UNIT 21 5020 5TH AVE |  | Polytube | Yes |  | 2022-10-24 |  | PVC | 2014 | Yes |  | 2022-10-24 |  | Non-lead
204568 | 29531 ENTERPRISE AVE |  | Unknown, Non-Lead | No |  |  |  | Unknown, Non-Lead | 2014 | No |  |  |  | Non-lead
204569 | SLIP S03 1801 N ROOSEVELT BLVD |  | PVC | Yes |  | 2022-07-12 |  | PVC | 1983 | Yes |  | 2022-07-12 |  | Non-lead
204570 | 205 S BAY HARBOR DR |  | Unknown, Non-Lead | Yes |  | 2019-07-09 |  | Unknown, Non-Lead | 2015 | Yes |  | 2019-07-09 |  | Non-lead
204571 | 467 100TH ST OCEAN |  | Polytube | Yes |  | 2023-04-12 |  | PVC | 2014 | Yes |  | 2023-04-12 |  | Non-lead
204580 | 178 W SHORE DR |  | Unknown, Non-Lead | Yes |  | 2022-08-30 |  | Unknown, Non-Lead | 2015 | Yes |  | 2022-08-30 |  | Non-lead
204582 | 30 LAKEVIEW DR |  | Polytube | Yes |  | 2022-07-05 |  | PVC | 2015 | Yes |  | 2022-07-05 |  | Non-lead
204590 | 1571 YELLOWTAIL DR |  | Unknown, Non-Lead | Yes |  | 2018-07-11 |  | Unknown, Non-Lead | 2021 | Yes |  | 2018-07-11 |  | Non-lead
204592 | 262 ST. THOMAS AVE |  | Unknown, Non-Lead | No |  |  |  | Unknown, Non-Lead | 2016 | No |  |  |  | Non-lead
204594 | 904 LA PALOMA RD |  | Unknown, Non-Lead | Yes |  | 2023-02-08 |  | PVC | 2013 | Yes |  | 2023-02-08 |  | Non-lead
204595 | 29 MANGROVE LN |  | Unknown, Non-Lead | Yes |  | 2019-05-07 |  | PVC | 2015 | Yes |  | 2019-05-07 |  | Non-lead
204596 | 778 MICHAEL DR |  | Unknown, Non-Lead | Yes |  | 2023-07-31 |  | Unknown, Non-Lead | 2016 | Yes |  | 2023-07-31 |  | Non-lead
204597 | 208 WILDWOOD CIRCLE |  | Unknown, Non-Lead | No |  |  |  | Unknown, Non-Lead | 2015 | No |  |  |  | Non-lead
204598 | 480 90TH OCEAN ST |  | Unknown, Non-Lead | Yes |  | 2023-10-12 |  | PVC | 2014 | Yes |  | 2023-10-12 |  | Non-lead
204599 | 37 BASS AVE |  | Polytube | Yes |  | 2023-12-08 |  | PVC | 2014 | Yes |  | 2023-12-08 |  | Non-lead
204600 | 208 HARBOR DR |  | Unknown, Non-Lead | Yes |  | 2021-05-06 |  | PVC | 2015 | Yes |  | 2021-05-06 |  | Non-lead
204601 | 158 DOVE LAKE DR |  | Unknown, Non-Lead | Yes |  | 2023-08-07 |  | Unknown, Non-Lead | 2016 | Yes |  | 2023-08-07 |  | Non-lead
204602 | 330 SOUND DR |  | Unknown, Non-Lead | No |  |  |  | Unknown, Non-Lead | 2015 | No |  |  |  | Non-lead
204603 | 328 SOUND DR |  | Unknown, Non-Lead | Yes |  | 2024-08-16 |  | PVC | 2015 | Yes |  | 2024-08-16 |  | Non-lead
204606 | 1303 ALMAY ST |  | Unknown, Non-Lead | Yes |  | 2021-08-31 |  | Unknown, Non-Lead | 2015 | Yes |  | 2021-08-31 |  | Non-lead
204608 | 67 MUTINY PL |  | Polytube | Yes |  | 2022-10-26 |  | PVC | 2016 | Yes |  | 2022-10-26 |  | Non-lead
204613 | 116 FIRST AVE |  | Unknown, Non-Lead | No |  |  |  | Unknown, Non-Lead | 2015 | No |  |  |  | Non-lead
204616 | 271 LANCE LN |  | Unknown, Non-Lead | Yes |  | 2021-06-02 |  | PVC | 2004 | Yes |  | 2021-06-02 |  | Non-lead
204619 | 420 AVE D |  | Unknown, Non-Lead | No |  |  |  | Unknown, Non-Lead | 2014 | No |  |  |  | Non-lead
204622 | 1053 LABAT LN |  | Unknown, Non-Lead | No |  |  |  | Unknown, Non-Lead | 1996 | No |  |  |  | Non-lead
204623 | 2010 SOMBRERO BEACH RD |  | Unknown, Non-Lead | Yes |  | 2020-06-09 |  | Unknown, Non-Lead | 2016 | Yes |  | 2020-06-09 |  | Non-lead
204624 | 2020 SOMBRERO BEACH RD |  | Polytube | Yes |  | 2022-07-13 |  | PVC | 2016 | Yes |  | 2022-07-13 |  | Non-lead
204625 | 22821 BUCCANEER LN |  | Unknown, Non-Lead | Yes |  | 2023-10-27 |  | Unknown, Non-Lead | 2014 | Yes |  | 2023-10-27 |  | Non-lead
204626 | 24830 PARK DR |  | Unknown, Non-Lead | Yes |  | 2020-03-03 |  | PVC | 2015 | Yes |  | 2020-03-03 |  | Non-lead
204627 | 496 BARRACUDA BLVD |  | Unknown, Non-Lead | Yes |  | 2020-02-07 |  | Unknown, Non-Lead | 2017 | Yes |  | 2020-02-07 |  | Non-lead
204628 | 535 OCEAN CAY DR |  | Unknown, Non-Lead | No |  |  |  | Unknown, Non-Lead | 2015 | No |  |  |  | Non-lead
204629 | 108 4TH LN |  | Unknown, Non-Lead | Yes |  | 2019-11-05 |  | Unknown, Non-Lead | 2015 | Yes |  | 2019-11-05 |  | Non-lead
204632 | 645 90TH ST OCEAN |  | Unknown, Non-Lead | Yes |  | 2020-03-16 |  | Unknown, Non-Lead | 2014 | Yes |  | 2020-03-16 |  | Non-lead
204633 | 434 4TH RD |  | Unknown, Non-Lead | Yes |  | 2017-03-09 |  | Unknown, Non-Lead | 2014 | Yes |  | 2017-03-09 |  | Non-lead
204634 | 113 N INDIES DR |  | Unknown, Non-Lead | No |  |  |  | Unknown, Non-Lead | 2015 | No |  |  |  | Non-lead
204635 | 130 PORTO VISTA CT |  | Polytube | Yes |  | 2017-03-22 |  | PVC | 2015 | Yes |  | 2017-03-22 |  | Non-lead
204636 | 62 WATERWAYS DR |  | Unknown, Non-Lead | Yes |  | 2017-11-07 |  | PVC | 2015 | Yes |  | 2017-11-07 |  | Non-lead
204639 | 308 12TH ST GULF A |  | Polytube | Yes |  | 2022-12-06 |  | PVC | 1968 | Yes |  | 2022-12-06 |  | Non-lead
204642 | 15 JEWFISH AVE |  | Unknown, Non-Lead | No |  |  |  | Unknown, Non-Lead | 2015 | No |  |  |  | Non-lead
204643 | 22934 JOHN SILVER LN |  | Polytube | Yes |  | 2023-11-30 |  | PVC | 2014 | Yes |  | 2023-11-30 |  | Non-lead
204644 | 27312 ST MARTIN LN |  | Unknown, Non-Lead | No |  |  |  | Unknown, Non-Lead | 2015 | No |  |  |  | Non-lead
204645 | 1134 76TH STREET OCEAN |  | Unknown, Non-Lead | Yes |  | 2020-04-03 |  | Unknown, Non-Lead | 2014 | Yes |  | 2020-04-03 |  | Non-lead
204646 | 227 VENUS LN |  | Unknown, Non-Lead | No |  |  |  | Unknown, Non-Lead | 2014 | No |  |  |  | Non-lead
204648 | 27420 W INDIES DR |  | Unknown, Non-Lead | No |  |  |  | Unknown, Non-Lead | 2015 | No |  |  |  | Non-lead
204649 | 12 ABACO RD |  | Unknown, Non-Lead | Yes |  | 2018-03-16 |  | PVC | 2015 | Yes |  | 2018-03-16 |  | Non-lead
204650 | 29431 BIG PINE ST |  | Polytube | Yes |  | 2023-01-10 |  | PVC | 2014 | Yes |  | 2023-01-10 |  | Non-lead
204651 | 515 90TH ST OCEAN |  | Unknown, Non-Lead | No |  |  |  | Unknown, Non-Lead | 2016 | No |  |  |  | Non-lead
204655 | 705 GROUPER LN |  | Polytube | Yes |  | 2022-09-07 |  | PVC | 2018 | Yes |  | 2022-09-07 |  | Non-lead
204657 | 22919 JOHN AVERY LN |  | Unknown, Non-Lead | Yes |  | 2023-09-27 |  | Unknown, Non-Lead | 2014 | Yes |  | 2023-09-27 |  | Non-lead
204658 | 3 BASS AVE |  | Unknown, Non-Lead | Yes |  | 2017-04-21 |  | Unknown, Non-Lead | 2014 | Yes |  | 2017-04-21 |  | Non-lead
204659 | 29693 ENTERPRISE AVE |  | Unknown, Non-Lead | Yes |  | 2023-03-13 |  | Unknown, Non-Lead | 2014 | Yes |  | 2023-03-13 |  | Non-lead
204660 | 652 CABRERA ST |  | Unknown, Non-Lead | No |  |  |  | Unknown, Non-Lead | 2015 | No |  |  |  | Non-lead
204661 | 654 CABRERA ST |  | Unknown, Non-Lead | Yes |  | 2017-08-01 |  | PVC | 2015 | Yes |  | 2017-08-01 |  | Non-lead
204662 | 104 S BAY HARBOR DR |  | Unknown, Non-Lead | No |  |  |  | Unknown, Non-Lead | 2015 | No |  |  |  | Non-lead
204664 | 51 JANET PL |  | Polytube | Yes |  | 2023-02-02 |  | PVC | 1964 | Yes |  | 2023-02-02 |  | Non-lead
204667 | HYDRANT UK5-064 JENNY LN & CINDY PL |  | Unknown, Non-Lead | No |  |  |  | Unknown, Non-Lead | 2014 | No |  |  |  | Non-lead
204669 | 72 N BOUNTY LN |  | Unknown, Non-Lead | Yes |  | 2021-03-23 |  | Unknown, Non-Lead | 2015 | Yes |  | 2021-03-23 |  | Non-lead
204672 | 416 LOUISA ST |  | Unknown, Non-Lead | Yes |  | 2019-12-23 |  | PVC | 2014 | Yes |  | 2019-12-23 |  | Non-lead
204674 | N ROOSEVELT & KENNEDY |  | Unknown, Non-Lead | No |  |  |  | Unknown, Non-Lead | 2014 | No |  |  |  | Non-lead
204675 | 11745 2ND AVE OCEAN |  | Unknown, Non-Lead | Yes |  | 2024-03-15 |  | Unknown, Non-Lead | 2015 | Yes |  | 2024-03-15 |  | Non-lead
204676 | 11755 2ND AVE OCEAN |  | Unknown, Non-Lead | Yes |  | 2024-05-20 |  | Unknown, Non-Lead | 2015 | Yes |  | 2024-05-20 |  | Non-lead
204677 | 11765 2ND AVE OCEAN |  | Unknown, Non-Lead | No |  |  |  | Unknown, Non-Lead | 2015 | No |  |  |  | Non-lead
204686 | 20731 2ND AVENUE WEST |  | Unknown, Non-Lead | No |  |  |  | Unknown, Non-Lead | 2015 | No |  |  |  | Non-lead
204687 | 361 8TH ST |  | Polytube | Yes |  | 2023-03-08 |  | PVC | 2015 | Yes |  | 2023-03-08 |  | Non-lead
204688 | 371 8TH ST |  | Polytube | Yes |  | 2023-09-06 |  | PVC | 2015 | Yes |  | 2023-09-06 |  | Non-lead
204689 | POLICE/FIRE DOCK 1801 N ROOSEVELT BLVD |  | Polytube | Yes |  | 2023-12-12 |  | Polytube | 1983 | Yes |  | 2023-12-12 |  | Non-lead
204690 | HYDRANT UK4-017 COLUMBUS DR & US1 HWY |  | Unknown, Non-Lead | No |  |  |  | Unknown, Non-Lead | 2019 | No |  |  |  | Non-lead
204691 | BUNGALOW 1 97450 OVERSEAS HWY |  | Unknown, Non-Lead | Yes |  | 2018-08-16 |  | PVC | 2016 | Yes |  | 2018-08-16 |  | Non-lead
204692 | BUNGALOW 2 97450 OVERSEAS HWY |  | Unknown, Non-Lead | No |  |  |  | Unknown, Non-Lead | 2016 | No |  |  |  | Non-lead
204693 | BUNGALOW 3 97450 OVERSEAS Hwy |  | Unknown, Non-Lead | Yes |  | 2019-04-16 |  | PVC | 2016 | Yes |  | 2019-04-16 |  | Non-lead
204694 | BUNGALOW 4 97450 OVERSEAS Hwy |  | Unknown, Non-Lead | Yes |  | 2019-01-15 |  | Unknown, Non-Lead | 2016 | Yes |  | 2019-01-15 |  | Non-lead
204695 | BUNGALOW 5 97450 OVERSEAS Hwy |  | Unknown, Non-Lead | Yes |  | 2019-01-15 |  | Unknown, Non-Lead | 2016 | Yes |  | 2019-01-15 |  | Non-lead
204696 | BUNGALOW 6 97450 OVERSEAS HWY |  | Unknown, Non-Lead | Yes |  | 2019-06-12 |  | PVC | 2016 | Yes |  | 2019-06-12 |  | Non-lead
204697 | BUNGALOW 7 97450 OVERSEAS HWY |  | Unknown, Non-Lead | Yes |  | 2020-01-13 |  | PVC | 2016 | Yes |  | 2020-01-13 |  | Non-lead
204698 | BUNGALOW 8 97450 OVERSEAS HWY |  | Unknown, Non-Lead | Yes |  | 2019-01-15 |  | Unknown, Non-Lead | 2016 | Yes |  | 2019-01-15 |  | Non-lead
204699 | BUNGALOW 9 97450 OVERSEAS HWY |  | Unknown, Non-Lead | Yes |  | 2019-01-16 |  | Unknown, Non-Lead | 2016 | Yes |  | 2019-01-16 |  | Non-lead
204700 | BUNGALOW 10 97450 OVERSEAS HWY |  | Unknown, Non-Lead | Yes |  | 2019-05-14 |  | Unknown, Non-Lead | 2016 | Yes |  | 2019-05-14 |  | Non-lead
204701 | BEACH RESIDENCE 97450 OVERSEAS HWY |  | Unknown, Non-Lead | Yes |  | 2019-05-14 |  | Unknown, Non-Lead | 2016 | Yes |  | 2019-05-14 |  | Non-lead
204702 | IRRIGATION 97450 OVERSEAS Hwy |  | Unknown, Non-Lead | Yes |  | 2022-03-21 |  | Unknown, Non-Lead | 2016 | Yes |  | 2022-03-21 |  | Non-lead
204704 | 2 LAKEVIEW DR |  | Polytube | Yes |  | 2023-05-30 |  | PVC | 2015 | Yes |  | 2023-05-30 |  | Non-lead
204707 | MARINA GRILL 97450 OVERSEAS Hwy |  | Unknown, Non-Lead | Yes |  | 2019-12-10 |  | PVC | 2016 | Yes |  | 2019-12-10 |  | Non-lead
204708 | BEACH LOUNGE 97450 OVERSEAS Hwy |  | Unknown, Non-Lead | Yes |  | 2019-12-10 |  | Unknown, Non-Lead | 2016 | Yes |  | 2019-12-10 |  | Non-lead
204711 | 164 COLSON DR |  | Polytube | Yes |  | 2022-10-03 |  | PVC | 2016 | Yes |  | 2022-10-03 |  | Non-lead
204720 | 217 LA PALOMA RD |  | Unknown, Non-Lead | Yes |  | 2023-04-28 |  | Copper | 2016 | Yes |  | 2023-04-28 |  | Non-lead
204721 | 29 ABACO RD |  | Unknown, Non-Lead | No |  |  |  | Unknown, Non-Lead | 2015 | No |  |  |  | Non-lead
204722 | 35 S HARBOR DR |  | Polytube | Yes |  | 2022-07-06 |  | PVC | 2016 | Yes |  | 2022-07-06 |  | Non-lead
204724 | 14 NORTH END RD |  | Unknown, Non-Lead | No |  |  |  | Unknown, Non-Lead | 2015 | No |  |  |  | Non-lead
204726 | 10 S BLACKWATER LN |  | Polytube | Yes |  | 2023-02-07 |  | PVC | 2017 | Yes |  | 2023-02-07 |  | Non-lead
204731 | 103 A SHORE AVE |  | Unknown, Non-Lead | No |  |  |  | Unknown, Non-Lead | 2014 | No |  |  |  | Non-lead
204735 | 768 BOSTWICK DR |  | Unknown, Non-Lead | Yes |  | 2022-02-03 |  | PVC | 2017 | Yes |  | 2022-02-03 |  | Non-lead
204736 | 120 1ST ST |  | Unknown, Non-Lead | Yes |  | 2018-07-09 |  | PVC | 2015 | Yes |  | 2018-07-09 |  | Non-lead
204737 | 30 SEAGATE BLVD |  | Polytube | Yes |  | 2017-11-03 |  | PVC | 2015 | Yes |  | 2017-11-03 |  | Non-lead
204738 | 29486 FLYING CLOUD AVE |  | Polytube | Yes |  | 2023-02-22 |  | PVC | 2015 | Yes |  | 2023-02-22 |  | Non-lead
204739 | 245 SECOND RD |  | Unknown, Non-Lead | Yes |  | 2019-04-02 |  | Unknown, Non-Lead | 2014 | Yes |  | 2019-04-02 |  | Non-lead
204743 | 528 SOMBRERO BEACH Rd |  | Unknown, Non-Lead | Yes |  | 2021-10-22 |  | Unknown, Non-Lead | 2016 | Yes |  | 2021-10-22 |  | Non-lead
204745 | 17176 ALLAMADA DR W |  | Polytube | Yes |  | 2024-09-04 |  | PVC | 2015 | Yes |  | 2024-09-04 |  | Non-lead
204748 | 2188 OVERSEAS LIFT STATION HWY |  | Polytube | Yes |  | 2023-03-07 |  | PVC | 2016 | Yes |  | 2023-03-07 |  | Non-lead
204753 | 835 SPOONBILL LN |  | Polytube | Yes |  | 2022-06-17 |  | PVC | 2017 | Yes |  | 2022-06-17 |  | Non-lead
204754 | 2430 COCO PLUM DR |  | Unknown, Non-Lead | Yes |  | 2022-05-06 |  | PVC | 2016 | Yes |  | 2022-05-06 |  | Non-lead
204760 | LOT B 413 92ND OCEAN ST |  | Polytube | Yes |  | 2023-10-30 |  | PVC | 1998 | Yes |  | 2023-10-30 |  | Non-lead
204762 | 617 ISLAND DR |  | Polytube | Yes |  | 2023-08-22 |  | PVC | 2015 | Yes |  | 2023-08-22 |  | Non-lead
204764 | 81953 OLD STATE 4A RD |  | Polytube | Yes |  | 2022-06-22 |  | PVC | 2014 | Yes |  | 2022-06-22 |  | Non-lead
204765 | 86800 OVERSEAS Hwy |  | Unknown, Non-Lead | Yes |  | 2022-11-02 |  | Polytube | 2010 | Yes |  | 2022-11-02 |  | Non-lead
204766 | 87526 OLD HWY |  | Unknown, Non-Lead | No |  |  |  | Unknown, Non-Lead | 2021 | No |  |  |  | Non-lead
204769 | 172 SUNSET LN |  | Unknown, Non-Lead | No |  |  |  | Unknown, Non-Lead | 2014 | No |  |  |  | Non-lead
204773 | 40 N BOUNTY LN |  | Unknown, Non-Lead | No |  |  |  | Unknown, Non-Lead | 2015 | No |  |  |  | Non-lead
204778 | 616 SIMONTON ST |  | Unknown | Yes |  | 2023-01-25 |  | Unknown | 1960 | Yes |  | 2023-01-25 |  | Lead Status Unknown
204779 | 187 ATLANTIC BLVD |  | Unknown, Non-Lead | Yes |  | 2019-01-30 |  | PVC | 2018 | Yes |  | 2019-01-30 |  | Non-lead
204782 | 500 DUVAL ST |  | Polytube | Yes |  | 2024-01-04 |  | PVC | 1924 | Yes |  | 2024-01-04 |  | Non-lead
204784 | 4 HIBISCUS LN |  | Polytube | Yes |  | 2023-01-30 |  | PVC | 1970 | Yes |  | 2023-01-30 |  | Non-lead
204785 | MASTER TAP FKAA EISENHOWER ACROSS FRM KWFD TAP |  | Ductile Iron | Yes |  | 2022-08-31 |  | Stainless | 2014 | Yes |  | 2022-08-31 |  | Non-lead
204786 | MASTER TAP FKAA BURGER KING INTERCONNECT |  | PVC | Yes |  | 2022-08-31 |  | PVC | 2014 | Yes |  | 2022-08-31 |  | Non-lead
204787 | MASTER TAP FKAA TRIANGLE TRANSMISSION INTERCON |  | PVC | Yes |  | 2024-06-13 |  | PVC | 2014 | Yes |  | 2024-06-13 |  | Non-lead
204788 | 29557 FORRESTAL AVE |  | Unknown, Non-Lead | No |  |  |  | Unknown, Non-Lead | 2015 | No |  |  |  | Non-lead
204791 | 401 9TH ST |  | Unknown, Non-Lead | Yes |  | 2019-11-26 |  | PVC | 2015 | Yes |  | 2019-11-26 |  | Non-lead
204792 | 411 9TH ST |  | Unknown, Non-Lead | Yes |  | 2023-04-05 |  | Unknown, Non-Lead | 2015 | Yes |  | 2023-04-05 |  | Non-lead
204793 | 76 W PLAZA DEL LAGO |  | Unknown, Non-Lead | No |  |  |  | Unknown, Non-Lead | 2016 | No |  |  |  | Non-lead
204794 | 153 BAHAMA AVE |  | Unknown, Non-Lead | Yes |  | 2022-03-28 |  | Unknown, Non-Lead | 2020 | Yes |  | 2022-03-28 |  | Non-lead
204796 | SOCCER FIELD 1407 KENNEDY DR |  | Polytube | Yes |  | 2024-02-20 |  | Galvanized | 1991 | Yes |  | 2024-02-20 |  | Galvanized Requiring Replacement
204799 | 49 CORAL DR |  | Unknown, Non-Lead | No |  |  |  | Unknown, Non-Lead | 2014 | No |  |  |  | Non-lead
204800 | 130 LA PALOMA RD |  | Unknown, Non-Lead | Yes |  | 2018-06-30 |  | Unknown, Non-Lead | 2015 | Yes |  | 2018-06-30 |  | Non-lead
204802 | UNIT 03 5020 5TH AVE |  | Polytube | Yes |  | 2023-03-10 |  | Polytube | 2014 | Yes |  | 2023-03-10 |  | Non-lead
204803 | UNIT 04 5020 5TH AVE |  | Unknown, Non-Lead | No |  |  |  | Unknown, Non-Lead | 2014 | No |  |  |  | Non-lead
204806 | 168 OCEAN SHORES DR |  | Unknown, Non-Lead | Yes |  | 2022-04-26 |  | Unknown, Non-Lead | 2016 | Yes |  | 2022-04-26 |  | Non-lead
204807 | 125 STINGER RD |  | Unknown, Non-Lead | Yes |  | 2020-08-12 |  | Unknown, Non-Lead | 2015 | Yes |  | 2020-08-12 |  | Non-lead
204809 | 530 AVE D |  | Unknown, Non-Lead | No |  |  |  | Unknown, Non-Lead | 2014 | No |  |  |  | Non-lead
204810 | 3846 NO NAME RD |  | Polytube | Yes |  | 2024-06-14 |  | PVC | 1966 | Yes |  | 2024-06-14 |  | Non-lead
204813 | 191 S INDIES DR |  | Unknown, Non-Lead | Yes |  | 2021-06-04 |  | Unknown, Non-Lead | 2015 | Yes |  | 2021-06-04 |  | Non-lead
204814 | 175 S HARBOR DR |  | Unknown, Non-Lead | No |  |  |  | Unknown, Non-Lead | 2016 | No |  |  |  | Non-lead
204815 | 310 BANYAN ST |  | Unknown, Non-Lead | Yes |  | 2017-12-01 |  | Unknown, Non-Lead | 2015 | Yes |  | 2017-12-01 |  | Non-lead
204816 | UNIT 101 508 SOUTHARD ST |  | Polytube | Yes |  | 2023-03-06 |  | PVC | 1976 | Yes |  | 2023-03-06 |  | Non-lead
204818 | UNIT 2 82751 OVERSEAS HWY |  | Polytube | Yes |  | 2022-06-28 |  | PVC | 1953 | Yes |  | 2022-06-28 |  | Non-lead
204819 | 25032 PALM LN |  | Unknown, Non-Lead | Yes |  | 2017-06-27 |  | Unknown, Non-Lead | 2014 | Yes |  | 2017-06-27 |  | Non-lead
204822 | 15 CYPRESS AVE |  | Unknown, Non-Lead | No |  |  |  | Unknown, Non-Lead | 2018 | No |  |  |  | Non-lead
204824 | 108 AVE D |  | Unknown, Non-Lead | Yes |  | 2024-08-07 |  | Unknown, Non-Lead | 2019 | Yes |  | 2024-08-07 |  | Non-lead
204825 | 30932 NATHALIE RD |  | Unknown, Non-Lead | No |  |  |  | Unknown, Non-Lead | 2015 | No |  |  |  | Non-lead
204826 | HYDRANT UK5-272 CORNER OF BISCAYNE & DOLPHIN RD |  | None | Yes |  | 2022-10-13 |  | None | 2014 | Yes |  | 2022-10-13 |  | Non-lead
204827 | 37 TREASURE RD |  | Unknown, Non-Lead | Yes |  | 2024-06-14 |  | Unknown, Non-Lead | 2015 | Yes |  | 2024-06-14 |  | Non-lead
204830 | 17232 SNAPPER LN |  | Unknown, Non-Lead | Yes |  | 2020-06-04 |  | PVC | 2015 | Yes |  | 2020-06-04 |  | Non-lead
204832 | 635 CABRERA ST |  | Unknown, Non-Lead | Yes |  | 2018-12-21 |  | Unknown, Non-Lead | 2015 | Yes |  | 2018-12-21 |  | Non-lead
204833 | 367 CRANE ST |  | Unknown, Non-Lead | Yes |  | 2018-11-06 |  | Unknown, Non-Lead | 2015 | Yes |  | 2018-11-06 |  | Non-lead
204834 | 637 CABRERA ST |  | Unknown, Non-Lead | Yes |  | 2018-11-30 |  | Unknown, Non-Lead | 2015 | Yes |  | 2018-11-30 |  | Non-lead
204835 | 37 BONEFISH AVE |  | Unknown, Non-Lead | Yes |  | 2021-02-03 |  | Unknown, Non-Lead | 2015 | Yes |  | 2021-02-03 |  | Non-lead
204837 | 751 12 ST |  | Unknown, Non-Lead | Yes |  | 2024-02-09 |  | Unknown, Non-Lead | 2015 | Yes |  | 2024-02-09 |  | Non-lead
204838 | 43 WATERWAYS DR |  | Unknown, Non-Lead | Yes |  | 2018-03-20 |  | PVC | 2017 | Yes |  | 2018-03-20 |  | Non-lead
204839 | 4 BLUEWATER DR |  | Unknown, Non-Lead | Yes |  | 2017-03-28 |  | Unknown, Non-Lead | 2015 | Yes |  | 2017-03-28 |  | Non-lead
204840 | MASTER TAP 25 FKAA WEST SHORE DR TAP |  | Ductile Iron | Yes |  | 2023-05-12 |  | Ductile Iron | 2014 | Yes |  | 2023-05-12 |  | Non-lead
204842 | 153 DOVE LAKE DR |  | Unknown, Non-Lead | Yes |  | 2018-08-10 |  | Unknown, Non-Lead | 2015 | Yes |  | 2018-08-10 |  | Non-lead
204844 | 1 SUNSET RD |  | Unknown, Non-Lead | No |  |  |  | Unknown, Non-Lead | 2015 | No |  |  |  | Non-lead
204846 | UNIT 02 5020 5TH AVE |  | Unknown, Non-Lead | Yes |  | 2024-04-22 |  | Unknown, Non-Lead | 2015 | Yes |  | 2024-04-22 |  | Non-lead
204847 | UNIT 06 5020 5TH AVE |  | Unknown, Non-Lead | Yes |  | 2019-07-05 |  | Unknown, Non-Lead | 2015 | Yes |  | 2019-07-05 |  | Non-lead
204848 | UNIT 05 5020 5TH AVE |  | Unknown, Non-Lead | Yes |  | 2017-11-09 |  | Unknown, Non-Lead | 2014 | Yes |  | 2017-11-09 |  | Non-lead
204850 | 1017 DOVE RD |  | Unknown, Non-Lead | Yes |  | 2024-03-26 |  | Unknown, Non-Lead | 2015 | Yes |  | 2024-03-26 |  | Non-lead
204851 | 17 COCONUT DR |  | Polytube | Yes |  | 2024-07-15 |  | PVC | 2015 | Yes |  | 2024-07-15 |  | Non-lead
204853 | 19505 MAYAN ST |  | Unknown, Non-Lead | Yes |  | 2020-01-13 |  | Unknown, Non-Lead | 2015 | Yes |  | 2020-01-13 |  | Non-lead
204855 | 207 W INDIES RD |  | Unknown, Non-Lead | Yes |  | 2018-11-20 |  | PVC | 2015 | Yes |  | 2018-11-20 |  | Non-lead
204856 | 30650 21ST ST |  | Polytube | Yes |  | 2022-11-15 |  | PVC | 1986 | Yes |  | 2022-11-15 |  | Non-lead
204859 | CDWBXK CGMGFJ MIDWAY AVE |  | Polytube | Yes |  | 2023-08-17 |  | PVC | 2014 | Yes |  | 2023-08-17 |  | Non-lead
204860 | 102 AVE G |  | Unknown, Non-Lead | Yes |  | 2019-06-03 |  | Unknown, Non-Lead | 2015 | Yes |  | 2019-06-03 |  | Non-lead
204861 | UNIT ABC 725 CAROLINE ST |  | PVC | Yes |  | 2023-02-28 |  | PVC | 1969 | Yes |  | 2023-02-28 |  | Non-lead
204862 | UNIT D 725 CAROLINE ST |  | PVC | Yes |  | 2023-03-06 |  | PVC | 1969 | Yes |  | 2023-03-06 |  | Non-lead
204863 | UNIT E 725 CAROLINE ST |  | PVC | Yes |  | 2024-05-08 |  | PVC | 1969 | Yes |  | 2024-05-08 |  | Non-lead
204864 | IRRIGATION 725 CAROLINE ST |  | PVC | Yes |  | 2023-03-06 |  | PVC | 1969 | Yes |  | 2023-03-06 |  | Non-lead
204865 | A-987 MIDWAY AVE |  | Polytube | Yes |  | 2024-05-08 |  | PVC | 2014 | Yes |  | 2024-05-08 |  | Non-lead
204868 | A-991 MIDWAY AVE |  | Polytube | Yes |  | 2023-08-17 |  | PVC | 2014 | Yes |  | 2023-08-17 |  | Non-lead
204869 | A-992 MIDWAY AVE |  | Polytube | Yes |  | 2023-08-17 |  | PVC | 2014 | Yes |  | 2023-08-17 |  | Non-lead
204871 | 150 DOVE CREEK DR |  | Unknown, Non-Lead | Yes |  | 2020-11-10 |  | Unknown, Non-Lead | 2015 | Yes |  | 2020-11-10 |  | Non-lead
204872 | 28561 BUCCANEER RD |  | Polytube | Yes |  | 2022-05-16 |  | PVC | 2015 | Yes |  | 2022-05-16 |  | Non-lead
204874 | L3 B6 157 BAYVIEW DR |  | Unknown, Non-Lead | Yes |  | 2020-03-17 |  | PVC | 2016 | Yes |  | 2020-03-17 |  | Non-lead
204875 | 55 BAHAMA AVE |  | Unknown, Non-Lead | Yes |  | 2021-08-20 |  | PVC | 2015 | Yes |  | 2021-08-20 |  | Non-lead
204878 | 317 CALZADA DE BOUGAINVILLEA |  | Unknown, Non-Lead | Yes |  | 2024-07-11 |  | Unknown, Non-Lead | 2015 | Yes |  | 2024-07-11 |  | Non-lead
204880 | IRRIGATION 1502-1514 PETRONIA ST |  | Unknown, Non-Lead | Yes |  | 2018-03-13 |  | PVC | 2008 | Yes |  | 2018-03-13 |  | Non-lead
204883 | 185 PEARL AVE |  | Polytube | Yes |  | 2024-01-10 |  | PVC | 2016 | Yes |  | 2024-01-10 |  | Non-lead
204884 | 728 GROUPER LN |  | Unknown, Non-Lead | Yes |  | 2020-03-25 |  | PVC | 2015 | Yes |  | 2020-03-25 |  | Non-lead
204886 | 437 PIRATES RD |  | Unknown, Non-Lead | Yes |  | 2018-09-24 |  | Unknown, Non-Lead | 2015 | Yes |  | 2018-09-24 |  | Non-lead
204887 | 502 FIRST ST |  | Unknown, Non-Lead | Yes |  | 2019-12-09 |  | Unknown, Non-Lead | 2018 | Yes |  | 2019-12-09 |  | Non-lead
204888 | 2-012 14 PEQUENA LANE |  | Unknown, Non-Lead | No |  |  |  | Unknown, Non-Lead | 2015 | No |  |  |  | Non-lead
204889 | 112 SAN MARCO DR |  | Unknown, Non-Lead | Yes |  | 2019-08-21 |  | PVC | 2015 | Yes |  | 2019-08-21 |  | Non-lead
204890 | 334 OLEANDER DR |  | Unknown, Non-Lead | No |  |  |  | Unknown, Non-Lead | 2015 | No |  |  |  | Non-lead
204893 | 449 PATTISON AVE |  | Unknown, Non-Lead | Yes |  | 2023-12-01 |  | Unknown, Non-Lead | 2016 | Yes |  | 2023-12-01 |  | Non-lead
204894 | 1028 PICARD LN |  | Unknown, Non-Lead | No |  |  |  | Unknown, Non-Lead | 1989 | No |  |  |  | Non-lead
204895 | 360 4TH ST |  | Polytube | Yes |  | 2022-10-22 |  | PVC | 1978 | Yes |  | 2022-10-22 |  | Non-lead
204897 | IRRIGATION 743 68TH St |  | Polytube | Yes |  | 2023-06-12 |  | PVC | 1980 | Yes |  | 2023-06-12 |  | Non-lead
204898 | 112 LONG KEY RD |  | Unknown, Non-Lead | Yes |  | 2018-05-02 |  | Unknown, Non-Lead | 2016 | Yes |  | 2018-05-02 |  | Non-lead
204899 | DOWN 501 GREENE ST |  | Polytube | Yes |  | 2024-06-05 |  | PVC | 1928 | Yes |  | 2024-06-05 |  | Non-lead
204903 | .NAS AIRPORT & FIRE RESCUE BLDG |  | Polytube | Yes |  | 2023-08-29 |  | PVC | 2014 | Yes |  | 2023-08-29 |  | Non-lead
204904 | CONST METER FOR FIRE STATION |  | Unknown | Yes |  | 2023-09-08 |  | Unknown | 2014 | Yes |  | 2023-09-08 |  | Lead Status Unknown
204905 | IRRIGATION 818 WHITEHEAD ST |  | PVC | Yes |  | 2022-07-05 |  | PVC | 2014 | Yes |  | 2022-07-05 |  | Non-lead
204906 | 30261 SOUTH ST |  | Polytube | Yes |  | 2022-12-15 |  | PVC | 1984 | Yes |  | 2022-12-15 |  | Non-lead
204909 | 235 TROPICAL AVE |  | Unknown, Non-Lead | Yes |  | 2021-07-02 |  | PVC | 2015 | Yes |  | 2021-07-02 |  | Non-lead
204910 | 432 4TH RD |  | Unknown, Non-Lead | Yes |  | 2024-01-30 |  | PVC | 2015 | Yes |  | 2024-01-30 |  | Non-lead
204911 | 57 BAHAMA AVE |  | Unknown, Non-Lead | Yes |  | 2021-06-21 |  | Unknown, Non-Lead | 2015 | Yes |  | 2021-06-21 |  | Non-lead
204912 | 296 ST THOMAS AVE |  | Unknown, Non-Lead | Yes |  | 2019-06-12 |  | Unknown, Non-Lead | 2017 | Yes |  | 2019-06-12 |  | Non-lead
204913 | 104 S BAHAMA DR |  | Unknown, Non-Lead | Yes |  | 2021-02-17 |  | Unknown, Non-Lead | 2016 | Yes |  | 2021-02-17 |  | Non-lead
204914 | 180 OCEAN SHORES DR |  | Polytube | Yes |  | 2019-11-25 |  | PVC | 2016 | Yes |  | 2019-11-25 |  | Non-lead
204916 | 30958 NATHALIE RD |  | Polytube | Yes |  | 2024-02-28 |  | PVC | 1974 | Yes |  | 2024-02-28 |  | Non-lead
204917 | 29466 ENTERPRISE AVE |  | Unknown, Non-Lead | No |  |  |  | Unknown, Non-Lead | 2015 | No |  |  |  | Non-lead
204922 | INTER CAYMAN LN |  | Unknown, Non-Lead | Yes |  | 2023-05-04 |  | Unknown, Non-Lead | 2015 | Yes |  | 2023-05-04 |  | Non-lead
204923 | INTER BARBUDA LN |  | Unknown, Non-Lead | Yes |  | 2023-05-04 |  | Unknown, Non-Lead | 2015 | Yes |  | 2023-05-04 |  | Non-lead
204924 | INTER ANGUILA LN |  | Unknown, Non-Lead | Yes |  | 2023-05-04 |  | Unknown, Non-Lead | 2015 | Yes |  | 2023-05-04 |  | Non-lead
204925 | INTER JAMAICA LN |  | Unknown, Non-Lead | Yes |  | 2023-05-04 |  | Unknown, Non-Lead | 2015 | Yes |  | 2023-05-04 |  | Non-lead
204926 | INTER TOBAGO LN |  | Unknown, Non-Lead | Yes |  | 2023-05-04 |  | Unknown, Non-Lead | 2015 | Yes |  | 2023-05-04 |  | Non-lead
204927 | INTER ST MARTIN LN |  | Unknown, Non-Lead | Yes |  | 2023-05-04 |  | Unknown, Non-Lead | 2015 | Yes |  | 2023-05-04 |  | Non-lead
204928 | INTER BARBADOS LN |  | Unknown, Non-Lead | Yes |  | 2023-05-04 |  | Unknown, Non-Lead | 2015 | Yes |  | 2023-05-04 |  | Non-lead
204929 | INTER ST VINCENT LN |  | Unknown, Non-Lead | Yes |  | 2023-05-04 |  | Unknown, Non-Lead | 2015 | Yes |  | 2023-05-04 |  | Non-lead
204931 | 230 PALM DR |  | Unknown, Non-Lead | Yes |  | 2020-02-06 |  | Unknown, Non-Lead | 2016 | Yes |  | 2020-02-06 |  | Non-lead
204932 | 27322 ANTIGUA LN |  | Unknown, Non-Lead | No |  |  |  | Unknown, Non-Lead | 2015 | No |  |  |  | Non-lead
204933 | 18 COCONUT DR |  | Unknown, Non-Lead | Yes |  | 2024-04-29 |  | Unknown, Non-Lead | 2015 | Yes |  | 2024-04-29 |  | Non-lead
204934 | 144 BLUE HARBOR DR |  | Unknown, Non-Lead | No |  |  |  | Unknown, Non-Lead | 2018 | No |  |  |  | Non-lead
204937 | WW PUMP STA. 74060 OVERSEAS HWY |  | Polytube | Yes |  | 2022-07-05 |  | PVC | 2015 | Yes |  | 2022-07-05 |  | Non-lead
204939 | 54 SEAGATE BLVD |  | Unknown, Non-Lead | No |  |  |  | Unknown, Non-Lead | 2016 | No |  |  |  | Non-lead
204940 | 237 N AIRPORT DR |  | Unknown, Non-Lead | Yes |  | 2020-09-17 |  | Unknown, Non-Lead | 2017 | Yes |  | 2020-09-17 |  | Non-lead
204943 | 30841 ORTEGA LN |  | Polytube | Yes |  | 2022-06-27 |  | PVC | 2016 | Yes |  | 2022-06-27 |  | Non-lead
204944 | 921 66TH STREET OCEAN |  | Unknown, Non-Lead | No |  |  |  | Unknown, Non-Lead | 2015 | No |  |  |  | Non-lead
204945 | 27024 SHANNAHAN RD |  | Unknown, Non-Lead | No |  |  |  | Unknown, Non-Lead | 2015 | No |  |  |  | Non-lead
204946 | 74858 OVERSEAS HWY |  | Unknown, Non-Lead | No |  |  |  | Unknown, Non-Lead | 2019 | No |  |  |  | Non-lead
204947 | 25022 PALM LN |  | Unknown, Non-Lead | Yes |  | 2024-07-29 |  | Unknown, Non-Lead | 2015 | Yes |  | 2024-07-29 |  | Non-lead
204948 | 226 BOUGAINVILLEA ST |  | Unknown, Non-Lead | Yes |  | 2021-03-29 |  | Unknown, Non-Lead | 2015 | Yes |  | 2021-03-29 |  | Non-lead
204950 | 158 JO JEAN WAY |  | Unknown, Non-Lead | No |  |  |  | Unknown, Non-Lead | 2016 | No |  |  |  | Non-lead
204952 | 639 POWELL AVE |  | Unknown, Non-Lead | Yes |  | 2024-02-23 |  | Unknown, Non-Lead | 2016 | Yes |  | 2024-02-23 |  | Non-lead
204953 | 95391 OVERSEAS HWY |  | Polytube | Yes |  | 2023-05-30 |  | PVC | 2015 | Yes |  | 2023-05-30 |  | Non-lead
204955 | 852 ELLEN DR |  | Unknown, Non-Lead | No |  |  |  | Unknown, Non-Lead | 2016 | No |  |  |  | Non-lead
204956 | 401 CORAL AVE |  | Unknown, Non-Lead | No |  |  |  | Unknown, Non-Lead | 2016 | No |  |  |  | Non-lead
204962 | BIRD PARK IRRIGATION EXUMA TER EXUMA RD |  | Polytube | Yes |  | 2022-10-03 |  | PVC | 2015 | Yes |  | 2022-10-03 |  | Non-lead
204963 | 29643 CONSTITUTION AVE |  | Polytube | Yes |  | 2023-05-02 |  | Polytube | 1978 | Yes |  | 2023-05-02 |  | Non-Lead
204968 | 55 TARPON AVENUE |  | Polytube | Yes |  | 2023-10-10 |  | PVC | 2015 | Yes |  | 2023-10-10 |  | Non-lead
204971 | 125 COCO PLUM DR |  | Unknown, Non-Lead | Yes |  | 2023-08-09 |  | PVC | 2017 | Yes |  | 2023-08-09 |  | Non-lead
204976 | 2 ABACO RD |  | Unknown, Non-Lead | Yes |  | 2020-03-16 |  | PVC | 2015 | Yes |  | 2020-03-16 |  | Non-lead
204978 | 130 N COCONUT PALM BLVD |  | Unknown, Non-Lead | No |  |  |  | Unknown, Non-Lead | 2017 | No |  |  |  | Non-lead
204979 | 424 CALLE LIMON |  | Polytube | Yes |  | 2024-08-08 |  | PVC | 2015 | Yes |  | 2024-08-08 |  | Non-lead
204980 | 143 INDIAN MOUND TR |  | Unknown, Non-Lead | Yes |  | 2024-08-21 |  | Unknown, Non-Lead | 2016 | Yes |  | 2024-08-21 |  | Non-lead
204982 | CKLS #1 R/W IN FRONT OF LOT 24 SAWYER DR |  | Polytube | Yes |  | 2022-11-09 |  | Copper | 2015 | Yes |  | 2022-11-09 |  | Non-lead
204983 | CKLS #2 R/W IN FRONT OF LOT 28 ON 5TH AVE WEST |  | Polytube | No |  |  |  | None | 2020 | No |  |  |  | Non-lead
204984 | CKLS #3 R/W IN FRONT OF LOT 1 ON 6TH AVE |  | Polytube | Yes |  | 2022-10-31 |  | Copper | 2015 | Yes |  | 2022-10-31 |  | Non-lead
204985 | CKLS #4 R/W IN FRONT OF LOT 14 ON 7TH AVE |  | Polytube | Yes |  | 2023-08-30 |  | None | 1988 | Yes |  | 2023-08-30 |  | Non-lead
204986 | CKLS #5 R/W IN FRONT OF LOT 1 ON 8TH AVE WEST |  | Polytube | Yes |  | 2023-07-06 |  | Copper | 1985 | Yes |  | 2023-07-06 |  | Non-lead
204987 | CKLS #6 R/W IN FRONT OF LOT 45 ON YARDARM RD |  | Polytube | Yes |  | 2022-12-28 |  | Copper | 2015 | Yes |  | 2022-12-28 |  | Non-lead
204988 | CKLS #7 R/W IN FRONT OF LOT 14 ON LA FITTE DR |  | Unknown, Non-Lead | No |  |  |  | Unknown, Non-Lead | 2001 | No |  |  |  | Non-lead
204989 | CKLS# 8 R/W IN FRONT OF LOT 6 ON BLACKBEARD LN |  | Unknown, Non-Lead | No |  |  |  | Unknown, Non-Lead | 2018 | No |  |  |  | Non-lead
204990 | CKLS #9 R/W IN FRONT OF LOT 34 ON JOLLY ROGER DR |  | Polytube | Yes |  | 2022-11-09 |  | Copper | 1987 | Yes |  | 2022-11-09 |  | Non-lead
204991 | CUTLASS CKLS #10 R/W IN FRONT OF LOT 1 ON JOLLY ROGER DR |  | Polytube | Yes |  | 2023-08-30 |  | Unknown, Non-Lead | 2001 | Yes |  | 2023-08-30 |  | Non-lead
204992 | TORTUGA CKLS #11 R/W IN FRONT OF LOT 1 JOLLY ROGER DR |  | Polytube | Yes |  | 2023-08-30 |  | Unknown, Non-Lead | 2020 | Yes |  | 2023-08-30 |  | Non-lead
204993 | SNAPPER CKLS #12 R/W IN FRONT OF LOT 21 ON SPANISH MAI DR |  | Polytube | Yes |  | 2023-08-30 |  | Unknown, Non-Lead | 1990 | Yes |  | 2023-08-30 |  | Non-lead
204994 | CKLS#13 R/W P.ROYAL AND L BEN SPAN MAIN DR |  | Polytube | Yes |  | 2023-08-30 |  | Unknown, Non-Lead | 1998 | Yes |  | 2023-08-30 |  | Non-lead
204995 | HAWKINS CKLS #14 R/W IN FRONT OF LOT 1 SPANISH MAIN DR |  | Polytube | Yes |  | 2023-08-30 |  | Unknown | 1984 | Yes |  | 2023-08-30 |  | Lead Status Unknown
204996 | 1ST AVE W CKLS #16 R/W IN FRONT OF LOT 2 DROST DR |  | Polytube | Yes |  | 2022-11-07 |  | Copper | 2015 | Yes |  | 2022-11-07 |  | Non-lead
204997 | CKLS #17 R/W IN FRONT OF LOT 21 ON 2ND AVE W |  | Unknown, Non-Lead | No |  |  |  | Unknown, Non-Lead | 2021 | No |  |  |  | Non-lead
204998 | 3RD AVE CKLS #18 R/W IN FRONT OF LOT 1 ON DROST DR |  | Unknown, Non-Lead | No |  |  |  | Unknown, Non-Lead | 2006 | No |  |  |  | Non-lead
204999 | CKLS #19 R/W IN FRONT OF LOT 14 ON 4TH AVE W |  | Polytube | Yes |  | 2023-08-30 |  | Copper | 2008 | Yes |  | 2023-08-30 |  | Non-lead
205000 | CKLS #20 R/W IN FRONT OF LOT 8 ON COLSON DR |  | Polytube | Yes |  | 2023-08-30 |  | Unknown, Non-Lead | 2016 | Yes |  | 2023-08-30 |  | Non-lead
205001 | BASQUE CKLS #21 R/W IN FRNT OF LOT 20 ON PUERTO BELLO DR |  | Polytube | Yes |  | 2022-12-28 |  | Copper | 2015 | Yes |  | 2022-12-28 |  | Non-lead
205002 | 611 PORTIA CIR |  | Polytube | Yes |  | 2022-12-06 |  | PVC | 2017 | Yes |  | 2022-12-06 |  | Non-lead
205003 | 169 KEY HAVEN RD |  | Unknown, Non-Lead | Yes |  | 2018-04-12 |  | PVC | 2015 | Yes |  | 2018-04-12 |  | Non-lead
205004 | 197 DOVE LAKE DR |  | Unknown, Non-Lead | Yes |  | 2024-06-21 |  | Unknown, Non-Lead | 2015 | Yes |  | 2024-06-21 |  | Non-lead
205005 | 100760 OVERSEAS HWY |  | Unknown, Non-Lead | Yes |  | 2022-03-28 |  | Unknown, Non-Lead | 2015 | Yes |  | 2022-03-28 |  | Non-lead
205007 | 633 DUVAL ST |  | Polytube | Yes |  | 2023-12-06 |  | PVC | 1999 | Yes |  | 2023-12-06 |  | Non-lead
205008 | 301 SUGARLOAF DR |  | Unknown, Non-Lead | No |  |  |  | Unknown, Non-Lead | 2015 | No |  |  |  | Non-lead
205009 | 133 CORTEZ DR |  | Unknown, Non-Lead | Yes |  | 2023-07-13 |  | Unknown, Non-Lead | 2021 | Yes |  | 2023-07-13 |  | Non-lead
205011 | 164 INDIAN MOUND TR |  | Unknown, Non-Lead | Yes |  | 2020-10-30 |  | Unknown, Non-Lead | 2015 | Yes |  | 2020-10-30 |  | Non-lead
205012 | 657 HECK AVE |  | Unknown, Non-Lead | No |  |  |  | Unknown, Non-Lead | 2015 | No |  |  |  | Non-lead
205013 | 472 BEACH RD |  | Unknown, Non-Lead | Yes |  | 2019-10-24 |  | PVC | 2016 | Yes |  | 2019-10-24 |  | Non-lead
205014 | 805 S JADE DR |  | Unknown, Non-Lead | Yes |  | 2019-01-28 |  | PVC | 2015 | Yes |  | 2019-01-28 |  | Non-lead
205015 | 200 CORAL AVE |  | Unknown, Non-Lead | No |  |  |  | Unknown, Non-Lead | 2015 | No |  |  |  | Non-lead
205016 | 211 86TH OCEAN ST |  | Polytube | Yes |  | 2023-04-06 |  | PVC | 2016 | Yes |  | 2023-04-06 |  | Non-lead
205018 | 437 HECK AVE |  | Unknown, Non-Lead | Yes |  | 2023-11-20 |  | PVC | 2015 | Yes |  | 2023-11-20 |  | Non-lead
205019 | 112 AVE K |  | Unknown, Non-Lead | Yes |  | 2020-08-31 |  | Unknown, Non-Lead | 2015 | Yes |  | 2020-08-31 |  | Non-lead
205020 | 24 TARPON AVE |  | Unknown, Non-Lead | Yes |  | 2021-12-06 |  | PVC | 2016 | Yes |  | 2021-12-06 |  | Non-lead
205021 | 520 AVE D |  | Unknown, Non-Lead | No |  |  |  | Unknown, Non-Lead | 2015 | No |  |  |  | Non-lead
205022 | 178 OCEAN SHORES DR |  | Unknown, Non-Lead | Yes |  | 2019-06-05 |  | PVC | 2016 | Yes |  | 2019-06-05 |  | Non-lead
205023 | 27 N CHANNEL DR |  | Unknown, Non-Lead | Yes |  | 2022-01-03 |  | Unknown, Non-Lead | 2016 | Yes |  | 2022-01-03 |  | Non-lead
205024 | 33 BONITA DR |  | Unknown, Non-Lead | Yes |  | 2023-09-07 |  | PVC | 2015 | Yes |  | 2023-09-07 |  | Non-lead
205025 | 243 W INDIES RD |  | Polytube | Yes |  | 2022-08-15 |  | PVC | 2016 | Yes |  | 2022-08-15 |  | Non-lead
205026 | 25 MOCKINGBIRD RD |  | Unknown, Non-Lead | Yes |  | 2020-09-09 |  | Unknown, Non-Lead | 2015 | Yes |  | 2020-09-09 |  | Non-lead
205027 | 77 CORAL DR |  | Unknown, Non-Lead | Yes |  | 2022-02-25 |  | Unknown, Non-Lead | 2018 | Yes |  | 2022-02-25 |  | Non-lead
205028 | 982 SHAW DR |  | Unknown, Non-Lead | Yes |  | 2021-11-30 |  | Unknown, Non-Lead | 2015 | Yes |  | 2021-11-30 |  | Non-lead
205029 | 23 ORANGE DR |  | Unknown, Non-Lead | Yes |  | 2022-04-01 |  | Unknown, Non-Lead | 2015 | Yes |  | 2022-04-01 |  | Non-lead
205032 | 30950 NATHALIE RD |  | Unknown, Non-Lead | Yes |  | 2024-02-27 |  | Unknown, Non-Lead | 2015 | Yes |  | 2024-02-27 |  | Non-lead
205033 | UNIT 08 5020 5TH AVE |  | Unknown, Non-Lead | Yes |  | 2018-01-24 |  | Unknown, Non-Lead | 2015 | Yes |  | 2018-01-24 |  | Non-lead
205034 | 1 CORRINE PL ST |  | Unknown, Non-Lead | Yes |  | 2022-08-05 |  | Unknown, Non-Lead | 2015 | Yes |  | 2022-08-05 |  | Non-lead
205035 | UNIT 11 5020 5TH AVE |  | Polytube | Yes |  | 2023-12-28 |  | Polytube | 2015 | Yes |  | 2023-12-28 |  | Non-lead
205036 | UNIT 10 5020 5TH AVE |  | Polytube | Yes |  | 2023-02-28 |  | PVC | 2015 | Yes |  | 2023-02-28 |  | Non-lead
205037 | UNIT 09 5020 5TH AVE |  | Polytube | Yes |  | 2023-03-10 |  | Polytube | 2015 | Yes |  | 2023-03-10 |  | Non-lead
205038 | 885 ELLEN DR |  | Unknown, Non-Lead | Yes |  | 2023-06-27 |  | Unknown, Non-Lead | 2015 | Yes |  | 2023-06-27 |  | Non-lead
205039 | 1998 COCO PLUM DR |  | Unknown, Non-Lead | Yes |  | 2022-10-04 |  | PVC | 2017 | Yes |  | 2022-10-04 |  | Non-lead
205040 | 124 W PLAZA DEL LAGO |  | Unknown, Non-Lead | Yes |  | 2019-03-15 |  | Unknown, Non-Lead | 1998 | Yes |  | 2019-03-15 |  | Non-lead
205041 | 101956 OVERSEAS HWY |  | Unknown, Non-Lead | Yes |  | 2020-03-27 |  | PVC | 2016 | Yes |  | 2020-03-27 |  | Non-lead
205045 | 980 97TH OCEAN ST |  | Unknown, Non-Lead | No |  |  |  | Unknown, Non-Lead | 2016 | No |  |  |  | Non-lead
205046 | 1100 E 63RD OCEAN ST |  | Unknown, Non-Lead | Yes |  | 2023-08-23 |  | Unknown, Non-Lead | 2016 | Yes |  | 2023-08-23 |  | Non-lead
205048 | 8046 TUNA DR |  | Unknown, Non-Lead | No |  |  |  | Unknown, Non-Lead | 2016 | No |  |  |  | Non-lead
205050 | 429 COLLINS ST |  | Unknown, Non-Lead | Yes |  | 2018-11-08 |  | PVC | 2015 | Yes |  | 2018-11-08 |  | Non-lead
205051 | 551 BLACKBEARD RD |  | Polytube | Yes |  | 2023-01-23 |  | PVC | 2015 | Yes |  | 2023-01-23 |  | Non-lead
205055 | 51 JEWFISH AVE |  | Unknown, Non-Lead | No |  |  |  | Unknown, Non-Lead | 2015 | No |  |  |  | Non-lead
205056 | UNIT C 423 OLIVIA ST |  | Unknown, Non-Lead | No |  |  |  | Unknown, Non-Lead | 1999 | No |  |  |  | Non-lead
205057 | UNIT D 423 OLIVIA ST |  | Unknown, Non-Lead | Yes |  | 2024-09-05 |  | Unknown, Non-Lead | 1999 | Yes |  | 2024-09-05 |  | Non-lead
205059 | 732 PRADO CIR |  | Unknown, Non-Lead | Yes |  | 2024-01-03 |  | Unknown, Non-Lead | 2015 | Yes |  | 2024-01-03 |  | Non-lead
205060 | 949 PLANTATION RD |  | Unknown, Non-Lead | No |  |  |  | Unknown, Non-Lead | 2010 | No |  |  |  | Non-lead
205062 | 257 VENETIAN WAY |  | Unknown, Non-Lead | No |  |  |  | Unknown, Non-Lead | 2015 | No |  |  |  | Non-lead
205064 | 592 BONITO AVE |  | Unknown, Non-Lead | Yes |  | 2018-04-17 |  | PVC | 2016 | Yes |  | 2018-04-17 |  | Non-lead
205065 | 281 12TH STREET |  | Unknown, Non-Lead | Yes |  | 2022-03-07 |  | PVC | 2021 | Yes |  | 2022-03-07 |  | Non-lead
205066 | 806 LARGO RD |  | Unknown, Non-Lead | No |  |  |  | Unknown, Non-Lead | 2015 | No |  |  |  | Non-lead
205070 | 10 SUNRISE CAY DR |  | Unknown, Non-Lead | No |  |  |  | Unknown, Non-Lead | 2016 | No |  |  |  | Non-lead
205075 | 1017 HAWKSBILL LN |  | Unknown, Non-Lead | No |  |  |  | Unknown, Non-Lead | 2015 | No |  |  |  | Non-lead
205076 | 129 MARINA AVE |  | Unknown, Non-Lead | Yes |  | 2019-05-03 |  | Unknown, Non-Lead | 2018 | Yes |  | 2019-05-03 |  | Non-lead
205082 | HYDRANT UK5-035 102400 OVERSEAS HWY |  | Unknown, Non-Lead | Yes |  | 2019-01-30 |  | Unknown, Non-Lead | 2015 | Yes |  | 2019-01-30 |  | Non-lead
205083 | UNIT 13 5020 5TH AVE |  | Polytube | Yes |  | 2023-03-10 |  | Polytube | 2015 | Yes |  | 2023-03-10 |  | Non-lead
205084 | UNIT 14 5020 5TH AVE |  | Polytube | Yes |  | 2023-03-10 |  | Polytube | 2015 | Yes |  | 2023-03-10 |  | Non-lead
205085 | UNIT 15 5020 5TH AVE |  | Polytube | Yes |  | 2024-10-01 |  | Polytube | 2015 | Yes |  | 2024-10-01 |  | Non-lead
205086 | 7941 GULFSTREAM BLVD |  | Unknown, Non-Lead | No |  |  |  | Unknown, Non-Lead | 2015 | No |  |  |  | Non-lead
205087 | 28582 MARACAIBO RD |  | Polytube | Yes |  | 2023-01-23 |  | PVC | 1987 | Yes |  | 2023-01-23 |  | Non-lead
205088 | 117 LA PALOMA RD |  | Unknown, Non-Lead | No |  |  |  | Unknown, Non-Lead | 2016 | No |  |  |  | Non-lead
205089 | 191 KAHIKI DR |  | Unknown, Non-Lead | Yes |  | 2018-06-13 |  | Unknown, Non-Lead | 2017 | Yes |  | 2018-06-13 |  | Non-lead
205093 | LOT 20 24863 OVERSEAS HWY |  | Polytube | Yes |  | 2023-04-25 |  | PVC | 1958 | Yes |  | 2023-04-25 |  | Non-lead
205094 | LOT 22 24863 OVERSEAS HWY |  | Unknown, Non-Lead | Yes |  | 2024-01-05 |  | PVC | 2015 | Yes |  | 2024-01-05 |  | Non-lead
205096 | 22 BLUE WATER DR |  | Unknown, Non-Lead | No |  |  |  | Unknown, Non-Lead | 2015 | No |  |  |  | Non-lead
205097 | 27054 SHANNAHAN RD |  | Unknown, Non-Lead | Yes |  | 2018-05-24 |  | PVC | 2016 | Yes |  | 2018-05-24 |  | Non-lead
205098 | 120 PLANTATION SHORES DR |  | Polytube | Yes |  | 2023-06-16 |  | PVC | 2020 | Yes |  | 2023-06-16 |  | Non-lead
205099 | 101771 OVERSEAS HWY |  | Polytube | Yes |  | 2023-02-09 |  | PVC | 2015 | Yes |  | 2023-02-09 |  | Non-lead
205101 | 437 LIME DR |  | Unknown, Non-Lead | No |  |  |  | Unknown, Non-Lead | 2016 | No |  |  |  | Non-lead
205102 | 13 BONITA AVE |  | Unknown, Non-Lead | Yes |  | 2024-07-26 |  | PVC | 2016 | Yes |  | 2024-07-26 |  | Non-lead
205103 | 11 BONITA AVE |  | Unknown, Non-Lead | No |  |  |  | Unknown, Non-Lead | 2016 | No |  |  |  | Non-lead
205105 | 17277 CAYMEN DRIVE |  | Unknown, Non-Lead | Yes |  | 2021-05-12 |  | PVC | 2013 | Yes |  | 2021-05-12 |  | Non-lead
205106 | 17397 CAYMEN DR |  | Unknown, Non-Lead | Yes |  | 2021-11-01 |  | Unknown, Non-Lead | 2019 | Yes |  | 2021-11-01 |  | Non-lead
205107 | 17347 CAYMAN DR |  | Unknown, Non-Lead | No |  |  |  | Unknown, Non-Lead | 2015 | No |  |  |  | Non-lead
205110 | 109 HOLIDAY BLVD |  | Unknown, Non-Lead | Yes |  | 2017-10-25 |  | Unknown, Non-Lead | 2015 | Yes |  | 2017-10-25 |  | Non-lead
205111 | 106 HIBISCUS DR |  | Unknown, Non-Lead | Yes |  | 2019-09-24 |  | PVC | 2015 | Yes |  | 2019-09-24 |  | Non-lead
205112 | HYDRANT UK4-031 89225 OLD - OLD RD HWY |  | Ductile Iron | Yes |  | 2024-03-20 |  | Unknown, Non-Lead | 2015 | Yes |  | 2024-03-20 |  | Non-lead
205113 | 20 SILVER SPRINGS DR |  | Unknown, Non-Lead | Yes |  | 2020-08-31 |  | PVC | 2019 | Yes |  | 2020-08-31 |  | Non-lead
205114 | 19 BUTTONWOOD DR |  | Unknown, Non-Lead | No |  |  |  | Unknown, Non-Lead | 2016 | No |  |  |  | Non-lead
205115 | 36 JUDY PL |  | Unknown, Non-Lead | No |  |  |  | Unknown, Non-Lead | 2015 | No |  |  |  | Non-lead
205116 | 19661 TEQUESTA ST |  | Unknown, Non-Lead | No |  |  |  | Unknown, Non-Lead | 2015 | No |  |  |  | Non-lead
205117 | 19641 TEQUESTA ST |  | Unknown, Non-Lead | No |  |  |  | Unknown, Non-Lead | 2015 | No |  |  |  | Non-lead
205118 | 2068 MATTHEWS RD |  | Unknown, Non-Lead | No |  |  |  | Unknown, Non-Lead | 2015 | No |  |  |  | Non-lead
205119 | 101591 OVERSEAS HWY |  | Polytube | Yes |  | 2023-02-15 |  | PVC | 2015 | Yes |  | 2023-02-15 |  | Non-lead
205120 | 821 WADDELL AVE |  | Unknown, Non-Lead | Yes |  | 2018-10-24 |  | PVC | 2015 | Yes |  | 2018-10-24 |  | Non-lead
205121 | 2444 PENSACOLA RD |  | Polytube | Yes |  | 2023-01-10 |  | PVC | 1975 | Yes |  | 2023-01-10 |  | Non-lead
205123 | 11 MANGROVE LN |  | Polytube | Yes |  | 2022-06-10 |  | PVC | 2017 | Yes |  | 2022-06-10 |  | Non-lead
205124 | 95 SEA LN |  | Unknown, Non-Lead | Yes |  | 2019-02-15 |  | PVC | 2018 | Yes |  | 2019-02-15 |  | Non-lead
205125 | APT A 453 BARRY AVE |  | Polytube | Yes |  | 2023-01-25 |  | PVC | 1938 | Yes |  | 2023-01-25 |  | Non-lead
205126 | APT B 453 BARRY AVE |  | Polytube | Yes |  | 2023-01-25 |  | PVC | 1938 | Yes |  | 2023-01-25 |  | Non-lead
205131 | 13 TARPON AVE |  | Unknown, Non-Lead | Yes |  | 2021-02-02 |  | PVC | 2016 | Yes |  | 2021-02-02 |  | Non-lead
205132 | A-4013 GUN RANGE |  | Unknown, Non-Lead | Yes |  | 2023-03-08 |  | PVC | 2015 | Yes |  | 2023-03-08 |  | Non-lead
205133 | CGKRX4 A-824 BUILDING |  | Unknown, Non-Lead | Yes |  | 2023-03-08 |  | PVC | 2015 | Yes |  | 2023-03-08 |  | Non-lead
205134 | A-4078 HAZMAT BUILDING |  | PVC | Yes |  | 2024-01-08 |  | PVC | 2015 | Yes |  | 2024-01-08 |  | Non-lead
205136 | 28 S BLACKWATER LN |  | Unknown, Non-Lead | Yes |  | 2018-04-18 |  | Unknown, Non-Lead | 2015 | Yes |  | 2018-04-18 |  | Non-lead
205139 | RESIDENCES 5950 PENINSULAR AVE |  | Unknown, Non-Lead | Yes |  | 2020-11-12 |  | Unknown, Non-Lead | 2020 | Yes |  | 2020-11-12 |  | Non-lead
205142 | 27384 GUADALOUPE LN |  | Unknown, Non-Lead | No |  |  |  | Unknown, Non-Lead | 2016 | No |  |  |  | Non-lead
205144 | 247 AIRPORT DR N |  | Unknown, Non-Lead | No |  |  |  | Unknown, Non-Lead | 2016 | No |  |  |  | Non-lead
205146 | 99 AVE E |  | Unknown, Non-Lead | Yes |  | 2017-03-17 |  | Unknown, Non-Lead | 2016 | Yes |  | 2017-03-17 |  | Non-lead
205147 | 844 ELLEN DR |  | Unknown, Non-Lead | No |  |  |  | Unknown, Non-Lead | 2015 | No |  |  |  | Non-lead
205148 | A-4194 MARINA AND GRILL |  | Unknown, Non-Lead | Yes |  | 2023-07-18 |  | PVC | 2015 | Yes |  | 2023-07-18 |  | Non-lead
205150 | BOAT DOCK 2" METER WEST SIDE DR |  | Unknown, Non-Lead | Yes |  | 2023-07-18 |  | PVC | 2015 | Yes |  | 2023-07-18 |  | Non-lead
205152 | 511 TABBY WAY |  | Unknown | Yes |  | 2022-09-26 |  | PVC | 1913 | Yes |  | 2022-09-26 |  | Lead Status Unknown
205153 | 14 OCEAN EAST |  | Unknown, Non-Lead | Yes |  | 2023-10-27 |  | PVC | 2019 | Yes |  | 2023-10-27 |  | Non-lead
205154 | CORNER OF HORACE STREET-MASTER LIFT |  | Polytube | Yes |  | 2023-04-25 |  | PVC | 2015 | Yes |  | 2023-04-25 |  | Non-lead
205157 | 1020 SNAPPER LN |  | Unknown, Non-Lead | No |  |  |  | Unknown, Non-Lead | 2016 | No |  |  |  | Non-lead
205158 | 61 MARINA DOCK |  | Ductile Iron | Yes |  | 2024-08-26 |  | Copper | 1950 | Yes |  | 2024-08-26 |  | Non-lead
205159 | 1220 SIMONTON ST |  | Unknown, Non-Lead | Yes |  | 2021-12-20 |  | Unknown, Non-Lead | 2017 | Yes |  | 2021-12-20 |  | Non-lead
205161 | 141 N INDIES DR |  | Unknown, Non-Lead | Yes |  | 2017-08-02 |  | PVC | 2018 | Yes |  | 2017-08-02 |  | Non-lead
205162 | 622 65TH ST |  | Unknown, Non-Lead | Yes |  | 2023-10-13 |  | Unknown, Non-Lead | 2015 | Yes |  | 2023-10-13 |  | Non-lead
205163 | 874 64TH ST |  | Unknown, Non-Lead | Yes |  | 2017-07-10 |  | Unknown, Non-Lead | 2015 | Yes |  | 2017-07-10 |  | Non-lead
205165 | 973 GIBRALTAR RD |  | Unknown, Non-Lead | Yes |  | 2018-06-07 |  | PVC | 2015 | Yes |  | 2018-06-07 |  | Non-lead
205166 | 6973 OVERSEAS Hwy |  | Unknown, Non-Lead | Yes |  | 2023-12-01 |  | Cast Iron | 2016 | Yes |  | 2023-12-01 |  | Non-lead
205168 | HYDRANT UK4-032 CARROLL ST |  | Ductile Iron | Yes |  | 2022-07-01 |  | None | 2015 | Yes |  | 2022-07-01 |  | Non-lead
205169 | 261 ST THOMAS AVE |  | Unknown, Non-Lead | Yes |  | 2021-06-21 |  | Unknown, Non-Lead | 2019 | Yes |  | 2021-06-21 |  | Non-lead
205173 | 721 SHARON PL |  | Unknown, Non-Lead | Yes |  | 2022-04-01 |  | PVC | 2017 | Yes |  | 2022-04-01 |  | Non-lead
205175 | 513 INDIES RD |  | Unknown, Non-Lead | No |  |  |  | Unknown, Non-Lead | 2015 | No |  |  |  | Non-lead
205178 | 302 WINDLEY RD |  | Unknown, Non-Lead | Yes |  | 2022-01-06 |  | Unknown, Non-Lead | 2017 | Yes |  | 2022-01-06 |  | Non-lead
205179 | 27315 ST LUCIE LN |  | Polytube | Yes |  | 2024-09-17 |  | PVC | 2015 | Yes |  | 2024-09-17 |  | Non-lead
205181 | 205 W CANAL DR |  | Unknown, Non-Lead | Yes |  | 2019-05-01 |  | Unknown, Non-Lead | 2017 | Yes |  | 2019-05-01 |  | Non-lead
205182 | 701 SHARON PL |  | Unknown, Non-Lead | Yes |  | 2022-02-28 |  | PVC | 2016 | Yes |  | 2022-02-28 |  | Non-lead
205184 | 24 COCO PLUM DR |  | PVC | Yes |  | 2025-02-06 |  | Polytube | 2015 | Yes |  | 2025-02-06 |  | Non-Lead
205187 | 62 S ANDROS RD |  | Unknown, Non-Lead | No |  |  |  | Unknown, Non-Lead | 2018 | No |  |  |  | Non-lead
205188 | 33 BAHAMA AVE |  | Unknown, Non-Lead | No |  |  |  | Unknown, Non-Lead | 2015 | No |  |  |  | Non-lead
205189 | 21034 OVERSEAS HWY |  | Polytube | Yes |  | 2022-12-28 |  | PVC | 2015 | Yes |  | 2022-12-28 |  | Non-lead
205192 | 172 CORRINE PL |  | Unknown, Non-Lead | Yes |  | 2020-06-30 |  | PVC | 2016 | Yes |  | 2020-06-30 |  | Non-lead
205193 | 219 LIGNUMVITAE DR |  | Unknown, Non-Lead | No |  |  |  | Unknown, Non-Lead | 2016 | No |  |  |  | Non-lead
205194 | 164 OCEAN SHORES DR |  | Unknown, Non-Lead | Yes |  | 2023-10-06 |  | Unknown, Non-Lead | 2017 | Yes |  | 2023-10-06 |  | Non-lead
205196 | 90 JOHNSTON AVE |  | Copper | Yes |  | 2022-06-23 |  | Copper | 1963 | Yes |  | 2022-06-23 |  | Non-lead
205197 | 813 2ND ST |  | Polytube | Yes |  | 2023-07-27 |  | PVC | 1958 | Yes |  | 2023-07-27 |  | Non-lead
205198 | 394 POMPANO DR |  | Unknown, Non-Lead | No |  |  |  | Unknown, Non-Lead | 2015 | No |  |  |  | Non-lead
205200 | IRRIGATION 5950 PENINSULAR AVE |  | Unknown, Non-Lead | Yes |  | 2022-02-25 |  | PVC | 2020 | Yes |  | 2022-02-25 |  | Non-lead
205201 | 10 IBIS LN |  | Polytube | Yes |  | 2022-09-29 |  | PVC | 2016 | Yes |  | 2022-09-29 |  | Non-lead
205202 | 16 CORAL DR |  | Unknown, Non-Lead | Yes |  | 2019-06-19 |  | PVC | 2016 | Yes |  | 2019-06-19 |  | Non-lead
205203 | 34 SEAGATE BLVD |  | Unknown, Non-Lead | No |  |  |  | Unknown, Non-Lead | 2018 | No |  |  |  | Non-lead
205204 | 66 S ANDROS RD |  | Unknown, Non-Lead | Yes |  | 2019-01-11 |  | PVC | 2018 | Yes |  | 2019-01-11 |  | Non-lead
205205 | 243 TAVERNIER DR |  | Polytube | Yes |  | 2023-06-21 |  | PVC | 2015 | Yes |  | 2023-06-21 |  | Non-lead
205209 | UNIT 5A 3649 LOUISA ST |  | Unknown | Yes |  | 2023-10-13 |  | PVC | 1948 | Yes |  | 2023-10-13 |  | Lead Status Unknown
205210 | UNIT 4 3635 LOUISA ST |  | Unknown | Yes |  | 2023-02-08 |  | PVC | 1938 | Yes |  | 2023-02-08 |  | Lead Status Unknown
205211 | UNIT 3 3627 LOUISA ST |  | Unknown, Non-Lead | No |  |  |  | Unknown, Non-Lead | 2005 | No |  |  |  | Non-lead
205212 | 102 VENETIAN DR |  | Unknown, Non-Lead | Yes |  | 2022-02-14 |  | Unknown, Non-Lead | 2016 | Yes |  | 2022-02-14 |  | Non-lead
205213 | UNIT 5 3643 LOUISA ST |  | Unknown, Non-Lead | Yes |  | 2024-08-15 |  | Unknown, Non-Lead | 2005 | Yes |  | 2024-08-15 |  | Non-lead
205214 | UNIT 4A 3637 LOUISA ST |  | Unknown, Non-Lead | No |  |  |  | Unknown, Non-Lead | 2005 | No |  |  |  | Non-lead
205215 | UNIT 7 3663 LOUISA ST |  | Unknown, Non-Lead | Yes |  | 2018-07-19 |  | Unknown, Non-Lead | 2005 | Yes |  | 2018-07-19 |  | Non-lead
205216 | 3655 LOUISA ST |  | Unknown | Yes |  | 2023-02-08 |  | PVC | 1938 | Yes |  | 2023-02-08 |  | Lead Status Unknown
205217 | UNIT 9 3677 LOUISA ST |  | Unknown | Yes |  | 2023-02-08 |  | PVC | 1948 | Yes |  | 2023-02-08 |  | Lead Status Unknown
205218 | 3669 LOUISA ST |  | Unknown | Yes |  | 2023-02-08 |  | PVC | 1938 | Yes |  | 2023-02-08 |  | Lead Status Unknown
205219 | UNIT 2 3623 LOUISA ST |  | Polytube | Yes |  | 2023-09-28 |  | PVC | 1938 | Yes |  | 2023-09-28 |  | Non-lead
205220 | 3685 LOUISA ST |  | Polytube | Yes |  | 2023-02-08 |  | PVC | 1938 | Yes |  | 2023-02-08 |  | Non-lead
205223 | 1124 CALLE ENSENADA |  | Unknown, Non-Lead | Yes |  | 2021-10-26 |  | Unknown, Non-Lead | 2015 | Yes |  | 2021-10-26 |  | Non-lead
205224 | UNIT 3 82751 OVERSEAS HWY |  | Polytube | Yes |  | 2022-06-28 |  | PVC | 1953 | Yes |  | 2022-06-28 |  | Non-lead
205225 | 29 SE MARLIN AVE |  | Polytube | Yes |  | 2021-12-13 |  | PVC | 2016 | Yes |  | 2021-12-13 |  | Non-lead
205226 | 112 FIRST AVE |  | Polytube | Yes |  | 2022-07-05 |  | PVC | 2015 | Yes |  | 2022-07-05 |  | Non-lead
205227 | 17092 MARLIN DR |  | Unknown, Non-Lead | Yes |  | 2019-03-04 |  | Unknown, Non-Lead | 2016 | Yes |  | 2019-03-04 |  | Non-lead
205229 | 477 BARRACUDA BLVD |  | Unknown, Non-Lead | Yes |  | 2020-05-12 |  | PVC | 2016 | Yes |  | 2020-05-12 |  | Non-lead
205231 | 576 BONITO AVE |  | Unknown, Non-Lead | Yes |  | 2020-02-06 |  | Unknown, Non-Lead | 2016 | Yes |  | 2020-02-06 |  | Non-lead
205237 | 407 CALLE LIMON |  | Unknown, Non-Lead | Yes |  | 2023-06-29 |  | PVC | 2015 | Yes |  | 2023-06-29 |  | Non-lead
205238 | 22923 JOHN SILVER LN |  | Unknown, Non-Lead | Yes |  | 2018-04-11 |  | PVC | 2015 | Yes |  | 2018-04-11 |  | Non-lead
205239 | 253 HIBISCUS ST |  | Unknown, Non-Lead | No |  |  |  | Unknown, Non-Lead | 2016 | No |  |  |  | Non-lead
205240 | 119 OCEANVIEW DR |  | Unknown, Non-Lead | Yes |  | 2017-09-05 |  | PVC | 2016 | Yes |  | 2017-09-05 |  | Non-lead
205242 | 226 PUEBLO ST |  | Unknown, Non-Lead | Yes |  | 2019-12-16 |  | PVC | 2017 | Yes |  | 2019-12-16 |  | Non-lead
205249 | 7 COCONUT DR |  | Unknown, Non-Lead | Yes |  | 2021-02-04 |  | Unknown, Non-Lead | 2016 | Yes |  | 2021-02-04 |  | Non-lead
205250 | 10 ORANGE DR |  | Unknown, Non-Lead | No |  |  |  | Unknown, Non-Lead | 2016 | No |  |  |  | Non-lead
205251 | 610 PONCE DE LEON BLVD |  | Unknown, Non-Lead | Yes |  | 2021-07-08 |  | PVC | 2016 | Yes |  | 2021-07-08 |  | Non-lead
205252 | 133 S ROLLINGHILL RD |  | Unknown, Non-Lead | Yes |  | 2021-02-03 |  | Unknown, Non-Lead | 2020 | Yes |  | 2021-02-03 |  | Non-lead
205256 | COMMON AREA 5312 3RD AVE |  | Polytube | Yes |  | 2023-03-10 |  | PVC | 1953 | Yes |  | 2023-03-10 |  | Non-lead
205257 | COMMERCIAL 27404 W INDIES DR |  | Polytube | Yes |  | 2023-05-04 |  | PVC | 2015 | Yes |  | 2023-05-04 |  | Non-lead
205258 | 37 SE MARLIN AVE |  | Unknown, Non-Lead | No |  |  |  | Unknown, Non-Lead | 2016 | No |  |  |  | Non-lead
205259 | APT 3 5312 3RD AVE |  | Polytube | Yes |  | 2023-03-06 |  | PVC | 1953 | Yes |  | 2023-03-06 |  | Non-lead
205260 | APT 4B 5312 3RD AVE |  | Polytube | Yes |  | 2023-03-06 |  | PVC | 1953 | Yes |  | 2023-03-06 |  | Non-lead
205261 | 17178 BONEFISH LN W |  | Unknown, Non-Lead | No |  |  |  | Unknown, Non-Lead | 2017 | No |  |  |  | Non-lead
205262 | 38 JEAN LAFITTE DR |  | Unknown, Non-Lead | No |  |  |  | Unknown, Non-Lead | 2018 | No |  |  |  | Non-lead
205263 | 172 VENETIAN DR |  | Unknown, Non-Lead | Yes |  | 2021-05-18 |  | PVC | 2016 | Yes |  | 2021-05-18 |  | Non-lead
205264 | 178 VENETIAN DR |  | Polytube | Yes |  | 2023-02-17 |  | PVC | 2017 | Yes |  | 2023-02-17 |  | Non-lead
205265 | 117 VENETIAN WAY |  | Polytube | Yes |  | 2024-01-18 |  | PVC | 2017 | Yes |  | 2024-01-18 |  | Non-lead
205268 | 132 SAN JUAN DR |  | Unknown, Non-Lead | Yes |  | 2020-02-05 |  | Unknown, Non-Lead | 2016 | Yes |  | 2020-02-05 |  | Non-lead
205269 | 672 N LAKE DR |  | Unknown, Non-Lead | Yes |  | 2018-02-21 |  | PVC | 2017 | Yes |  | 2018-02-21 |  | Non-lead
205270 | 170 S INDIES DR |  | Polytube | Yes |  | 2022-12-02 |  | PVC | 1977 | Yes |  | 2022-12-02 |  | Non-lead
205271 | 886 W 105TH ST OCEAN |  | Polytube | Yes |  | 2022-11-22 |  | PVC | 2015 | Yes |  | 2022-11-22 |  | Non-lead
205272 | 122 MOCKINGBIRD LANE |  | Unknown, Non-Lead | Yes |  | 2022-03-30 |  | PVC | 2016 | Yes |  | 2022-03-30 |  | Non-lead
205273 | 162 DICKIE WAY |  | Unknown, Non-Lead | No |  |  |  | Unknown, Non-Lead | 2016 | No |  |  |  | Non-lead
205274 | UNIT 1 231 SOMBRERO BEACH RD |  | Unknown, Non-Lead | No |  |  |  | Unknown, Non-Lead | 2016 | No |  |  |  | Non-lead
205275 | UNIT 103 2508 N ROOSEVELT BLVD |  | Polytube | Yes |  | 2022-09-16 |  | PVC | 1958 | Yes |  | 2022-09-16 |  | Non-lead
205277 | 344 3RD RD |  | Unknown, Non-Lead | No |  |  |  | Unknown, Non-Lead | 2015 | No |  |  |  | Non-lead
205278 | UNIT 102 REAR 2510 N ROOSEVELT BLVD |  | Polytube | Yes |  | 2022-09-16 |  | PVC | 1958 | Yes |  | 2022-09-16 |  | Non-lead
205279 | UNIT 2 231 SOMBRERO RD |  | Unknown, Non-Lead | No |  |  |  | Unknown, Non-Lead | 2016 | No |  |  |  | Non-lead
205280 | 3574 OVERSEAS HWY |  | Polytube | Yes |  | 2022-08-15 |  | PVC | 1953 | Yes |  | 2022-08-15 |  | Non-lead
205282 | 162 HIBISCUS ST |  | Polytube | Yes |  | 2023-09-13 |  | PVC | 2017 | Yes |  | 2023-09-13 |  | Non-lead
205284 | 233 SOMBRERO BEACH RD |  | Polytube | Yes |  | 2022-07-14 |  | PVC | 2015 | Yes |  | 2022-07-14 |  | Non-lead
205285 | MASTER TAP 23 FKAA CUDJOE MM23 TAP |  | Unknown, Non-Lead | Yes |  | 2022-12-28 |  | PVC | 2015 | Yes |  | 2022-12-28 |  | Non-lead
205286 | UNIT 1 235 SOMBRERO BEACH RD |  | Unknown, Non-Lead | Yes |  | 2023-12-15 |  | PVC | 2016 | Yes |  | 2023-12-15 |  | Non-lead
205287 | UNIT 2 235 SOMBRERO BEACH RD |  | Unknown, Non-Lead | Yes |  | 2024-02-02 |  | Unknown, Non-Lead | 2016 | Yes |  | 2024-02-02 |  | Non-lead
205288 | UNIT 1 237 SOMBRERO BEACH RD |  | Unknown, Non-Lead | Yes |  | 2021-10-12 |  | PVC | 2016 | Yes |  | 2021-10-12 |  | Non-lead
205289 | UNIT 2 237 SOMBRERO BEACH RD |  | Unknown, Non-Lead | Yes |  | 2020-01-09 |  | PVC | 2016 | Yes |  | 2020-01-09 |  | Non-lead
205292 | FIRE 700 TRUMAN AVE |  | Unknown | Yes |  | 2023-03-28 |  | Unknown | 1969 | Yes |  | 2023-03-28 |  | Lead Status Unknown
205293 | 87 JOHN SILVER DR |  | Polytube | Yes |  | 2023-02-01 |  | PVC | 2015 | Yes |  | 2023-02-01 |  | Non-lead
205294 | UNIT 13 5030 5TH AVE |  | Unknown, Non-Lead | Yes |  | 2020-02-24 |  | Unknown, Non-Lead | 2015 | Yes |  | 2020-02-24 |  | Non-lead
205296 | UNIT 14 5030 5TH AVE |  | Unknown, Non-Lead | Yes |  | 2024-08-27 |  | Unknown, Non-Lead | 2015 | Yes |  | 2024-08-27 |  | Non-lead
205297 | UNIT 15 5030 5TH AVE |  | Unknown, Non-Lead | No |  |  |  | Unknown, Non-Lead | 2016 | No |  |  |  | Non-lead
205298 | UNIT 16 5030 5TH AVE |  | Unknown, Non-Lead | No |  |  |  | Unknown, Non-Lead | 2016 | No |  |  |  | Non-lead
205299 | UNIT 69 5030 5TH AVE |  | Unknown, Non-Lead | No |  |  |  | Unknown, Non-Lead | 2016 | No |  |  |  | Non-lead
205300 | UNIT 70 5030 5TH AVE |  | Unknown, Non-Lead | Yes |  | 2019-02-28 |  | Unknown, Non-Lead | 2008 | Yes |  | 2019-02-28 |  | Non-lead
205301 | 119 SIMONTON ST |  | Unknown, Non-Lead | Yes |  | 2020-10-05 |  | Unknown, Non-Lead | 2018 | Yes |  | 2020-10-05 |  | Non-lead
205303 | 4 N BLACKWATER LN |  | Unknown, Non-Lead | Yes |  | 2023-03-21 |  | Unknown, Non-Lead | 2017 | Yes |  | 2023-03-21 |  | Non-lead
205304 | IRRIGATION 4 N BLACKWATER Ln |  | Polytube | Yes |  | 2023-07-24 |  | PVC | 2017 | Yes |  | 2023-07-24 |  | Non-lead
205305 | FIRE 4 N BLACKWATER LN |  | Unknown, Non-Lead | No |  |  |  | Unknown, Non-Lead | 2017 | No |  |  |  | Non-lead
205307 | 521 PLANTE ST |  | Unknown, Non-Lead | Yes |  | 2019-10-15 |  | PVC | 2016 | Yes |  | 2019-10-15 |  | Non-lead
205309 | UNIT 17 5030 5TH AVE |  | Unknown, Non-Lead | Yes |  | 2017-11-06 |  | Unknown, Non-Lead | 2016 | Yes |  | 2017-11-06 |  | Non-lead
205310 | UNIT 18 5030 5TH AVE |  | Unknown, Non-Lead | No |  |  |  | Unknown, Non-Lead | 2016 | No |  |  |  | Non-lead
205311 | UNIT 19 5030 5TH AVE |  | Unknown, Non-Lead | Yes |  | 2021-09-16 |  | Unknown, Non-Lead | 2016 | Yes |  | 2021-09-16 |  | Non-lead
205312 | UNIT 64 5030 5TH AVE |  | Unknown, Non-Lead | Yes |  | 2019-01-28 |  | Unknown, Non-Lead | 2016 | Yes |  | 2019-01-28 |  | Non-lead
205313 | UNIT 65 5030 5TH AVE |  | Unknown, Non-Lead | Yes |  | 2020-06-30 |  | PVC | 2016 | Yes |  | 2020-06-30 |  | Non-lead
205314 | UNIT 66 5030 5TH AVE |  | Unknown, Non-Lead | No |  |  |  | Unknown, Non-Lead | 2016 | No |  |  |  | Non-lead
205315 | UNIT 67 5030 5TH AVE |  | Unknown, Non-Lead | No |  |  |  | Unknown, Non-Lead | 2016 | No |  |  |  | Non-lead
205316 | UNIT 68 5030 5TH AVE |  | Unknown, Non-Lead | No |  |  |  | Unknown, Non-Lead | 2016 | No |  |  |  | Non-lead
205317 | 30 COCONUT DR |  | Unknown, Non-Lead | No |  |  |  | Unknown, Non-Lead | 2016 | No |  |  |  | Non-lead
205318 | UNIT 5 600 51ST ST GULF |  | Unknown, Non-Lead | Yes |  | 2023-07-24 |  | PVC | 1974 | Yes |  | 2023-07-24 |  | Non-lead
205319 | UNIT 4 600 51ST ST GULF |  | Unknown, Non-Lead | Yes |  | 2024-08-29 |  | PVC | 1974 | Yes |  | 2024-08-29 |  | Non-lead
205320 | UNIT 3 600 51ST ST GULF |  | Unknown, Non-Lead | Yes |  | 2024-01-11 |  | PVC | 1974 | Yes |  | 2024-01-11 |  | Non-lead
205321 | UNIT 2 600 51ST ST GULF |  | Polytube | Yes |  | 2022-08-15 |  | PVC | 1974 | Yes |  | 2022-08-15 |  | Non-lead
205322 | UNIT 1 600 51ST ST GULF |  | Polytube | Yes |  | 2024-10-07 |  | PVC | 1974 | Yes |  | 2024-10-07 |  | Non-lead
205323 | 6 600 51ST St |  | Polytube | Yes |  | 2023-02-14 |  | Polytube | 1974 | Yes |  | 2023-02-14 |  | Non-lead
205324 | 7 600 51ST St |  | Unknown | Yes |  | 2023-06-12 |  | PVC | 1974 | Yes |  | 2023-06-12 |  | Lead Status Unknown
205325 | 8 600 51ST St |  | Unknown | Yes |  | 2023-02-14 |  | PVC | 1974 | Yes |  | 2023-02-14 |  | Lead Status Unknown
205326 | 9 600 51ST St |  | Unknown | Yes |  | 2023-02-14 |  | PVC | 1974 | Yes |  | 2023-02-14 |  | Lead Status Unknown
205328 | LOT 086 1571 OVERSEAS HWY |  | PVC | Yes |  | 2024-02-09 |  | PVC | 1952 | Yes |  | 2024-02-09 |  | Non-lead
205329 | 1220 A STEVEN MALLORY RD |  | Unknown, Non-Lead | Yes |  | 2023-08-07 |  | Unknown, Non-Lead | 2015 | Yes |  | 2023-08-07 |  | Non-lead
205330 | 96 W PLAZA DEL SOL |  | Unknown, Non-Lead | Yes |  | 2021-04-08 |  | PVC | 2019 | Yes |  | 2021-04-08 |  | Non-lead
205331 | 1220 B STEVEN MALLORY RD |  | Polytube | Yes |  | 2023-09-21 |  | PVC | 2015 | Yes |  | 2023-09-21 |  | Non-lead
205332 | (DOCKS) 5950 PENINSULAR AVE |  | Unknown, Non-Lead | Yes |  | 2018-06-13 |  | Unknown, Non-Lead | 2020 | Yes |  | 2018-06-13 |  | Non-lead
205333 | UNIT 01 5020 5TH AVE |  | Polytube | Yes |  | 2023-03-10 |  | Polytube | 2015 | Yes |  | 2023-03-10 |  | Non-lead
205334 | TEMP CONST 5950 PENINSULAR AVE |  | Unknown, Non-Lead | No |  |  |  | Unknown, Non-Lead | 2015 | No |  |  |  | Non-lead
205336 | RESTAURANT 21611 4A OLD STATE RD |  | Polytube | Yes |  | 2023-03-29 |  | PVC | 1933 | Yes |  | 2023-03-29 |  | Non-lead
205337 | 1226 A STEVEN MALLORY |  | Polytube | Yes |  | 2024-07-29 |  | Polytube | 1965 | Yes |  | 2024-07-29 |  | Non-Lead
205338 | 1226 B STEVEN MALLORY |  | Polytube | Yes |  | 2023-09-21 |  | PVC | 2015 | Yes |  | 2023-09-21 |  | Non-lead
205339 | 17307 CAYMEN DR |  | Unknown, Non-Lead | Yes |  | 2020-01-29 |  | Unknown, Non-Lead | 2017 | Yes |  | 2020-01-29 |  | Non-lead
205341 | 9302 AVIATION Blvd |  | Polytube | Yes |  | 2023-02-02 |  | PVC | 1978 | Yes |  | 2023-02-02 |  | Non-lead
205342 | 121 SIMONTON ST |  | Unknown, Non-Lead | No |  |  |  | Unknown, Non-Lead | 2018 | No |  |  |  | Non-lead
205343 | 123 SIMONTON ST |  | Unknown, Non-Lead | Yes |  | 2023-02-24 |  | Unknown, Non-Lead | 2018 | Yes |  | 2023-02-24 |  | Non-lead
205344 | 125 SIMONTON ST |  | Unknown, Non-Lead | Yes |  | 2021-02-08 |  | Unknown, Non-Lead | 2018 | Yes |  | 2021-02-08 |  | Non-lead
205345 | 127 SIMONTON ST |  | Polytube | No |  |  |  | PVC | 2018 | No |  |  |  | Non-lead
205346 | 129 SIMONTON ST |  | Polytube | Yes |  | 2022-08-03 |  | PVC | 2018 | Yes |  | 2022-08-03 |  | Non-lead
205347 | 131 SIMONTON ST |  | Polytube | Yes |  | 2024-07-02 |  | PVC | 1953 | Yes |  | 2024-07-02 |  | Non-lead
205348 | 133 SIMONTON ST |  | Polytube | No |  |  |  | Unknown, Non-Lead | 2018 | No |  |  |  | Non-lead
205349 | 135 SIMONTON ST |  | Polytube | Yes |  | 2023-12-04 |  | PVC | 2017 | Yes |  | 2023-12-04 |  | Non-lead
205350 | 137 SIMONTON ST |  | Polytube | Yes |  | 2023-06-06 |  | Unknown, Non-Lead | 2017 | Yes |  | 2023-06-06 |  | Non-lead
205351 | 139 SIMONTON ST |  | Polytube | Yes |  | 2018-03-16 |  | Polytube | 2017 | Yes |  | 2018-03-16 |  | Non-Lead
205352 | 141 SIMONTON ST |  | Polytube | Yes |  | 2023-02-07 |  | Polytube | 2018 | Yes |  | 2023-02-07 |  | Non-lead
205353 | 143 SIMONTON ST |  | Polytube | No |  |  |  | Unknown, Non-Lead | 2017 | No |  |  |  | Non-lead
205354 | 145 SIMONTON ST |  | Unknown, Non-Lead | No |  |  |  | Unknown, Non-Lead | 2017 | No |  |  |  | Non-lead
205355 | 147 SIMONTON ST |  | Unknown, Non-Lead | No |  |  |  | Unknown, Non-Lead | 2017 | No |  |  |  | Non-lead
205356 | 149 SIMONTON ST |  | Unknown, Non-Lead | Yes |  | 2021-10-08 |  | PVC | 2017 | Yes |  | 2021-10-08 |  | Non-lead
205357 | 151 SIMONTON ST |  | Polytube | Yes |  | 2024-03-14 |  | Unknown, Non-Lead | 2018 | Yes |  | 2024-03-14 |  | Non-lead
205358 | 153 SIMONTON ST |  | Polytube | Yes |  | 2024-07-02 |  | Polytube | 2018 | Yes |  | 2024-07-02 |  | Non-Lead
205359 | 155 SIMONTON ST |  | Unknown, Non-Lead | Yes |  | 2024-04-05 |  | Unknown, Non-Lead | 2018 | Yes |  | 2024-04-05 |  | Non-lead
205360 | 157 SIMONTON ST |  | Unknown, Non-Lead | Yes |  | 2024-10-08 |  | Unknown, Non-Lead | 2018 | Yes |  | 2024-10-08 |  | Non-lead
205361 | POOL METER 159 SIMONTON ST |  | Polytube | Yes |  | 2023-08-09 |  | PVC | 2018 | Yes |  | 2023-08-09 |  | Non-lead
205363 | 159 SIMONTON ST |  | Unknown, Non-Lead | Yes |  | 2022-10-31 |  | Unknown, Non-Lead | 2015 | Yes |  | 2022-10-31 |  | Non-lead
205364 | 125 LOWE ST |  | Unknown, Non-Lead | Yes |  | 2021-02-08 |  | Unknown, Non-Lead | 2016 | Yes |  | 2021-02-08 |  | Non-lead
205365 | 1227 A STEVEN MALLORY RD |  | Polytube | Yes |  | 2022-11-29 |  | PVC | 1965 | Yes |  | 2022-11-29 |  | Non-lead
205366 | 1227 B STEVEN MALLORY |  | Polytube | Yes |  | 2024-04-12 |  | PVC | 2015 | Yes |  | 2024-04-12 |  | Non-lead
205367 | 37 E BEACH RD |  | Unknown, Non-Lead | Yes |  | 2018-05-08 |  | PVC | 2018 | Yes |  | 2018-05-08 |  | Non-lead
205369 | 150 BISCAYNE BLVD |  | Unknown | Yes |  | 2024-08-07 |  | Unknown | 1982 | Yes |  | 2024-08-07 |  | Lead Status Unknown
205370 | 412 COCONUT DR |  | Unknown, Non-Lead | Yes |  | 2021-07-30 |  | Unknown, Non-Lead | 2016 | Yes |  | 2021-07-30 |  | Non-lead
205372 | 1254 B MATTHEW PERRY RD |  | Polytube | No |  |  |  | Polytube | 2015 | No |  |  |  | Non-lead
205373 | 1254 A MATTHEW PERRY RD |  | Polytube | No |  |  |  | Polytube | 2015 | No |  |  |  | Non-lead
205374 | 1255 B MATTHEW PERRY RD |  | Polytube | No |  |  |  | Polytube | 2015 | No |  |  |  | Non-lead
205375 | 1255 A MATTHEW PERRY RD |  | Polytube | No |  |  |  | Polytube | 2015 | No |  |  |  | Non-lead
205376 | 582 BOYD DR |  | Unknown, Non-Lead | Yes |  | 2021-03-31 |  | PVC | 2018 | Yes |  | 2021-03-31 |  | Non-lead
205377 | 22913 BUCCANEER LANE |  | Unknown, Non-Lead | Yes |  | 2021-10-01 |  | Unknown, Non-Lead | 2016 | Yes |  | 2021-10-01 |  | Non-lead
205378 | 773 MICHAEL DR |  | Unknown, Non-Lead | No |  |  |  | Unknown, Non-Lead | 2016 | No |  |  |  | Non-lead
205379 | 30819 MINORCA DR |  | Unknown, Non-Lead | No |  |  |  | Unknown, Non-Lead | 2016 | No |  |  |  | Non-lead
205380 | 886 LOGGERHEAD LN |  | Unknown, Non-Lead | No |  |  |  | Unknown, Non-Lead | 2016 | No |  |  |  | Non-lead
205384 | 29695 FLYING CLOUD AVE |  | Unknown, Non-Lead | No |  |  |  | Unknown, Non-Lead | 2016 | No |  |  |  | Non-lead
205385 | 151 INDUSTRIAL RD |  | Polytube | Yes |  | 2022-06-27 |  | PVC | 1961 | Yes |  | 2022-06-27 |  | Non-lead
205386 | LOT 23 5350 5TH AVE |  | Unknown, Non-Lead | Yes |  | 2020-01-27 |  | PVC | 1996 | Yes |  | 2020-01-27 |  | Non-lead
205387 | LOT 13 5350 3RD AVE |  | Unknown, Non-Lead | Yes |  | 2023-12-20 |  | PVC | 1996 | Yes |  | 2023-12-20 |  | Non-lead
205390 | 27023 SHANNAHAN RD |  | Polytube | Yes |  | 2024-05-08 |  | PVC | 2016 | Yes |  | 2024-05-08 |  | Non-lead
205391 | 27033 SHANNAHAN RD |  | Unknown, Non-Lead | No |  |  |  | Unknown, Non-Lead | 2016 | No |  |  |  | Non-lead
205392 | 120 DOUBLOON LN |  | Unknown, Non-Lead | No |  |  |  | Unknown, Non-Lead | 2016 | No |  |  |  | Non-lead
205393 | 95990 OVERSEAS HWY |  | Unknown, Non-Lead | Yes |  | 2018-03-09 |  | Unknown, Non-Lead | 2018 | Yes |  | 2018-03-09 |  | Non-lead
205394 | 377 79TH ST OCEAN |  | Unknown, Non-Lead | Yes |  | 2020-11-30 |  | Unknown, Non-Lead | 2016 | Yes |  | 2020-11-30 |  | Non-lead
205395 | 480 MARGATE DR |  | Polytube | Yes |  | 2021-04-13 |  | PVC | 2019 | Yes |  | 2021-04-13 |  | Non-lead
205396 | 306 BUTTONWOOD CIR |  | Unknown, Non-Lead | Yes |  | 2017-06-16 |  | Unknown, Non-Lead | 2017 | Yes |  | 2017-06-16 |  | Non-lead
205398 | 1116 THATCH LN |  | Unknown, Non-Lead | No |  |  |  | Unknown, Non-Lead | 2016 | No |  |  |  | Non-lead
205399 | SKLS #1 R/W IN FRONT OF LOT 1 E CARIBBEAN DR |  | Polytube | Yes |  | 2023-04-24 |  | Unknown, Non-Lead | 2015 | Yes |  | 2023-04-24 |  | Non-lead
205400 | SKLS #2 R/W IN FRONT OF LOT 25 E CARIBBEAN DR |  | Polytube | Yes |  | 2023-09-06 |  | Unknown, Non-Lead | 2019 | Yes |  | 2023-09-06 |  | Non-lead
205401 | SKLS #3 R/W IN FRONT OF LOT 39 GULF DR |  | Polytube | Yes |  | 2023-09-01 |  | Unknown, Non-Lead | 2008 | Yes |  | 2023-09-01 |  | Non-lead
205402 | SKLS #4 R/W IN FRONT OF LOT 44 BAY DR |  | Polytube | Yes |  | 2023-04-24 |  | PVC | 1980 | Yes |  | 2023-04-24 |  | Non-lead
205403 | SKLS #5 R/W IN FRONT OF LOT 37 LAGOON DR |  | Polytube | Yes |  | 2023-04-25 |  | Copper | 1987 | Yes |  | 2023-04-25 |  | Non-lead
205404 | SKLS #6 R/W IN FRONT OF LOT 33 FLAGSHIP DR |  | Polytube | Yes |  | 2023-04-25 |  | PVC | 2015 | Yes |  | 2023-04-25 |  | Non-lead
205405 | SKLS #7 R/W IN FRONT OF LOT 61 HORACE ST |  | Polytube | Yes |  | 2023-11-29 |  | Unknown, Non-Lead | 2015 | Yes |  | 2023-11-29 |  | Non-lead
205406 | SKLS #8 R/W IN FRONT OF 1/2 LOT 16 S AIRPORT DR |  | Polytube | Yes |  | 2023-04-24 |  | Copper | 2015 | Yes |  | 2023-04-24 |  | Non-lead
205407 | SKLS #9 R/W IN FRONT OF LOT 22 N AIRPORT DR |  | Polytube | Yes |  | 2019-10-30 |  | Copper | 1988 | Yes |  | 2019-10-30 |  | Non-lead
205408 | SKLS #10 R/W IN FRONT OF 767 WEST SHORE LOT 9 DR |  | Polytube | Yes |  | 2023-04-25 |  | Unknown, Non-Lead | 2015 | Yes |  | 2023-04-25 |  | Non-lead
205409 | SKLS #11 R/W IN FRONT OF LOT 21 OCEAN DR |  | Polytube | Yes |  | 2023-04-25 |  | Unknown, Non-Lead | 2015 | Yes |  | 2023-04-25 |  | Non-lead
205410 | 17357 CAYMEN DR |  | Polytube | Yes |  | 2022-08-15 |  | PVC | 2015 | Yes |  | 2022-08-15 |  | Non-lead
205411 | UNIT A 6450 SUNSHINE ST |  | Unknown, Non-Lead | Yes |  | 2019-11-15 |  | Unknown, Non-Lead | 2017 | Yes |  | 2019-11-15 |  | Non-lead
205414 | 310 IXORA ST |  | Polytube | Yes |  | 2022-12-22 |  | PVC | 2020 | Yes |  | 2022-12-22 |  | Non-lead
205415 | ISL VILL PARK PT LOT 6 80700 IRR OVERSEAS HWY |  | Polytube | Yes |  | 2022-06-22 |  | PVC | 2015 | Yes |  | 2022-06-22 |  | Non-lead
205416 | 1261B MATTHEW PERRY RD |  | Polytube | No |  |  |  | Polytube | 1965 | No |  |  |  | Non-lead
205417 | 1261A MATTHEW PERRY RD |  | Polytube | No |  |  |  | Polytube | 1965 | No |  |  |  | Non-lead
205418 | 1263A MATTHEW PERRY RD |  | Polytube | No |  |  |  | Polytube | 1965 | No |  |  |  | Non-lead
205419 | 1263B MATTHEW PERRY RD |  | Polytube | No |  |  |  | Polytube | 1965 | No |  |  |  | Non-lead
205420 | 1259A MATTHEW PERRY RD |  | Polytube | No |  |  |  | Polytube | 1965 | No |  |  |  | Non-lead
205421 | 1259B MATTHEW PERRY RD |  | Polytube | No |  |  |  | Polytube | 1965 | No |  |  |  | Non-lead
205422 | 133 ATLANTIC AVE |  | Unknown, Non-Lead | No |  |  |  | Unknown, Non-Lead | 2016 | No |  |  |  | Non-lead
205423 | 1137 CALLE ENSENADA |  | Unknown, Non-Lead | Yes |  | 2024-04-26 |  | Unknown, Non-Lead | 2017 | Yes |  | 2024-04-26 |  | Non-lead
205425 | 127 MARINA AVE |  | Unknown, Non-Lead | Yes |  | 2019-05-30 |  | Unknown, Non-Lead | 2019 | Yes |  | 2019-05-30 |  | Non-lead
205427 | 630 CABRERA ST |  | Polytube | Yes |  | 2021-02-03 |  | PVC | 2016 | Yes |  | 2021-02-03 |  | Non-lead
205428 | 101 WINDY POINT Cir |  | Unknown, Non-Lead | No |  |  |  | Unknown, Non-Lead | 2018 | No |  |  |  | Non-lead
205429 | 1257A MATTHEW PERRY RD |  | Polytube | No |  |  |  | Polytube | 2015 | No |  |  |  | Non-lead
205430 | 1557B MATTHEW PERRY RD |  | Polytube | Yes |  | 2018-11-07 |  | Polytube | 2015 | Yes |  | 2018-11-07 |  | Non-lead
205431 | 1265A MATTHEW PERRY RD |  | Polytube | Yes |  | 2023-05-03 |  | PVC | 2015 | Yes |  | 2023-05-03 |  | Non-lead
205432 | 1265B MATTHEW PERRY RD |  | Polytube | Yes |  | 2023-03-29 |  | Polytube | 2015 | Yes |  | 2023-03-29 |  | Non-lead
205433 | 161 VENETIAN WAY |  | Unknown, Non-Lead | Yes |  | 2021-01-27 |  | Unknown, Non-Lead | 2018 | Yes |  | 2021-01-27 |  | Non-lead
205434 | 176 PARK Ave |  | Unknown, Non-Lead | No |  |  |  | Unknown, Non-Lead | 2015 | No |  |  |  | Non-lead
205435 | 105 LAKE VIEW DR |  | Polytube | Yes |  | 2022-06-29 |  | PVC | 2015 | Yes |  | 2022-06-29 |  | Non-lead
205437 | 1267A MATTHEW PERRY RD |  | Polytube | No |  |  |  | Polytube | 1965 | No |  |  |  | Non-lead
205438 | 1267B MATTHEW PERRY RD |  | Polytube | No |  |  |  | Polytube | 1965 | No |  |  |  | Non-lead
205439 | 1269A MATTHEW PERRY RD |  | Polytube | No |  |  |  | Polytube | 1965 | No |  |  |  | Non-lead
205440 | 1269B MATTHEW PERRY RD |  | Polytube | No |  |  |  | Polytube | 1965 | No |  |  |  | Non-lead
205441 | 1271A MATTHEW PERRY RD |  | Polytube | No |  |  |  | Polytube | 1965 | No |  |  |  | Non-lead
205442 | 1271B MATTHEW PERRY RD |  | Polytube | No |  |  |  | Polytube | 1965 | No |  |  |  | Non-lead
205443 | 1273A MATTHEW PERRY RD |  | Polytube | Yes |  | 2020-10-08 |  | Polytube | 1965 | Yes |  | 2020-10-08 |  | Non-lead
205444 | 1273B MATTHEW PERRY RD |  | Polytube | No |  |  |  | Polytube | 1965 | No |  |  |  | Non-lead
205445 | 414 BALIDO TERR |  | Unknown, Non-Lead | No |  |  |  | Unknown, Non-Lead | 2015 | No |  |  |  | Non-lead
205446 | 128 MOCKINGBIRD LN |  | Unknown, Non-Lead | No |  |  |  | Unknown, Non-Lead | 2016 | No |  |  |  | Non-lead
205447 | 1272A MATTHEW PERRY RD |  | Polytube | No |  |  |  | Polytube | 2015 | No |  |  |  | Non-lead
205448 | 1272B MATTHEW PERRY RD |  | Polytube | No |  |  |  | Polytube | 2015 | No |  |  |  | Non-lead
205449 | 1270A MATTHEW PERRY RD |  | Polytube | No |  |  |  | Polytube | 2015 | No |  |  |  | Non-lead
205450 | 1270B MATTHEW PERRY RD |  | Polytube | No |  |  |  | Polytube | 2015 | No |  |  |  | Non-lead
205452 | 30554 5TH AVENUE |  | Polytube | Yes |  | 2022-12-08 |  | PVC | 1970 | Yes |  | 2022-12-08 |  | Non-lead
205454 | R/W IN FRONT OF 966 ON CRANE L27 BLVD |  | Polytube | Yes |  | 2023-01-13 |  | Copper | 2015 | Yes |  | 2023-01-13 |  | Non-lead
205455 | R/W IN FRONT OF LOT 1 ON CHEROKEE ST |  | Polytube | Yes |  | 2023-01-13 |  | Copper | 1948 | Yes |  | 2023-01-13 |  | Non-lead
205456 | R/W LOT 4 US1/JOHNSON RD & OLD STA RD |  | Unknown, Non-Lead | Yes |  | 2023-01-13 |  | Copper | 2015 | Yes |  | 2023-01-13 |  | Non-lead
205458 | 131 HORVATH RD |  | Unknown, Non-Lead | Yes |  | 2019-03-26 |  | PVC | 2015 | Yes |  | 2019-03-26 |  | Non-lead
205459 | 607 EATON ST |  | Polytube | Yes |  | 2023-06-06 |  | PVC | 1928 | Yes |  | 2023-06-06 |  | Non-lead
205460 | RECLAIM POTABLE FILL FKAA ROCKLAND KEY WW PLANT |  | Cast Iron | Yes |  | 2023-05-12 |  | PVC | 2015 | Yes |  | 2023-05-12 |  | Non-lead
205464 | 44 S BLACKWATER LN |  | Polytube | Yes |  | 2023-04-06 |  | PVC | 2018 | Yes |  | 2023-04-06 |  | Non-lead
205466 | APT 3 833 OLIVIA ST |  | Polytube | Yes |  | 2024-09-11 |  | PVC | 1928 | Yes |  | 2024-09-11 |  | Non-lead
205467 | 550 OLDSMAR LN |  | Polytube | Yes |  | 2022-08-04 |  | PVC | 2016 | Yes |  | 2022-08-04 |  | Non-lead
205469 | UNIT 2 1017 WINDSOR LN |  | Polytube | Yes |  | 2023-03-28 |  | PVC | 1963 | Yes |  | 2023-03-28 |  | Non-lead
205470 | UNIT 3 1017 WINDSOR LN |  | Polytube | Yes |  | 2023-03-28 |  | PVC | 1963 | Yes |  | 2023-03-28 |  | Non-lead
205471 | UNIT 4 1017 WINDSOR LN |  | Unknown | Yes |  | 2023-08-16 |  | PVC | 1963 | Yes |  | 2023-08-16 |  | Lead Status Unknown
205472 | 21 LAKEVIEW DR |  | Unknown, Non-Lead | Yes |  | 2022-01-05 |  | Unknown, Non-Lead | 2017 | Yes |  | 2022-01-05 |  | Non-lead
205473 | 150 SANDY AVE |  | Unknown, Non-Lead | No |  |  |  | Unknown, Non-Lead | 2016 | No |  |  |  | Non-lead
205480 | 1161 CAMINO DEL VIENTOS |  | Unknown, Non-Lead | Yes |  | 2019-04-24 |  | Unknown, Non-Lead | 2016 | Yes |  | 2019-04-24 |  | Non-lead
205481 | 1335 AVE H |  | Unknown, Non-Lead | Yes |  | 2024-01-11 |  | PVC | 2021 | Yes |  | 2024-01-11 |  | Non-lead
205484 | 144 CUTLASS LN |  | Polytube | Yes |  | 2022-09-30 |  | PVC | 1990 | Yes |  | 2022-09-30 |  | Non-lead
205487 | 975 HAWKSBILL LANE |  | Unknown, Non-Lead | No |  |  |  | Unknown, Non-Lead | 2016 | No |  |  |  | Non-lead
205490 | UNIT 50 5030 5TH AVE |  | Unknown, Non-Lead | Yes |  | 2023-10-26 |  | Unknown, Non-Lead | 2016 | Yes |  | 2023-10-26 |  | Non-lead
205491 | UNIT 51 5030 5TH AVE |  | Polytube | No |  |  |  | PVC | 2016 | No |  |  |  | Non-lead
205492 | UNIT 52 5030 5TH AVE |  | Unknown, Non-Lead | No |  |  |  | Unknown, Non-Lead | 2016 | No |  |  |  | Non-lead
205493 | UNIT 53 5030 5TH AVE |  | PVC | Yes |  | 2024-09-27 |  | PVC | 2016 | Yes |  | 2024-09-27 |  | Non-lead
205494 | UNIT 84 5030 5TH AVE |  | Unknown, Non-Lead | No |  |  |  | Unknown, Non-Lead | 2016 | No |  |  |  | Non-lead
205495 | UNIT 85 5030 5TH AVE |  | Unknown, Non-Lead | Yes |  | 2024-06-28 |  | Unknown, Non-Lead | 2016 | Yes |  | 2024-06-28 |  | Non-lead
205496 | UNIT 86 5030 5TH AVE |  | Unknown, Non-Lead | No |  |  |  | Unknown, Non-Lead | 2016 | No |  |  |  | Non-lead
205497 | UNIT 87 5030 5TH AVE |  | Unknown, Non-Lead | No |  |  |  | Unknown, Non-Lead | 2016 | No |  |  |  | Non-lead
205498 | UNIT 88 5030 5TH AVE |  | Unknown, Non-Lead | No |  |  |  | Unknown, Non-Lead | 2016 | No |  |  |  | Non-lead
205499 | UNIT 89 5030 5TH AVE |  | Unknown, Non-Lead | No |  |  |  | Unknown, Non-Lead | 2016 | No |  |  |  | Non-lead
205500 | R/W IN FRONT OF LOT 23 DOMINICA LANE |  | Polytube | Yes |  | 2023-05-05 |  | PVC | 2020 | Yes |  | 2023-05-05 |  | Non-lead
205501 | LOT 24 R/W IN FRT W INDIES & ST CROIX LN |  | Polytube | Yes |  | 2023-05-05 |  | PVC | 1994 | Yes |  | 2023-05-05 |  | Non-lead
205502 | LOT 26 R/W IN FRT OF W INDIES & ST MARTIN LANE |  | Polytube | Yes |  | 2023-05-04 |  | PVC | 2015 | Yes |  | 2023-05-04 |  | Non-lead
205503 | LOT 1 R/W IN FRT OF W INDIES % MARTINIQU LANE |  | Polytube | Yes |  | 2023-05-05 |  | PVC | 2007 | Yes |  | 2023-05-05 |  | Non-lead
205504 | R/W IN FRONT OF LOT 12 DOUBLOON ROAD |  | Polytube | Yes |  | 2022-09-23 |  | PVC | 2015 | Yes |  | 2022-09-23 |  | Non-lead
205505 | LOT 1 R/W IN FRT OF LAFITTE & JOHN SILVE RD |  | Polytube | Yes |  | 2023-01-24 |  | Unknown | 1978 | Yes |  | 2023-01-24 |  | Lead Status Unknown
205506 | LOT 1 R/W IN FRT NW CRNR BLACKBEARD & LEGRA |  | Polytube | Yes |  | 2023-01-24 |  | Unknown, Non-Lead | 2015 | Yes |  | 2023-01-24 |  | Non-lead
205507 | R/W SR4A BEHIND 1021 GRAND ST |  | Polytube | Yes |  | 2024-06-04 |  | Unknown | 1978 | Yes |  | 2024-06-04 |  | Lead Status Unknown
205508 | LOT 1 R/W IN FT OF BAYVIEW & CORAL SHORE DR |  | Polytube | Yes |  | 2023-01-25 |  | PVC | 2015 | Yes |  | 2023-01-25 |  | Non-lead
205509 | R/W LOBSTER TAIL & BARRACUDA DR |  | Polytube | Yes |  | 2023-01-23 |  | PVC | 2015 | Yes |  | 2023-01-23 |  | Non-lead
205510 | R/W IN FRONT OF LOT 73 MARLIN DR |  | Polytube | Yes |  | 2023-08-30 |  | Unknown, Non-Lead | 1989 | Yes |  | 2023-08-30 |  | Non-lead
205511 | LSK LS-03 SUGARLOAF BLVD |  | Polytube | Yes |  | 2023-05-04 |  | Copper | 2015 | Yes |  | 2023-05-04 |  | Non-lead
205512 | R/W BETWEEN SUGARLOAF & SEAGRAPE LANE |  | Polytube | Yes |  | 2023-03-29 |  | Copper | 2015 | Yes |  | 2023-03-29 |  | Non-lead
205513 | LOT 95 R/W IN FRONT OF SUGARLOAF & BONEFI BLVD |  | Polytube | Yes |  | 2022-07-08 |  | Copper | 2015 | Yes |  | 2022-07-08 |  | Non-lead
205514 | LOT 20 R/W FRONT OF 301 SUGARLOAF DR & BLVD |  | Polytube | Yes |  | 2023-05-04 |  | Copper | 2015 | Yes |  | 2023-05-04 |  | Non-lead
205515 | LOT 55 R/W CNR OF SUGARLOAF BLV& SHORE DR BLVD |  | Polytube | Yes |  | 2023-08-30 |  | PVC | 2021 | Yes |  | 2023-08-30 |  | Non-lead
205516 | LOT 109 R/W IN FRONT OF 105 SOUTH POINT DRIVE |  | Polytube | Yes |  | 2022-07-08 |  | Copper | 2015 | Yes |  | 2022-07-08 |  | Non-lead
205517 | LOT 56 R/W IN FRONT OF 505 SOUTH POINT DR |  | Polytube | Yes |  | 2022-07-08 |  | Copper | 1980 | Yes |  | 2022-07-08 |  | Non-lead
205518 | R/W IN FRONT OF LOT 11 BUTTONWOOD DR |  | Polytube | Yes |  | 2023-05-04 |  | Copper | 2015 | Yes |  | 2023-05-04 |  | Non-lead
205519 | LSK LS-12 ALLAMANDA DR & SUGARLOAF BLVD |  | Polytube | Yes |  | 2022-07-13 |  | Copper | 2015 | Yes |  | 2022-07-13 |  | Non-lead
205520 | Lot 161 R/W IN FRONT Of SUGARLOAF AND WAH BLVD |  | Polytube | Yes |  | 2023-08-30 |  | Unknown, Non-Lead | 2014 | Yes |  | 2023-08-30 |  | Non-lead
205522 | 258 PUEBLO ST |  | PVC | Yes |  | 2022-06-02 |  | PVC | 1975 | Yes |  | 2022-06-02 |  | Non-lead
205524 | MASTER LIFT STATION AT RAMROD STA |  | Unknown | Yes |  | 2022-10-28 |  | Polytube | 1970 | Yes |  | 2022-10-28 |  | Lead Status Unknown
205525 | VACANT LAND |  | Polytube | Yes |  | 2022-07-19 |  | PVC | 2015 | Yes |  | 2022-07-19 |  | Non-lead
205526 | MASTER STATION R/W US1 BTWN SUGARLOAF LODGE & |  | Unknown, Non-Lead | Yes |  | 2023-05-04 |  | Ductile Iron | 2015 | Yes |  | 2023-05-04 |  | Non-lead
205527 | BPK MASTER STATION 1 R/W FNT OF US1 N & DEER RUN TR |  | Unknown | Yes |  | 2022-11-08 |  | PVC | 1983 | Yes |  | 2022-11-08 |  | Lead Status Unknown
205528 | BPK MASTER #2 R/W ON SW CRNE KEY DEER & WATSON BLVD |  | Polytube | Yes |  | 2022-12-15 |  | Polytube | 2015 | Yes |  | 2022-12-15 |  | Non-lead
205529 | 17135 W KINGFISH LN |  | Unknown, Non-Lead | No |  |  |  | Unknown, Non-Lead | 2017 | No |  |  |  | Non-lead
205530 | 530 E 105TH St |  | Unknown, Non-Lead | No |  |  |  | Polytube | 2016 | No |  |  |  | Non-lead
205532 | 31028 AVENUE D |  | Unknown, Non-Lead | No |  |  |  | Unknown, Non-Lead | 2016 | No |  |  |  | Non-lead
205533 | 13 HARBOR DR |  | Unknown, Non-Lead | Yes |  | 2018-03-28 |  | Unknown, Non-Lead | 2017 | Yes |  | 2018-03-28 |  | Non-lead
205538 | 527 AVENIDA PRIMICERIA |  | Polytube | Yes |  | 2023-04-20 |  | PVC | 2018 | Yes |  | 2023-04-20 |  | Non-lead
205539 | 16 FLAMINGO HAMMOCK RD |  | Unknown, Non-Lead | Yes |  | 2022-03-28 |  | PVC | 2019 | Yes |  | 2022-03-28 |  | Non-lead
205541 | 127 OJIBWAY AVE |  | Unknown, Non-Lead | Yes |  | 2024-02-23 |  | Unknown, Non-Lead | 2016 | Yes |  | 2024-02-23 |  | Non-lead
205543 | WASTEWATER WHSE FKAA DRINKA RD |  | Polytube | Yes |  | 2022-12-06 |  | Copper | 2016 | Yes |  | 2022-12-06 |  | Non-lead
205544 | COMMON AREA 2800 FLAGLER AVE |  | Polytube | Yes |  | 2024-07-10 |  | PVC | 2016 | Yes |  | 2024-07-10 |  | Non-lead
205545 | UNIT 1 2838 FLAGLER AVE |  | Polytube | Yes |  | 2023-04-24 |  | PVC | 2016 | Yes |  | 2023-04-24 |  | Non-lead
205546 | UNIT 2 2834 FLAGLER AVE |  | Polytube | Yes |  | 2023-04-24 |  | PVC | 2016 | Yes |  | 2023-04-24 |  | Non-lead
205547 | UNIT 3 2826 FLAGLER AVE |  | Polytube | Yes |  | 2023-04-24 |  | PVC | 2016 | Yes |  | 2023-04-24 |  | Non-lead
205548 | UNIT 4 2822 FLAGLER AVE |  | Polytube | Yes |  | 2023-04-24 |  | PVC | 2016 | Yes |  | 2023-04-24 |  | Non-lead
205549 | UNIT 5 2840 FLAGLER AVE |  | Polytube | Yes |  | 2023-08-16 |  | PVC | 2016 | Yes |  | 2023-08-16 |  | Non-lead
205550 | UNIT 6 2836 FLAGLER AVE |  | Polytube | Yes |  | 2023-12-12 |  | PVC | 2016 | Yes |  | 2023-12-12 |  | Non-lead
205551 | UNIT 7 2832 FLAGLER AVE |  | Polytube | Yes |  | 2023-12-12 |  | PVC | 2016 | Yes |  | 2023-12-12 |  | Non-lead
205552 | UNIT 8 2824 FLAGLER AVE |  | Polytube | Yes |  | 2023-04-24 |  | PVC | 2016 | Yes |  | 2023-04-24 |  | Non-lead
205553 | UNIT 9 2816 FLAGLER AVE |  | Polytube | Yes |  | 2023-04-24 |  | PVC | 2016 | Yes |  | 2023-04-24 |  | Non-lead
205554 | UNIT 10 2810 FLAGLER AVE |  | Polytube | Yes |  | 2022-05-13 |  | PVC | 2016 | Yes |  | 2022-05-13 |  | Non-lead
205555 | 180 5TH ST |  | Polytube | Yes |  | 2023-05-24 |  | PVC | 2016 | Yes |  | 2023-05-24 |  | Non-lead
205557 | 955 PLANTATION RD |  | Unknown, Non-Lead | Yes |  | 2018-10-03 |  | Polytube | 2016 | Yes |  | 2018-10-03 |  | Non-lead
205560 | UNIT 1 19111 ROCKY RD |  | Polytube | Yes |  | 2023-10-10 |  | Polytube | 1973 | Yes |  | 2023-10-10 |  | Non-lead
205562 | 277 N AIRPORT RD |  | Polytube | Yes |  | 2022-11-30 |  | PVC | 2016 | Yes |  | 2022-11-30 |  | Non-lead
205563 | 68 SE MARLIN AVE |  | Unknown, Non-Lead | No |  |  |  | Unknown, Non-Lead | 2018 | No |  |  |  | Non-lead
205564 | UNIT 2 262 SOMBRERO BCH RD |  | Unknown, Non-Lead | No |  |  |  | Unknown, Non-Lead | 2016 | No |  |  |  | Non-lead
205565 | 261 SOMBRERO BCH RD |  | Unknown, Non-Lead | No |  |  |  | Unknown, Non-Lead | 2016 | No |  |  |  | Non-lead
205569 | 232 S COCONUT PALM BLVD |  | Polytube | Yes |  | 2022-05-16 |  | PVC | 2014 | Yes |  | 2022-05-16 |  | Non-lead
205570 | 78 N BOUNTY LN |  | Unknown, Non-Lead | Yes |  | 2019-04-03 |  | PVC | 2016 | Yes |  | 2019-04-03 |  | Non-lead
205572 | 696 HECK AVE |  | Unknown, Non-Lead | No |  |  |  | Unknown, Non-Lead | 2016 | No |  |  |  | Non-lead
205575 | 30990 BAILEYS LN |  | Unknown, Non-Lead | No |  |  |  | Unknown, Non-Lead | 2017 | No |  |  |  | Non-lead
205576 | 3 IBIS LN |  | Unknown, Non-Lead | No |  |  |  | Unknown, Non-Lead | 2016 | No |  |  |  | Non-lead
205577 | 10 BONEFISH AVE |  | Polytube | Yes |  | 2022-11-07 |  | PVC | 1987 | Yes |  | 2022-11-07 |  | Non-lead
205578 | 547 PALM DR |  | Polytube | Yes |  | 2022-08-26 |  | PVC | 2017 | Yes |  | 2022-08-26 |  | Non-lead
205579 | 202 NAUTILUS ST |  | Polytube | Yes |  | 2024-07-03 |  | PVC | 2019 | Yes |  | 2024-07-03 |  | Non-lead
205580 | 200 SECOND ST |  | Unknown, Non-Lead | Yes |  | 2017-06-02 |  | Unknown, Non-Lead | 2017 | Yes |  | 2017-06-02 |  | Non-lead
205583 | 91 PALM DR |  | Unknown, Non-Lead | No |  |  |  | Unknown, Non-Lead | 2016 | No |  |  |  | Non-lead
205585 | 841 SPOONBILL LN |  | Unknown, Non-Lead | Yes |  | 2021-11-04 |  | PVC | 2017 | Yes |  | 2021-11-04 |  | Non-lead
205586 | 135 AZALEA ST |  | Polytube | Yes |  | 2022-06-16 |  | PVC | 1984 | Yes |  | 2022-06-16 |  | Non-lead
205587 | 417 THIRD ST |  | Unknown, Non-Lead | Yes |  | 2020-07-09 |  | Unknown, Non-Lead | 2016 | Yes |  | 2020-07-09 |  | Non-lead
205588 | 184 CORRINE PL |  | Unknown, Non-Lead | Yes |  | 2018-12-10 |  | PVC | 2018 | Yes |  | 2018-12-10 |  | Non-lead
205589 | 65 JEWFISH AVE |  | Polytube | Yes |  | 2022-10-31 |  | PVC | 1972 | Yes |  | 2022-10-31 |  | Non-lead
205590 | 100 AVE E |  | Polytube | Yes |  | 2023-08-10 |  | PVC | 2018 | Yes |  | 2023-08-10 |  | Non-lead
205592 | 122 PUEBLO ST |  | Unknown, Non-Lead | No |  |  |  | Unknown, Non-Lead | 2016 | No |  |  |  | Non-lead
205593 | 27373 ANTIGUA LN |  | Unknown, Non-Lead | No |  |  |  | Unknown, Non-Lead | 2016 | No |  |  |  | Non-lead
205594 | 16 GULF DR |  | Polytube | Yes |  | 2022-07-01 |  | PVC | 2016 | Yes |  | 2022-07-01 |  | Non-lead
205595 | 16 BOULDER DR |  | Unknown, Non-Lead | Yes |  | 2021-08-03 |  | Unknown, Non-Lead | 2016 | Yes |  | 2021-08-03 |  | Non-lead
205596 | IRRIGATION 3420 N ROOSEVELT BLVD |  | Polytube | Yes |  | 2023-07-20 |  | PVC | 1976 | Yes |  | 2023-07-20 |  | Non-lead
205597 | 24 N MARLIN AVE |  | Unknown, Non-Lead | No |  |  |  | Unknown, Non-Lead | 2016 | No |  |  |  | Non-lead
205598 | 210 APACHE ST |  | Unknown, Non-Lead | No |  |  |  | Unknown, Non-Lead | 2017 | No |  |  |  | Non-lead
205599 | UNIT 7 82205 OVERSEAS HWY |  | Polytube | Yes |  | 2022-06-27 |  | PVC | 1948 | Yes |  | 2022-06-27 |  | Non-lead
205600 | UNIT 3&4 82205 OVERSEAS Hwy |  | Polytube | Yes |  | 2023-12-18 |  | PVC | 1987 | Yes |  | 2023-12-18 |  | Non-lead
205601 | 53 GOLD BULLION RD |  | Polytube | Yes |  | 2024-08-07 |  | PVC | 1985 | Yes |  | 2024-08-07 |  | Non-lead
205602 | 581 HAZEL ST |  | Unknown, Non-Lead | Yes |  | 2022-01-27 |  | Unknown, Non-Lead | 2019 | Yes |  | 2022-01-27 |  | Non-lead
205603 | UNIT 7 5020 5TH AVE |  | Unknown, Non-Lead | No |  |  |  | Unknown, Non-Lead | 2017 | No |  |  |  | Non-lead
205605 | UNIT 12 5020 5TH AVE |  | Unknown, Non-Lead | Yes |  | 2021-08-30 |  | PVC | 2017 | Yes |  | 2021-08-30 |  | Non-lead
205606 | UNIT 16 5020 5TH AVE |  | Polytube | Yes |  | 2023-05-23 |  | PVC | 2016 | Yes |  | 2023-05-23 |  | Non-lead
205607 | UNIT 17 5020 5TH AVE |  | Unknown, Non-Lead | Yes |  | 2024-08-31 |  | Unknown, Non-Lead | 2016 | Yes |  | 2024-08-31 |  | Non-lead
205608 | UNIT 18 5020 5TH AVE |  | Unknown, Non-Lead | Yes |  | 2021-06-14 |  | PVC | 2015 | Yes |  | 2021-06-14 |  | Non-lead
205609 | UNIT 19 5020 5TH AVE |  | Unknown, Non-Lead | No |  |  |  | Unknown, Non-Lead | 2016 | No |  |  |  | Non-lead
205610 | 27 N BLACKWATER LN |  | Unknown, Non-Lead | Yes |  | 2021-02-02 |  | PVC | 1993 | Yes |  | 2021-02-02 |  | Non-lead
205611 | 29 FLAMINGO HAMMOCK Rd |  | Unknown, Non-Lead | No |  |  |  | Unknown, Non-Lead | 2017 | No |  |  |  | Non-lead
205613 | 16 EAGLE DR |  | Unknown, Non-Lead | Yes |  | 2022-12-30 |  | Unknown, Non-Lead | 2016 | Yes |  | 2022-12-30 |  | Non-lead
205614 | 16 LAKEVIEW DR |  | Unknown, Non-Lead | Yes |  | 2018-07-24 |  | Unknown, Non-Lead | 2016 | Yes |  | 2018-07-24 |  | Non-lead
205615 | 10094 OVERSEAS HWY |  | Polytube | Yes |  | 2022-11-22 |  | PVC | 1970 | Yes |  | 2022-11-22 |  | Non-lead
205616 | 81576 OVERSEAS HWY |  | Polytube | Yes |  | 2022-09-21 |  | PVC | 1997 | Yes |  | 2022-09-21 |  | Non-lead
205617 | 81576 OVERSEAS HWY |  | Unknown, Non-Lead | Yes |  | 2021-11-16 |  | Unknown, Non-Lead | 1997 | Yes |  | 2021-11-16 |  | Non-lead
205619 | 1315 ROYAL PALM Dr |  | Unknown, Non-Lead | Yes |  | 2021-02-03 |  | Unknown, Non-Lead | 2016 | Yes |  | 2021-02-03 |  | Non-lead
205620 | APT 104 624 73RD OCEAN ST |  | Polytube | Yes |  | 2023-07-17 |  | PVC | 2016 | Yes |  | 2023-07-17 |  | Non-lead
205621 | APT 105 624 73RD OCEAN ST |  | Unknown, Non-Lead | No |  |  |  | Unknown, Non-Lead | 2016 | No |  |  |  | Non-lead
205622 | APT 106 624 73RD OCEAN ST |  | Unknown, Non-Lead | No |  |  |  | Unknown, Non-Lead | 2016 | No |  |  |  | Non-lead
205623 | APT 107 624 73RD OCEAN ST |  | Unknown, Non-Lead | No |  |  |  | Unknown, Non-Lead | 2016 | No |  |  |  | Non-lead
205624 | APT 108 624 73RD OCEAN ST |  | Unknown, Non-Lead | No |  |  |  | Unknown, Non-Lead | 2016 | No |  |  |  | Non-lead
205625 | APT 109 624 73RD OCEAN ST |  | Unknown, Non-Lead | Yes |  | 2021-01-19 |  | Unknown, Non-Lead | 2016 | Yes |  | 2021-01-19 |  | Non-lead
205626 | APT 110 624 73RD OCEAN ST |  | Unknown, Non-Lead | Yes |  | 2017-04-21 |  | Unknown, Non-Lead | 2016 | Yes |  | 2017-04-21 |  | Non-lead
205627 | APT 201 624 73RD OCEAN ST |  | Unknown, Non-Lead | Yes |  | 2024-08-15 |  | PVC | 2016 | Yes |  | 2024-08-15 |  | Non-lead
205628 | APT 202 624 73RD OCEAN ST |  | Copper | No |  |  |  | PVC | 2016 | No |  |  |  | Non-lead
205629 | APT 203 624 73RD OCEAN ST |  | Unknown, Non-Lead | No |  |  |  | Unknown, Non-Lead | 2016 | No |  |  |  | Non-lead
205630 | APT 204 624 73RD OCEAN ST |  | Unknown, Non-Lead | No |  |  |  | Unknown, Non-Lead | 2016 | No |  |  |  | Non-lead
205631 | APT 205 624 73RD OCEAN ST |  | Unknown, Non-Lead | Yes |  | 2019-07-01 |  | PVC | 2016 | Yes |  | 2019-07-01 |  | Non-lead
205632 | APT 206 624 73RD OCEAN ST |  | Unknown, Non-Lead | Yes |  | 2021-10-22 |  | Unknown, Non-Lead | 2016 | Yes |  | 2021-10-22 |  | Non-lead
205633 | APT 207 624 73RD OCEAN ST |  | Unknown, Non-Lead | Yes |  | 2023-11-17 |  | PVC | 2016 | Yes |  | 2023-11-17 |  | Non-lead
205634 | APT 208 624 73RD OCEAN ST |  | Unknown, Non-Lead | Yes |  | 2017-09-05 |  | PVC | 2016 | Yes |  | 2017-09-05 |  | Non-lead
205635 | APT 209 624 73RD OCEAN ST |  | Polytube | No |  |  |  | PVC | 2016 | No |  |  |  | Non-lead
205636 | APT 210 624 73RD OCEAN ST |  | Unknown, Non-Lead | No |  |  |  | Unknown, Non-Lead | 2016 | No |  |  |  | Non-lead
205637 | APT 301 624 73RD OCEAN ST |  | Unknown, Non-Lead | Yes |  | 2020-01-30 |  | Unknown, Non-Lead | 2016 | Yes |  | 2020-01-30 |  | Non-lead
205638 | APT 302 624 73RD OCEAN ST |  | Polytube | No |  |  |  | PVC | 2016 | No |  |  |  | Non-lead
205639 | APT 303 624 73RD OCEAN ST |  | Unknown, Non-Lead | Yes |  | 2021-10-18 |  | Unknown, Non-Lead | 2016 | Yes |  | 2021-10-18 |  | Non-lead
205640 | APT 102 624 73RD OCEAN ST |  | Unknown, Non-Lead | No |  |  |  | Unknown, Non-Lead | 2016 | No |  |  |  | Non-lead
205641 | APT 305 624 73RD OCEAN ST |  | Polytube | Yes |  | 2022-12-19 |  | PVC | 2016 | Yes |  | 2022-12-19 |  | Non-lead
205642 | APT 306 624 73RD OCEAN ST |  | Unknown, Non-Lead | Yes |  | 2017-05-08 |  | Unknown, Non-Lead | 2016 | Yes |  | 2017-05-08 |  | Non-lead
205643 | 624 73RD OCEAN ST FIRE- BLDG #1 |  | Unknown, Non-Lead | No |  |  |  | Unknown, Non-Lead | 2016 | No |  |  |  | Non-lead
205648 | 13 FISHERMENS POINTE |  | Polytube | Yes |  | 2022-07-21 |  | PVC | 2016 | Yes |  | 2022-07-21 |  | Non-lead
205649 | 714 W 63RD St |  | Unknown, Non-Lead | No |  |  |  | Unknown, Non-Lead | 2016 | No |  |  |  | Non-lead
205650 | 134 N SUNRISE DR |  | Polytube | Yes |  | 2023-01-30 |  | Polytube | 1951 | Yes |  | 2023-01-30 |  | Non-lead
205651 | 147 ATLANTIC AVE |  | Unknown, Non-Lead | Yes |  | 2020-07-10 |  | Unknown, Non-Lead | 2017 | Yes |  | 2020-07-10 |  | Non-lead
205653 | 170 DOVE LAKE Dr |  | Unknown, Non-Lead | Yes |  | 2020-07-20 |  | Unknown, Non-Lead | 2018 | Yes |  | 2020-07-20 |  | Non-lead
205655 | 9980 OVERSEAS HWY |  | Polytube | Yes |  | 2022-11-22 |  | Copper | 1964 | Yes |  | 2022-11-22 |  | Non-lead
205657 | 23019 REDFISH LN |  | Unknown, Non-Lead | No |  |  |  | Unknown, Non-Lead | 2016 | No |  |  |  | Non-lead
205658 | 16862 EAST POINT DR |  | Unknown, Non-Lead | Yes |  | 2024-03-28 |  | PVC | 2016 | Yes |  | 2024-03-28 |  | Non-lead
205659 | IRRIGATION 88041 OLD HWY |  | Unknown, Non-Lead | Yes |  | 2022-04-04 |  | Unknown, Non-Lead | 2017 | Yes |  | 2022-04-04 |  | Non-lead
205661 | 171 COCOA DR |  | Unknown, Non-Lead | No |  |  |  | Unknown, Non-Lead | 2016 | No |  |  |  | Non-lead
205662 | 54 ROCK HARBOR DR |  | Polytube | Yes |  | 2022-05-20 |  | PVC | 2016 | Yes |  | 2022-05-20 |  | Non-lead
205665 | 14 FLAMINGO HAMMOCK RD |  | Polytube | Yes |  | 2022-04-19 |  | PVC | 2017 | Yes |  | 2022-04-19 |  | Non-lead
205669 | 327 OVERSEAS HWY |  | Unknown, Non-Lead | Yes |  | 2021-09-03 |  | Unknown, Non-Lead | 2020 | Yes |  | 2021-09-03 |  | Non-lead
205671 | 1156 BULEVAR DE PALMAS |  | Unknown, Non-Lead | No |  |  |  | Unknown, Non-Lead | 2017 | No |  |  |  | Non-lead
205672 | 5645 MACDONALD AVE |  | Polytube | Yes |  | 2022-08-03 |  | PVC | 2016 | Yes |  | 2022-08-03 |  | Non-lead
205673 | 11 BIRCHWOOD DR |  | Unknown, Non-Lead | Yes |  | 2023-05-04 |  | Unknown, Non-Lead | 2016 | Yes |  | 2023-05-04 |  | Non-lead
205675 | UNIT 1 241 SOMBRERO BEACH RD |  | Unknown, Non-Lead | Yes |  | 2021-06-08 |  | Unknown, Non-Lead | 2016 | Yes |  | 2021-06-08 |  | Non-lead
205676 | UNIT 2 241 SOMBRERO BEACH RD |  | Polytube | Yes |  | 2023-03-24 |  | PVC | 1981 | Yes |  | 2023-03-24 |  | Non-lead
205677 | 2066 SAN MARCO DR |  | Unknown, Non-Lead | No |  |  |  | Unknown, Non-Lead | 2016 | No |  |  |  | Non-lead
205678 | 7009-13 SHRIMP RD |  | Unknown | Yes |  | 2024-09-24 |  | Ductile Iron | 1968 | Yes |  | 2024-09-24 |  | Lead Status Unknown
205679 | 30824 PINEWOOD LN |  | Unknown, Non-Lead | No |  |  |  | Unknown, Non-Lead | 1993 | No |  |  |  | Non-lead
205681 | 32 BAHAMA AVE |  | Unknown, Non-Lead | No |  |  |  | Unknown, Non-Lead | 2016 | No |  |  |  | Non-lead
205682 | 116 JASMINE DR |  | Polytube | No |  |  |  | PVC | 2016 | No |  |  |  | Non-lead
205683 | 29 POMPANO AVE |  | Unknown, Non-Lead | Yes |  | 2019-12-03 |  | PVC | 2017 | Yes |  | 2019-12-03 |  | Non-lead
205686 | 478 POWELL AVE |  | Polytube | Yes |  | 2023-01-31 |  | Polytube | 2016 | Yes |  | 2023-01-31 |  | Non-lead
205688 | 942 E 75TH St |  | Polytube | Yes |  | 2023-01-11 |  | PVC | 2016 | Yes |  | 2023-01-11 |  | Non-lead
205689 | 589 PIRATES RD |  | Unknown, Non-Lead | No |  |  |  | Unknown, Non-Lead | 2017 | No |  |  |  | Non-lead
205690 | RECREATION CTR . FELTON RD |  | Unknown | Yes |  | 2022-11-29 |  | Unknown | 1965 | Yes |  | 2022-11-29 |  | Lead Status Unknown
205692 | 22918 CUDJOE DR |  | Unknown, Non-Lead | Yes |  | 2024-08-28 |  | Unknown, Non-Lead | 2016 | Yes |  | 2024-08-28 |  | Non-lead
205694 | 114 W BRUCE CT |  | Polytube | Yes |  | 2023-03-17 |  | PVC | 2019 | Yes |  | 2023-03-17 |  | Non-lead
205696 | 580 CORAL LN |  | Unknown, Non-Lead | Yes |  | 2023-07-13 |  | Unknown, Non-Lead | 2016 | Yes |  | 2023-07-13 |  | Non-lead
205697 | 484 BEACH RD |  | Unknown, Non-Lead | Yes |  | 2022-01-31 |  | Unknown, Non-Lead | 2016 | Yes |  | 2022-01-31 |  | Non-lead
205699 | 27414 GUADALOUPE LN |  | Unknown, Non-Lead | Yes |  | 2021-05-13 |  | Unknown, Non-Lead | 2016 | Yes |  | 2021-05-13 |  | Non-lead
205700 | UNIT 09 5030 5TH AVE |  | Unknown, Non-Lead | Yes |  | 2023-12-27 |  | Unknown, Non-Lead | 2015 | Yes |  | 2023-12-27 |  | Non-lead
205704 | 22863 BLUEGILL LANE |  | Polytube | Yes |  | 2023-05-01 |  | PVC | 2019 | Yes |  | 2023-05-01 |  | Non-lead
205705 | 169 LAPALOMA RD |  | Unknown, Non-Lead | Yes |  | 2019-03-27 |  | Unknown, Non-Lead | 2017 | Yes |  | 2019-03-27 |  | Non-lead
205706 | 551 W POINT DR |  | Unknown, Non-Lead | No |  |  |  | Unknown, Non-Lead | 2018 | No |  |  |  | Non-lead
205707 | 16200 OLD STATE 4A RD |  | Polytube | Yes |  | 2022-08-17 |  | PVC | 2016 | Yes |  | 2022-08-17 |  | Non-lead
205708 | 139 MOCKINGBIRD LANE |  | Unknown, Non-Lead | Yes |  | 2019-01-16 |  | PVC | 2016 | Yes |  | 2019-01-16 |  | Non-lead
205709 | 309 SOUND DR |  | Unknown, Non-Lead | No |  |  |  | Unknown, Non-Lead | 2017 | No |  |  |  | Non-lead
205712 | 774 BOSTWICK DR |  | Unknown, Non-Lead | Yes |  | 2022-10-21 |  | PVC | 2017 | Yes |  | 2022-10-21 |  | Non-lead
205713 | 300 LESROHDE DR |  | Unknown, Non-Lead | No |  |  |  | Unknown, Non-Lead | 2017 | No |  |  |  | Non-lead
205716 | 27324 GUADALOUPE LN |  | Unknown, Non-Lead | Yes |  | 2024-04-29 |  | Unknown, Non-Lead | 2016 | Yes |  | 2024-04-29 |  | Non-lead
205717 | 104120 OVERSEAS HWY |  | Unknown, Non-Lead | Yes |  | 2018-11-01 |  | Unknown, Non-Lead | 2018 | Yes |  | 2018-11-01 |  | Non-lead
205719 | 130 SUNRISE DR |  | Unknown, Non-Lead | Yes |  | 2024-01-25 |  | Unknown, Non-Lead | 2017 | Yes |  | 2024-01-25 |  | Non-lead
205721 | 520 SOMBRERO BEACH Rd |  | Unknown, Non-Lead | Yes |  | 2019-01-07 |  | PVC | 2018 | Yes |  | 2019-01-07 |  | Non-lead
205722 | 66 JEAN LAFITTE DR |  | Polytube | Yes |  | 2023-09-21 |  | PVC | 2018 | Yes |  | 2023-09-21 |  | Non-lead
205723 | DOWNSTAIRS 1322 OLIVIA ST |  | Unknown, Non-Lead | No |  |  |  | Unknown, Non-Lead | 2014 | No |  |  |  | Non-lead
205724 | 1123 DE LUSSAN LN |  | Unknown, Non-Lead | Yes |  | 2024-03-29 |  | PVC | 2018 | Yes |  | 2024-03-29 |  | Non-lead
205726 | UNIT 10 5030 5TH AVE |  | Unknown, Non-Lead | No |  |  |  | Unknown, Non-Lead | 2015 | No |  |  |  | Non-lead
205727 | UNIT 11 5030 5TH AVE |  | Unknown, Non-Lead | Yes |  | 2024-01-23 |  | Unknown, Non-Lead | 2015 | Yes |  | 2024-01-23 |  | Non-lead
205728 | UNIT 12 5030 5TH AVE |  | Unknown, Non-Lead | Yes |  | 2019-04-23 |  | PVC | 2016 | Yes |  | 2019-04-23 |  | Non-lead
205729 | UNIT 54 5030 5TH AVE |  | Unknown, Non-Lead | Yes |  | 2020-12-16 |  | PVC | 2016 | Yes |  | 2020-12-16 |  | Non-lead
205730 | UNIT 55 5030 5TH AVE |  | Unknown, Non-Lead | No |  |  |  | Unknown, Non-Lead | 2016 | No |  |  |  | Non-lead
205731 | UNIT 56 5030 5TH AVE |  | Unknown, Non-Lead | No |  |  |  | Unknown, Non-Lead | 2016 | No |  |  |  | Non-lead
205732 | UNIT 57 5030 5TH AVE |  | Unknown, Non-Lead | No |  |  |  | Unknown, Non-Lead | 2016 | No |  |  |  | Non-lead
205733 | UNIT 58 5030 5TH AVE |  | Unknown, Non-Lead | No |  |  |  | Unknown, Non-Lead | 2016 | No |  |  |  | Non-lead
205734 | UNIT 59 5030 5TH AVE |  | Unknown, Non-Lead | No |  |  |  | Unknown, Non-Lead | 2016 | No |  |  |  | Non-lead
205735 | UNIT 60 5030 5TH AVE |  | Polytube | Yes |  | 2023-01-12 |  | PVC | 2016 | Yes |  | 2023-01-12 |  | Non-lead
205736 | UNIT 61 5030 5TH AVE |  | Polytube | Yes |  | 2023-02-22 |  | PVC | 2016 | Yes |  | 2023-02-22 |  | Non-lead
205737 | LOT 001 701 SPANISH MAIN DR |  | Unknown, Non-Lead | No |  |  |  | Unknown, Non-Lead | 2006 | No |  |  |  | Non-lead
205738 | LOT 002 701 SPANISH MAIN DR |  | Polytube | Yes |  | 2023-01-18 |  | PVC | 2016 | Yes |  | 2023-01-18 |  | Non-lead
205739 | LOT 003 701 SPANISH MAIN DR |  | Polytube | Yes |  | 2023-01-18 |  | PVC | 2016 | Yes |  | 2023-01-18 |  | Non-lead
205740 | LOT 004 701 SPANISH MAIN DR |  | Polytube | Yes |  | 2023-01-18 |  | PVC | 2016 | Yes |  | 2023-01-18 |  | Non-lead
205741 | LOT 005 701 SPANISH MAIN DR |  | Polytube | Yes |  | 2023-01-18 |  | PVC | 1976 | Yes |  | 2023-01-18 |  | Non-lead
205742 | LOT 006 701 SPANISH MAIN DR |  | Polytube | Yes |  | 2024-02-06 |  | PVC | 2016 | Yes |  | 2024-02-06 |  | Non-lead
205743 | LOT 007 701 SPANISH MAIN DR |  | Polytube | Yes |  | 2023-12-22 |  | PVC | 2016 | Yes |  | 2023-12-22 |  | Non-lead
205744 | LOT 008 701 SPANISH MAIN DR |  | Polytube | Yes |  | 2023-01-18 |  | PVC | 1987 | Yes |  | 2023-01-18 |  | Non-lead
205745 | LOT 009 701 SPANISH MAIN DR |  | Polytube | Yes |  | 2020-05-27 |  | PVC | 1987 | Yes |  | 2020-05-27 |  | Non-lead
205746 | LOT 010 701 SPANISH MAIN DR |  | Unknown, Non-Lead | No |  |  |  | Unknown, Non-Lead | 1999 | No |  |  |  | Non-lead
205747 | LOT 011 701 SPANISH MAIN DR |  | Polytube | Yes |  | 2022-07-05 |  | PVC | 1999 | Yes |  | 2022-07-05 |  | Non-lead
205748 | LOT 012 701 SPANISH MAIN DR |  | Unknown, Non-Lead | No |  |  |  | Unknown, Non-Lead | 2000 | No |  |  |  | Non-lead
205749 | LOT 013 701 SPANISH MAIN DR |  | Polytube | Yes |  | 2023-01-18 |  | PVC | 1983 | Yes |  | 2023-01-18 |  | Non-lead
205750 | LOT 014 701 SPANISH MAIN DR |  | Polytube | Yes |  | 2023-01-18 |  | PVC | 1979 | Yes |  | 2023-01-18 |  | Non-lead
205751 | LOT 015 701 SPANISH MAIN DR |  | Polytube | Yes |  | 2023-01-18 |  | PVC | 1979 | Yes |  | 2023-01-18 |  | Non-lead
205752 | LOT 016 701 SPANISH MAIN DR |  | Polytube | Yes |  | 2024-01-25 |  | PVC | 1979 | Yes |  | 2024-01-25 |  | Non-lead
205753 | LOT 017 701 SPANISH MAIN DR |  | Polytube | Yes |  | 2023-01-18 |  | PVC | 1983 | Yes |  | 2023-01-18 |  | Non-lead
205754 | LOT 018 701 SPANISH MAIN DR |  | Polytube | Yes |  | 2023-01-18 |  | PVC | 1983 | Yes |  | 2023-01-18 |  | Non-lead
205755 | LOT 019 701 SPANISH MAIN DR |  | Polytube | Yes |  | 2023-01-18 |  | PVC | 1966 | Yes |  | 2023-01-18 |  | Non-lead
205756 | LOT 020 701 SPANISH MAIN DR |  | Polytube | Yes |  | 2023-01-18 |  | PVC | 1966 | Yes |  | 2023-01-18 |  | Non-lead
205757 | LOT 021 701 SPANISH MAIN DR |  | Polytube | Yes |  | 2023-01-18 |  | PVC | 1976 | Yes |  | 2023-01-18 |  | Non-lead
205758 | LOT 022 701 SPANISH MAIN DR |  | Unknown, Non-Lead | No |  |  |  | Unknown, Non-Lead | 2016 | No |  |  |  | Non-lead
205759 | LOT 023 701 SPANISH MAIN DR |  | Unknown, Non-Lead | Yes |  | 2021-07-30 |  | Unknown, Non-Lead | 2016 | Yes |  | 2021-07-30 |  | Non-lead
205760 | LOT 024 701 SPANISH MAIN DR |  | Polytube | Yes |  | 2023-01-18 |  | PVC | 1981 | Yes |  | 2023-01-18 |  | Non-lead
205761 | LOT 025 701 SPANISH MAIN DR |  | Polytube | Yes |  | 2023-01-18 |  | PVC | 1981 | Yes |  | 2023-01-18 |  | Non-lead
205762 | LOT 026 701 SPANISH MAIN DR |  | Unknown, Non-Lead | No |  |  |  | Unknown, Non-Lead | 1993 | No |  |  |  | Non-lead
205763 | LOT 027 701 SPANISH MAIN DR |  | Polytube | Yes |  | 2017-04-24 |  | PVC | 1972 | Yes |  | 2017-04-24 |  | Non-lead
205764 | LOT 028 701 SPANISH MAIN DR |  | Polytube | Yes |  | 2023-01-18 |  | PVC | 1983 | Yes |  | 2023-01-18 |  | Non-lead
205765 | LOT 029 701 SPANISH MAIN DR |  | Polytube | Yes |  | 2023-01-18 |  | PVC | 2016 | Yes |  | 2023-01-18 |  | Non-lead
205766 | LOT 030 701 SPANISH MAIN DR |  | Polytube | Yes |  | 2023-01-18 |  | PVC | 2016 | Yes |  | 2023-01-18 |  | Non-lead
205767 | LOT 031 701 SPANISH MAIN DR |  | Polytube | Yes |  | 2023-01-18 |  | PVC | 2016 | Yes |  | 2023-01-18 |  | Non-lead
205768 | LOT 032 701 SPANISH MAIN DR |  | Unknown, Non-Lead | No |  |  |  | Unknown, Non-Lead | 2005 | No |  |  |  | Non-lead
205769 | LOT 033 701 SPANISH MAIN DR |  | Unknown, Non-Lead | No |  |  |  | Unknown, Non-Lead | 2005 | No |  |  |  | Non-lead
205770 | LOT 034 701 SPANISH MAIN DR |  | Unknown, Non-Lead | No |  |  |  | Unknown, Non-Lead | 2005 | No |  |  |  | Non-lead
205771 | LOT 035 701 SPANISH MAIN DR |  | Polytube | Yes |  | 2023-01-18 |  | PVC | 1983 | Yes |  | 2023-01-18 |  | Non-lead
205772 | LOT 036 701 SPANISH MAIN DR |  | Polytube | Yes |  | 2023-01-18 |  | PVC | 1983 | Yes |  | 2023-01-18 |  | Non-lead
205773 | LOT 037 701 SPANISH MAIN DR |  | Polytube | Yes |  | 2023-01-18 |  | PVC | 2016 | Yes |  | 2023-01-18 |  | Non-lead
205774 | LOT 038 701 SPANISH MAIN DR |  | Polytube | Yes |  | 2024-01-24 |  | PVC | 2016 | Yes |  | 2024-01-24 |  | Non-lead
205775 | LOT 039 701 SPANISH MAIN DR |  | Polytube | Yes |  | 2023-01-18 |  | PVC | 2016 | Yes |  | 2023-01-18 |  | Non-lead
205776 | LOT 040 701 SPANISH MAIN DR |  | Polytube | Yes |  | 2024-04-12 |  | PVC | 1977 | Yes |  | 2024-04-12 |  | Non-lead
205777 | LOT 041 701 SPANISH MAIN DR |  | Polytube | Yes |  | 2023-01-18 |  | PVC | 1977 | Yes |  | 2023-01-18 |  | Non-lead
205778 | LOT 042 701 SPANISH MAIN DR |  | Unknown, Non-Lead | No |  |  |  | Unknown, Non-Lead | 2000 | No |  |  |  | Non-lead
205779 | LOT 043 701 SPANISH MAIN DR |  | Polytube | Yes |  | 2023-01-18 |  | PVC | 1979 | Yes |  | 2023-01-18 |  | Non-lead
205780 | LOT 044 701 SPANISH MAIN DR |  | Unknown, Non-Lead | No |  |  |  | Unknown, Non-Lead | 1999 | No |  |  |  | Non-lead
205781 | LOT 045 701 SPANISH MAIN DR |  | Unknown, Non-Lead | No |  |  |  | Polytube | 2001 | No |  |  |  | Non-lead
205782 | LOT 046 701 SPANISH MAIN DR |  | Polytube | Yes |  | 2023-01-18 |  | PVC | 2016 | Yes |  | 2023-01-18 |  | Non-lead
205783 | LOT 047 701 SPANISH MAIN DR |  | Polytube | Yes |  | 2023-01-18 |  | PVC | 1985 | Yes |  | 2023-01-18 |  | Non-lead
205784 | LOT 048 701 SPANISH MAIN DR |  | Unknown, Non-Lead | No |  |  |  | Unknown, Non-Lead | 1992 | No |  |  |  | Non-lead
205785 | LOT 049 701 SPANISH MAIN DR |  | Unknown, Non-Lead | No |  |  |  | Unknown, Non-Lead | 2002 | No |  |  |  | Non-lead
205786 | LOT 050 701 SPANISH MAIN DR |  | Unknown, Non-Lead | No |  |  |  | Unknown, Non-Lead | 2002 | No |  |  |  | Non-lead
205787 | LOT 051 701 SPANISH MAIN DR |  | Unknown, Non-Lead | Yes |  | 2020-01-21 |  | PVC | 2000 | Yes |  | 2020-01-21 |  | Non-lead
205788 | LOT 052 701 SPANISH MAIN DR |  | Unknown, Non-Lead | No |  |  |  | Unknown, Non-Lead | 1999 | No |  |  |  | Non-lead
205789 | LOT 053 701 SPANISH MAIN DR |  | Unknown, Non-Lead | Yes |  | 2019-12-19 |  | PVC | 2002 | Yes |  | 2019-12-19 |  | Non-lead
205790 | LOT 054 701 SPANISH MAIN DR |  | Unknown, Non-Lead | Yes |  | 2024-08-29 |  | Unknown, Non-Lead | 2000 | Yes |  | 2024-08-29 |  | Non-lead
205791 | LOT 055 701 SPANISH MAIN DR |  | Unknown, Non-Lead | Yes |  | 2021-06-29 |  | Unknown, Non-Lead | 2005 | Yes |  | 2021-06-29 |  | Non-lead
205792 | LOT 056 701 SPANISH MAIN DR |  | Unknown, Non-Lead | No |  |  |  | Unknown, Non-Lead | 1991 | No |  |  |  | Non-lead
205793 | LOT 057 701 SPANISH MAIN DR |  | Unknown, Non-Lead | Yes |  | 2021-11-01 |  | Unknown, Non-Lead | 1991 | Yes |  | 2021-11-01 |  | Non-lead
205794 | LOT 058 701 SPANISH MAIN DR |  | Unknown, Non-Lead | No |  |  |  | Unknown, Non-Lead | 2000 | No |  |  |  | Non-lead
205795 | LOT 059 701 SPANISH MAIN DR |  | Polytube | Yes |  | 2023-01-18 |  | PVC | 2016 | Yes |  | 2023-01-18 |  | Non-lead
205796 | LOT 060 701 SPANISH MAIN DR |  | Polytube | Yes |  | 2023-01-18 |  | PVC | 1978 | Yes |  | 2023-01-18 |  | Non-lead
205797 | LOT 061 701 SPANISH MAIN DR |  | Unknown, Non-Lead | No |  |  |  | Unknown, Non-Lead | 2002 | No |  |  |  | Non-lead
205798 | LOT 062 701 SPANISH MAIN DR |  | Polytube | Yes |  | 2023-01-18 |  | PVC | 1983 | Yes |  | 2023-01-18 |  | Non-lead
205799 | LOT 063 701 SPANISH MAIN DR |  | Polytube | Yes |  | 2023-01-18 |  | PVC | 1978 | Yes |  | 2023-01-18 |  | Non-lead
205800 | LOT 064 701 SPANISH MAIN DR |  | Unknown, Non-Lead | No |  |  |  | Unknown, Non-Lead | 1993 | No |  |  |  | Non-lead
205801 | LOT 065 701 SPANISH MAIN DR |  | Unknown, Non-Lead | Yes |  | 2019-04-05 |  | Unknown, Non-Lead | 1993 | Yes |  | 2019-04-05 |  | Non-lead
205802 | LOT 066 701 SPANISH MAIN DR |  | Unknown, Non-Lead | No |  |  |  | Unknown, Non-Lead | 1988 | No |  |  |  | Non-lead
205803 | LOT 067 701 SPANISH MAIN DR |  | Unknown, Non-Lead | No |  |  |  | Unknown, Non-Lead | 1988 | No |  |  |  | Non-lead
205804 | LOT 068 701 SPANISH MAIN DR |  | Polytube | Yes |  | 2023-01-18 |  | PVC | 2016 | Yes |  | 2023-01-18 |  | Non-lead
205805 | LOT 069 701 SPANISH MAIN DR |  | Polytube | Yes |  | 2024-01-25 |  | PVC | 2016 | Yes |  | 2024-01-25 |  | Non-lead
205806 | LOT 070 701 SPANISH MAIN DR |  | Unknown, Non-Lead | No |  |  |  | Unknown, Non-Lead | 1989 | No |  |  |  | Non-lead
205807 | LOT 071 701 SPANISH MAIN DR |  | Unknown, Non-Lead | Yes |  | 2023-05-12 |  | Unknown, Non-Lead | 1989 | Yes |  | 2023-05-12 |  | Non-lead
205808 | LOT 072 701 SPANISH MAIN DR |  | Polytube | Yes |  | 2023-01-18 |  | PVC | 1985 | Yes |  | 2023-01-18 |  | Non-lead
205809 | LOT 073 701 SPANISH MAIN DR |  | Polytube | Yes |  | 2023-01-18 |  | PVC | 1985 | Yes |  | 2023-01-18 |  | Non-lead
205810 | LOT 074 701 SPANISH MAIN DR |  | Unknown, Non-Lead | No |  |  |  | Unknown, Non-Lead | 2000 | No |  |  |  | Non-lead
205811 | LOT 075 701 SPANISH MAIN DR |  | Unknown, Non-Lead | No |  |  |  | Unknown, Non-Lead | 2010 | No |  |  |  | Non-lead
205812 | LOT 076 701 SPANISH MAIN DR |  | Unknown, Non-Lead | No |  |  |  | Unknown, Non-Lead | 2019 | No |  |  |  | Non-lead
205813 | LOT 077 701 SPANISH MAIN DR |  | Unknown, Non-Lead | No |  |  |  | Unknown, Non-Lead | 2010 | No |  |  |  | Non-lead
205814 | LOT 078 701 SPANISH MAIN DR |  | Polytube | Yes |  | 2023-01-18 |  | PVC | 2016 | Yes |  | 2023-01-18 |  | Non-lead
205815 | LOT 079 701 SPANISH MAIN DR |  | Polytube | No |  |  |  | PVC | 1996 | No |  |  |  | Non-lead
205816 | LOT 080 701 SPANISH MAIN DR |  | Polytube | Yes |  | 2023-01-18 |  | PVC | 1979 | Yes |  | 2023-01-18 |  | Non-lead
205817 | LOT 081 701 SPANISH MAIN DR |  | Unknown, Non-Lead | No |  |  |  | Unknown, Non-Lead | 2000 | No |  |  |  | Non-lead
205818 | LOT 082 701 SPANISH MAIN DR |  | Polytube | Yes |  | 2022-05-27 |  | PVC | 2000 | Yes |  | 2022-05-27 |  | Non-lead
205819 | LOT 083 701 SPANISH MAIN DR |  | Polytube | Yes |  | 2023-01-18 |  | PVC | 1978 | Yes |  | 2023-01-18 |  | Non-lead
205820 | LOT 084 701 SPANISH MAIN DR |  | Polytube | Yes |  | 2023-01-18 |  | PVC | 1978 | Yes |  | 2023-01-18 |  | Non-lead
205821 | LOT 085 701 SPANISH MAIN DR |  | Unknown, Non-Lead | No |  |  |  | Unknown, Non-Lead | 2005 | No |  |  |  | Non-lead
205822 | LOT 086 701 SPANISH MAIN DR |  | Unknown, Non-Lead | Yes |  | 2020-02-24 |  | Unknown, Non-Lead | 2005 | Yes |  | 2020-02-24 |  | Non-lead
205823 | LOT 087 701 SPANISH MAIN DR |  | Unknown, Non-Lead | No |  |  |  | Unknown, Non-Lead | 2000 | No |  |  |  | Non-lead
205824 | LOT 088 701 SPANISH MAIN DR |  | Unknown, Non-Lead | Yes |  | 2017-07-26 |  | PVC | 1996 | Yes |  | 2017-07-26 |  | Non-lead
205825 | LOT 089 701 SPANISH MAIN DR |  | Unknown, Non-Lead | Yes |  | 2023-05-22 |  | Unknown, Non-Lead | 1995 | Yes |  | 2023-05-22 |  | Non-lead
205826 | LOT 090 701 SPANISH MAIN DR |  | Polytube | Yes |  | 2024-07-30 |  | PVC | 1982 | Yes |  | 2024-07-30 |  | Non-lead
205827 | LOT 091 701 SPANISH MAIN DR |  | Unknown, Non-Lead | Yes |  | 2024-07-30 |  | Unknown, Non-Lead | 2000 | Yes |  | 2024-07-30 |  | Non-lead
205828 | LOT 092 701 SPANISH MAIN DR |  | Polytube | Yes |  | 2023-06-30 |  | Polytube | 1989 | Yes |  | 2023-06-30 |  | Non-lead
205829 | LOT 093 701 SPANISH MAIN DR |  | Unknown, Non-Lead | No |  |  |  | Unknown, Non-Lead | 2001 | No |  |  |  | Non-lead
205830 | LOT 094 701 SPANISH MAIN DR |  | Unknown, Non-Lead | Yes |  | 2017-06-14 |  | Unknown, Non-Lead | 2003 | Yes |  | 2017-06-14 |  | Non-lead
205831 | LOT 095 701 SPANISH MAIN DR |  | Unknown, Non-Lead | No |  |  |  | Unknown, Non-Lead | 1999 | No |  |  |  | Non-lead
205832 | LOT 096 701 SPANISH MAIN DR |  | Polytube | Yes |  | 2023-01-18 |  | PVC | 2016 | Yes |  | 2023-01-18 |  | Non-lead
205833 | LOT 097 701 SPANISH MAIN DR |  | Unknown, Non-Lead | Yes |  | 2018-05-01 |  | Unknown, Non-Lead | 2018 | Yes |  | 2018-05-01 |  | Non-lead
205834 | LOT 098 701 SPANISH MAIN DR |  | Unknown, Non-Lead | No |  |  |  | Unknown, Non-Lead | 1996 | No |  |  |  | Non-lead
205835 | LOT 099 701 SPANISH MAIN DR |  | Unknown, Non-Lead | Yes |  | 2017-03-30 |  | Unknown, Non-Lead | 2012 | Yes |  | 2017-03-30 |  | Non-lead
205836 | LOT 100 701 SPANISH MAIN DR |  | Polytube | Yes |  | 2023-12-28 |  | PVC | 1979 | Yes |  | 2023-12-28 |  | Non-lead
205837 | LOT 101 701 SPANISH MAIN DR |  | Unknown, Non-Lead | No |  |  |  | Unknown, Non-Lead | 2013 | No |  |  |  | Non-lead
205838 | LOT 102 701 SPANISH MAIN DR |  | Unknown, Non-Lead | No |  |  |  | Unknown, Non-Lead | 2005 | No |  |  |  | Non-lead
205839 | LOT 103 701 SPANISH MAIN DR |  | Unknown, Non-Lead | No |  |  |  | Unknown, Non-Lead | 1993 | No |  |  |  | Non-lead
205840 | LOT 104 701 SPANISH MAIN DR |  | Polytube | Yes |  | 2023-01-18 |  | PVC | 1987 | Yes |  | 2023-01-18 |  | Non-lead
205841 | LOT 105 701 SPANISH MAIN DR |  | Polytube | Yes |  | 2023-01-31 |  | PVC | 1987 | Yes |  | 2023-01-31 |  | Non-lead
205842 | LOT 106 701 SPANISH MAIN DR |  | Unknown, Non-Lead | No |  |  |  | Unknown, Non-Lead | 1996 | No |  |  |  | Non-lead
205843 | LOT 107 701 SPANISH MAIN DR |  | Unknown, Non-Lead | Yes |  | 2017-05-26 |  | Unknown, Non-Lead | 1989 | Yes |  | 2017-05-26 |  | Non-lead
205844 | LOT 108 701 SPANISH MAIN DR |  | Unknown, Non-Lead | No |  |  |  | Unknown, Non-Lead | 2021 | No |  |  |  | Non-lead
205845 | LOT 109 701 SPANISH MAIN DR |  | Unknown, Non-Lead | No |  |  |  | Unknown, Non-Lead | 2013 | No |  |  |  | Non-lead
205846 | LOT 110 701 SPANISH MAIN DR |  | Unknown, Non-Lead | Yes |  | 2022-01-03 |  | Unknown, Non-Lead | 1997 | Yes |  | 2022-01-03 |  | Non-lead
205847 | LOT 111 701 SPANISH MAIN DR |  | Polytube | Yes |  | 2023-01-31 |  | PVC | 1978 | Yes |  | 2023-01-31 |  | Non-lead
205848 | LOT 113 701 SPANISH MAIN DR |  | Unknown, Non-Lead | Yes |  | 2024-07-29 |  | Unknown, Non-Lead | 1999 | Yes |  | 2024-07-29 |  | Non-lead
205849 | LOT 114 701 SPANISH MAIN DR |  | Unknown, Non-Lead | No |  |  |  | Unknown, Non-Lead | 1989 | No |  |  |  | Non-lead
205850 | LOT 115 701 SPANISH MAIN DR |  | Polytube | Yes |  | 2023-01-31 |  | PVC | 1987 | Yes |  | 2023-01-31 |  | Non-lead
205851 | LOT 116 701 SPANISH MAIN DR |  | Polytube | Yes |  | 2023-01-31 |  | PVC | 1987 | Yes |  | 2023-01-31 |  | Non-lead
205852 | LOT 117 701 SPANISH MAIN DR |  | Unknown, Non-Lead | Yes |  | 2023-02-01 |  | PVC | 2006 | Yes |  | 2023-02-01 |  | Non-lead
205853 | LOT 118 701 SPANISH MAIN DR |  | Unknown, Non-Lead | Yes |  | 2024-02-07 |  | Unknown, Non-Lead | 2006 | Yes |  | 2024-02-07 |  | Non-lead
205854 | LOT 119 701 SPANISH MAIN DR |  | Polytube | Yes |  | 2023-01-31 |  | PVC | 1984 | Yes |  | 2023-01-31 |  | Non-lead
205855 | LOT 120 701 SPANISH MAIN DR |  | Unknown, Non-Lead | Yes |  | 2017-07-06 |  | Unknown, Non-Lead | 2005 | Yes |  | 2017-07-06 |  | Non-lead
205856 | LOT 121 701 SPANISH MAIN DR |  | Unknown, Non-Lead | No |  |  |  | Unknown, Non-Lead | 2003 | No |  |  |  | Non-lead
205857 | LOT 122 701 SPANISH MAIN DR |  | Polytube | Yes |  | 2023-01-31 |  | PVC | 1985 | Yes |  | 2023-01-31 |  | Non-lead
205858 | LOT 123 701 SPANISH MAIN DR |  | Unknown, Non-Lead | No |  |  |  | Unknown, Non-Lead | 1992 | No |  |  |  | Non-lead
205859 | LOT 124 701 SPANISH MAIN DR |  | Unknown, Non-Lead | No |  |  |  | Unknown, Non-Lead | 1992 | No |  |  |  | Non-lead
205860 | LOT 125 701 SPANISH MAIN DR |  | Unknown, Non-Lead | No |  |  |  | Unknown, Non-Lead | 1999 | No |  |  |  | Non-lead
205861 | LOT 126 701 SPANISH MAIN DR |  | Polytube | Yes |  | 2023-11-15 |  | PVC | 1999 | Yes |  | 2023-11-15 |  | Non-lead
205862 | LOT 127 701 SPANISH MAIN DR |  | Polytube | Yes |  | 2023-07-27 |  | PVC | 1997 | Yes |  | 2023-07-27 |  | Non-lead
205863 | LOT 128 701 SPANISH MAIN DR |  | Unknown, Non-Lead | Yes |  | 2021-08-26 |  | Unknown, Non-Lead | 1991 | Yes |  | 2021-08-26 |  | Non-lead
205864 | LOT 129 701 SPANISH MAIN DR |  | Polytube | Yes |  | 2023-02-16 |  | PVC | 1976 | Yes |  | 2023-02-16 |  | Non-lead
205865 | LOT 130 701 SPANISH MAIN DR |  | Unknown, Non-Lead | No |  |  |  | Unknown, Non-Lead | 1996 | No |  |  |  | Non-lead
205866 | LOT 131 701 SPANISH MAIN DR |  | Unknown, Non-Lead | Yes |  | 2024-09-06 |  | Unknown, Non-Lead | 1999 | Yes |  | 2024-09-06 |  | Non-lead
205867 | LOT 132 701 SPANISH MAIN DR |  | Unknown, Non-Lead | Yes |  | 2024-09-06 |  | Unknown, Non-Lead | 1999 | Yes |  | 2024-09-06 |  | Non-lead
205868 | LOT 133 701 SPANISH MAIN DR |  | Unknown, Non-Lead | No |  |  |  | Unknown, Non-Lead | 1999 | No |  |  |  | Non-lead
205869 | LOT 134 701 SPANISH MAIN DR |  | Unknown, Non-Lead | Yes |  | 2022-04-29 |  | Unknown, Non-Lead | 1997 | Yes |  | 2022-04-29 |  | Non-lead
205870 | LOT 135 701 SPANISH MAIN DR |  | Unknown, Non-Lead | Yes |  | 2021-03-29 |  | Unknown, Non-Lead | 2005 | Yes |  | 2021-03-29 |  | Non-lead
205871 | LOT 136 701 SPANISH MAIN DR |  | Unknown, Non-Lead | Yes |  | 2018-08-06 |  | Unknown, Non-Lead | 2006 | Yes |  | 2018-08-06 |  | Non-lead
205872 | LOT 137 701 SPANISH MAIN DR |  | Unknown, Non-Lead | Yes |  | 2023-11-17 |  | Unknown, Non-Lead | 2000 | Yes |  | 2023-11-17 |  | Non-lead
205873 | LOT 138 701 SPANISH MAIN DR |  | Unknown, Non-Lead | No |  |  |  | Unknown, Non-Lead | 2000 | No |  |  |  | Non-lead
205874 | LOT 139 701 SPANISH MAIN DR |  | Polytube | Yes |  | 2023-11-15 |  | PVC | 1982 | Yes |  | 2023-11-15 |  | Non-lead
205875 | LOT 140 701 SPANISH MAIN DR |  | Unknown, Non-Lead | Yes |  | 2023-11-15 |  | Unknown, Non-Lead | 2004 | Yes |  | 2023-11-15 |  | Non-lead
205876 | LOT 141 701 SPANISH MAIN DR |  | Unknown, Non-Lead | Yes |  | 2024-05-31 |  | PVC | 2004 | Yes |  | 2024-05-31 |  | Non-lead
205877 | LOT 142 701 SPANISH MAIN DR |  | Unknown, Non-Lead | No |  |  |  | Unknown, Non-Lead | 1988 | No |  |  |  | Non-lead
205878 | LOT 143 701 SPANISH MAIN DR |  | Unknown, Non-Lead | No |  |  |  | Unknown, Non-Lead | 1988 | No |  |  |  | Non-lead
205879 | LOT 144 701 SPANISH MAIN DR |  | Polytube | Yes |  | 2023-02-16 |  | PVC | 1985 | Yes |  | 2023-02-16 |  | Non-lead
205880 | LOT 145 701 SPANISH MAIN DR |  | Unknown, Non-Lead | No |  |  |  | Unknown, Non-Lead | 1994 | No |  |  |  | Non-lead
205881 | LOT 146 701 SPANISH MAIN DR |  | Polytube | Yes |  | 2023-02-16 |  | PVC | 1979 | Yes |  | 2023-02-16 |  | Non-lead
205882 | LOT 147 701 SPANISH MAIN DR |  | Polytube | Yes |  | 2023-02-16 |  | PVC | 1979 | Yes |  | 2023-02-16 |  | Non-lead
205883 | LOT 148 701 SPANISH MAIN DR |  | Polytube | Yes |  | 2023-02-16 |  | PVC | 1979 | Yes |  | 2023-02-16 |  | Non-lead
205884 | LOT 149 701 SPANISH MAIN DR |  | Unknown, Non-Lead | No |  |  |  | Unknown, Non-Lead | 1999 | No |  |  |  | Non-lead
205885 | LOT 150 701 SPANISH MAIN DR |  | Polytube | Yes |  | 2023-02-16 |  | PVC | 1987 | Yes |  | 2023-02-16 |  | Non-lead
205886 | LOT 151 701 SPANISH MAIN DR |  | Unknown, Non-Lead | No |  |  |  | Unknown, Non-Lead | 2002 | No |  |  |  | Non-lead
205887 | LOT 152 701 SPANISH MAIN DR |  | Polytube | Yes |  | 2023-02-16 |  | PVC | 1979 | Yes |  | 2023-02-16 |  | Non-lead
205888 | LOT 153 701 SPANISH MAIN DR |  | Polytube | No |  |  |  | PVC | 2003 | No |  |  |  | Non-lead
205889 | LOT 154 701 SPANISH MAIN DR |  | Unknown, Non-Lead | No |  |  |  | Unknown, Non-Lead | 1999 | No |  |  |  | Non-lead
205890 | LOT 155 701 SPANISH MAIN DR |  | Unknown, Non-Lead | No |  |  |  | Unknown, Non-Lead | 2020 | No |  |  |  | Non-lead
205891 | LOT 156 701 SPANISH MAIN DR |  | Unknown, Non-Lead | Yes |  | 2022-03-31 |  | Unknown, Non-Lead | 1999 | Yes |  | 2022-03-31 |  | Non-lead
205892 | LOT 157 701 SPANISH MAIN DR |  | Unknown, Non-Lead | No |  |  |  | Unknown, Non-Lead | 1999 | No |  |  |  | Non-lead
205893 | LOT 158 701 SPANISH MAIN DR |  | Unknown, Non-Lead | No |  |  |  | Unknown, Non-Lead | 2000 | No |  |  |  | Non-lead
205894 | LOT 159 701 SPANISH MAIN DR |  | Polytube | Yes |  | 2023-02-16 |  | PVC | 2016 | Yes |  | 2023-02-16 |  | Non-lead
205895 | LOT 160 701 SPANISH MAIN DR |  | Polytube | Yes |  | 2023-02-16 |  | PVC | 2016 | Yes |  | 2023-02-16 |  | Non-lead
205896 | LOT 161 701 SPANISH MAIN DR |  | Unknown, Non-Lead | No |  |  |  | Unknown, Non-Lead | 1992 | No |  |  |  | Non-lead
205897 | LOT 162 701 SPANISH MAIN DR |  | Polytube | Yes |  | 2024-07-29 |  | PVC | 1976 | Yes |  | 2024-07-29 |  | Non-lead
205898 | LOT 163 701 SPANISH MAIN DR |  | Polytube | Yes |  | 2023-02-16 |  | PVC | 1976 | Yes |  | 2023-02-16 |  | Non-lead
205899 | LOT 164 701 SPANISH MAIN DR |  | Unknown, Non-Lead | Yes |  | 2023-09-26 |  | Unknown, Non-Lead | 1990 | Yes |  | 2023-09-26 |  | Non-lead
205900 | LOT 165 701 SPANISH MAIN DR |  | Unknown, Non-Lead | No |  |  |  | Unknown, Non-Lead | 2016 | No |  |  |  | Non-lead
205901 | LOT 166 701 SPANISH MAIN DR |  | Unknown, Non-Lead | No |  |  |  | Unknown, Non-Lead | 2016 | No |  |  |  | Non-lead
205902 | LOT 167 701 SPANISH MAIN DR |  | Unknown, Non-Lead | No |  |  |  | Unknown, Non-Lead | 2006 | No |  |  |  | Non-lead
205903 | LOT 168 701 SPANISH MAIN DR |  | Unknown, Non-Lead | Yes |  | 2019-05-17 |  | Unknown, Non-Lead | 2006 | Yes |  | 2019-05-17 |  | Non-lead
205904 | LOT 169 701 SPANISH MAIN DR |  | Polytube | Yes |  | 2023-02-16 |  | PVC | 2016 | Yes |  | 2023-02-16 |  | Non-lead
205905 | LOT 170 701 SPANISH MAIN DR |  | Unknown, Non-Lead | Yes |  | 2021-04-08 |  | Unknown, Non-Lead | 2003 | Yes |  | 2021-04-08 |  | Non-lead
205906 | LOT 171 701 SPANISH MAIN DR |  | Unknown, Non-Lead | No |  |  |  | Unknown, Non-Lead | 2003 | No |  |  |  | Non-lead
205907 | LOT 172 701 SPANISH MAIN DR |  | Unknown, Non-Lead | No |  |  |  | Unknown, Non-Lead | 2006 | No |  |  |  | Non-lead
205908 | LOT 173 701 SPANISH MAIN DR |  | Polytube | Yes |  | 2023-07-28 |  | PVC | 2007 | Yes |  | 2023-07-28 |  | Non-lead
205909 | LOT 174 701 SPANISH MAIN DR |  | Unknown, Non-Lead | No |  |  |  | Unknown, Non-Lead | 1993 | No |  |  |  | Non-lead
205910 | LOT 175 701 SPANISH MAIN DR |  | Unknown, Non-Lead | No |  |  |  | Unknown, Non-Lead | 1999 | No |  |  |  | Non-lead
205911 | LOT 176 701 SPANISH MAIN DR |  | Polytube | Yes |  | 2023-02-16 |  | PVC | 2016 | Yes |  | 2023-02-16 |  | Non-lead
205912 | LOT 177 701 SPANISH MAIN DR |  | Polytube | Yes |  | 2023-02-16 |  | PVC | 2016 | Yes |  | 2023-02-16 |  | Non-lead
205913 | LOT 178 701 SPANISH MAIN DR |  | Polytube | Yes |  | 2023-02-16 |  | PVC | 1979 | Yes |  | 2023-02-16 |  | Non-lead
205914 | LOT 179 701 SPANISH MAIN DR |  | Unknown, Non-Lead | No |  |  |  | Unknown, Non-Lead | 2006 | No |  |  |  | Non-lead
205915 | LOT 180 701 SPANISH MAIN DR |  | Polytube | Yes |  | 2023-02-16 |  | PVC | 1979 | Yes |  | 2023-02-16 |  | Non-lead
205916 | LOT 181 701 SPANISH MAIN DR |  | Polytube | Yes |  | 2023-02-16 |  | PVC | 1979 | Yes |  | 2023-02-16 |  | Non-lead
205917 | LOT 182 701 SPANISH MAIN DR |  | Polytube | Yes |  | 2023-02-16 |  | PVC | 1979 | Yes |  | 2023-02-16 |  | Non-lead
205918 | LOT 183 701 SPANISH MAIN DR |  | Polytube | Yes |  | 2023-02-16 |  | PVC | 1979 | Yes |  | 2023-02-16 |  | Non-lead
205919 | LOT 184 701 SPANISH MAIN DR |  | Polytube | Yes |  | 2023-02-16 |  | PVC | 1977 | Yes |  | 2023-02-16 |  | Non-lead
205920 | LOT 185 701 SPANISH MAIN DR |  | Unknown, Non-Lead | No |  |  |  | Unknown, Non-Lead | 1989 | No |  |  |  | Non-lead
205921 | LOT 186 701 SPANISH MAIN DR |  | Unknown, Non-Lead | Yes |  | 2024-05-31 |  | Unknown, Non-Lead | 1989 | Yes |  | 2024-05-31 |  | Non-lead
205922 | LOT 187 701 SPANISH MAIN DR |  | Unknown, Non-Lead | No |  |  |  | Unknown, Non-Lead | 2005 | No |  |  |  | Non-lead
205923 | LOT 188 701 SPANISH MAIN DR |  | Unknown, Non-Lead | No |  |  |  | Unknown, Non-Lead | 2007 | No |  |  |  | Non-lead
205924 | LOT 189 701 SPANISH MAIN DR |  | Unknown, Non-Lead | No |  |  |  | Unknown, Non-Lead | 1991 | No |  |  |  | Non-lead
205925 | LOT 190 701 SPANISH MAIN DR |  | Unknown, Non-Lead | No |  |  |  | Unknown, Non-Lead | 1991 | No |  |  |  | Non-lead
205926 | LOT 191 701 SPANISH MAIN DR |  | Unknown, Non-Lead | No |  |  |  | Unknown, Non-Lead | 2005 | No |  |  |  | Non-lead
205927 | LOT 192 701 SPANISH MAIN DR |  | Unknown, Non-Lead | No |  |  |  | Unknown, Non-Lead | 1996 | No |  |  |  | Non-lead
205928 | LOT 193 701 SPANISH MAIN DR |  | Unknown, Non-Lead | No |  |  |  | Unknown, Non-Lead | 2000 | No |  |  |  | Non-lead
205929 | LOT 194 701 SPANISH MAIN DR |  | Unknown, Non-Lead | No |  |  |  | Unknown, Non-Lead | 2000 | No |  |  |  | Non-lead
205930 | LOT 195 701 SPANISH MAIN DR |  | Unknown, Non-Lead | No |  |  |  | Unknown, Non-Lead | 2019 | No |  |  |  | Non-lead
205931 | LOT 196 701 SPANISH MAIN DR |  | Polytube | Yes |  | 2023-10-13 |  | PVC | 1998 | Yes |  | 2023-10-13 |  | Non-lead
205932 | LOT 197 701 SPANISH MAIN DR |  | Unknown, Non-Lead | No |  |  |  | Unknown, Non-Lead | 1999 | No |  |  |  | Non-lead
205933 | LOT 198 701 SPANISH MAIN DR |  | Unknown, Non-Lead | No |  |  |  | Unknown, Non-Lead | 2000 | No |  |  |  | Non-lead
205934 | LOT 199 701 SPANISH MAIN DR |  | Polytube | Yes |  | 2023-02-16 |  | PVC | 1981 | Yes |  | 2023-02-16 |  | Non-lead
205935 | LOT 200 701 SPANISH MAIN DR |  | Polytube | Yes |  | 2023-02-16 |  | PVC | 1981 | Yes |  | 2023-02-16 |  | Non-lead
205936 | LOT 201 701 SPANISH MAIN DR |  | Polytube | Yes |  | 2023-02-16 |  | PVC | 2016 | Yes |  | 2023-02-16 |  | Non-lead
205937 | LOT 202 701 SPANISH MAIN DR |  | Polytube | Yes |  | 2023-02-16 |  | PVC | 1983 | Yes |  | 2023-02-16 |  | Non-lead
205938 | LOT 203 701 SPANISH MAIN DR |  | Polytube | Yes |  | 2023-11-15 |  | PVC | 1983 | Yes |  | 2023-11-15 |  | Non-lead
205939 | LOT 204 701 SPANISH MAIN DR |  | Polytube | Yes |  | 2023-02-16 |  | PVC | 1979 | Yes |  | 2023-02-16 |  | Non-lead
205940 | LOT 205 701 SPANISH MAIN DR |  | Unknown, Non-Lead | Yes |  | 2020-03-23 |  | Unknown, Non-Lead | 2005 | Yes |  | 2020-03-23 |  | Non-lead
205941 | LOT 206 701 SPANISH MAIN DR |  | Unknown, Non-Lead | No |  |  |  | Unknown, Non-Lead | 2000 | No |  |  |  | Non-lead
205942 | LOT 207 701 SPANISH MAIN DR |  | Unknown, Non-Lead | Yes |  | 2017-08-02 |  | PVC | 2000 | Yes |  | 2017-08-02 |  | Non-lead
205943 | LOT 208 701 SPANISH MAIN DR |  | Unknown, Non-Lead | Yes |  | 2024-07-16 |  | Unknown, Non-Lead | 1999 | Yes |  | 2024-07-16 |  | Non-lead
205944 | LOT 209 701 SPANISH MAIN DR |  | Polytube | Yes |  | 2023-02-16 |  | PVC | 2016 | Yes |  | 2023-02-16 |  | Non-lead
205945 | LOT 210 701 SPANISH MAIN DR |  | Polytube | Yes |  | 2023-02-16 |  | PVC | 2016 | Yes |  | 2023-02-16 |  | Non-lead
205946 | LOT 211 701 SPANISH MAIN DR |  | Polytube | Yes |  | 2023-02-16 |  | PVC | 2016 | Yes |  | 2023-02-16 |  | Non-lead
205947 | LOT 212 701 SPANISH MAIN DR |  | Polytube | Yes |  | 2023-02-16 |  | PVC | 2016 | Yes |  | 2023-02-16 |  | Non-lead
205948 | LOT 213 701 SPANISH MAIN DR |  | Unknown, Non-Lead | No |  |  |  | Unknown, Non-Lead | 1999 | No |  |  |  | Non-lead
205949 | LOT 214 701 SPANISH MAIN DR |  | Unknown, Non-Lead | No |  |  |  | Unknown, Non-Lead | 2005 | No |  |  |  | Non-lead
205950 | LOT 215 701 SPANISH MAIN DR |  | Polytube | Yes |  | 2024-05-31 |  | PVC | 1999 | Yes |  | 2024-05-31 |  | Non-lead
205951 | LOT 216 701 SPANISH MAIN DR |  | Unknown, Non-Lead | No |  |  |  | Unknown, Non-Lead | 1997 | No |  |  |  | Non-lead
205952 | LOT 217 701 SPANISH MAIN DR |  | Unknown, Non-Lead | No |  |  |  | Unknown, Non-Lead | 2000 | No |  |  |  | Non-lead
205953 | LOT 218 701 SPANISH MAIN DR |  | Unknown, Non-Lead | Yes |  | 2019-11-22 |  | PVC | 2000 | Yes |  | 2019-11-22 |  | Non-lead
205954 | LOT 219 701 SPANISH MAIN DR |  | Polytube | Yes |  | 2023-02-16 |  | PVC | 2016 | Yes |  | 2023-02-16 |  | Non-lead
205955 | LOT 220 701 SPANISH MAIN DR |  | Polytube | Yes |  | 2023-02-16 |  | PVC | 2016 | Yes |  | 2023-02-16 |  | Non-lead
205956 | LOT 221 701 SPANISH MAIN DR |  | Unknown, Non-Lead | No |  |  |  | Unknown, Non-Lead | 2021 | No |  |  |  | Non-lead
205957 | LOT 222 701 SPANISH MAIN DR |  | Polytube | Yes |  | 2023-03-02 |  | PVC | 2001 | Yes |  | 2023-03-02 |  | Non-lead
205958 | LOT 223 701 SPANISH MAIN DR |  | Polytube | Yes |  | 2023-02-16 |  | PVC | 2016 | Yes |  | 2023-02-16 |  | Non-lead
205959 | LOT 224 701 SPANISH MAIN DR |  | Unknown, Non-Lead | Yes |  | 2020-05-20 |  | PVC | 2019 | Yes |  | 2020-05-20 |  | Non-lead
205960 | LOT 225 701 SPANISH MAIN DR |  | Polytube | Yes |  | 2023-02-16 |  | PVC | 1987 | Yes |  | 2023-02-16 |  | Non-lead
205961 | LOT 226 701 SPANISH MAIN DR |  | Unknown, Non-Lead | No |  |  |  | Unknown, Non-Lead | 1993 | No |  |  |  | Non-lead
205962 | LOT 227 701 SPANISH MAIN DR |  | Unknown, Non-Lead | No |  |  |  | Unknown, Non-Lead | 2011 | No |  |  |  | Non-lead
205963 | LOT 228 701 SPANISH MAIN DR |  | Polytube | Yes |  | 2023-04-27 |  | PVC | 1978 | Yes |  | 2023-04-27 |  | Non-lead
205964 | LOT 229 701 SPANISH MAIN DR |  | Polytube | Yes |  | 2023-02-16 |  | PVC | 1978 | Yes |  | 2023-02-16 |  | Non-lead
205965 | LOT 230 701 SPANISH MAIN DR |  | Unknown, Non-Lead | No |  |  |  | Unknown, Non-Lead | 2003 | No |  |  |  | Non-lead
205966 | LOT 231 701 SPANISH MAIN DR |  | Polytube | Yes |  | 2023-02-16 |  | PVC | 2016 | Yes |  | 2023-02-16 |  | Non-lead
205967 | LOT 232 701 SPANISH MAIN DR |  | Unknown, Non-Lead | No |  |  |  | Unknown, Non-Lead | 2001 | No |  |  |  | Non-lead
205968 | LOT 234 701 SPANISH MAIN DR |  | Polytube | Yes |  | 2023-02-16 |  | PVC | 1976 | Yes |  | 2023-02-16 |  | Non-lead
205969 | LOT 235 701 SPANISH MAIN DR |  | Unknown, Non-Lead | No |  |  |  | Unknown, Non-Lead | 2002 | No |  |  |  | Non-lead
205970 | LOT 236 701 SPANISH MAIN DR |  | Unknown, Non-Lead | No |  |  |  | Unknown, Non-Lead | 2000 | No |  |  |  | Non-lead
205971 | LOT 237 701 SPANISH MAIN DR |  | Unknown, Non-Lead | Yes |  | 2024-06-27 |  | Unknown, Non-Lead | 2000 | Yes |  | 2024-06-27 |  | Non-lead
205972 | LOT 238 701 SPANISH MAIN DR |  | Unknown, Non-Lead | No |  |  |  | Unknown, Non-Lead | 1997 | No |  |  |  | Non-lead
205973 | LOT 239 701 SPANISH MAIN DR |  | Polytube | Yes |  | 2023-02-16 |  | PVC | 2016 | Yes |  | 2023-02-16 |  | Non-lead
205974 | LOT 240 701 SPANISH MAIN DR |  | Polytube | Yes |  | 2023-11-03 |  | PVC | 2016 | Yes |  | 2023-11-03 |  | Non-lead
205975 | LOT 241 701 SPANISH MAIN DR |  | Polytube | Yes |  | 2024-01-10 |  | PVC | 2016 | Yes |  | 2024-01-10 |  | Non-lead
205976 | LOT 242 701 SPANISH MAIN DR |  | Unknown, Non-Lead | Yes |  | 2021-01-13 |  | Unknown, Non-Lead | 1995 | Yes |  | 2021-01-13 |  | Non-lead
205977 | LOT 243 701 SPANISH MAIN DR |  | Polytube | Yes |  | 2023-02-16 |  | PVC | 1978 | Yes |  | 2023-02-16 |  | Non-lead
205978 | LOT 244 701 SPANISH MAIN DR |  | Unknown, Non-Lead | No |  |  |  | Unknown, Non-Lead | 2005 | No |  |  |  | Non-lead
205979 | LOT 245 701 SPANISH MAIN DR |  | Polytube | Yes |  | 2024-07-31 |  | PVC | 2016 | Yes |  | 2024-07-31 |  | Non-lead
205980 | LOT 246 701 SPANISH MAIN DR |  | Unknown, Non-Lead | Yes |  | 2024-07-31 |  | Unknown, Non-Lead | 1989 | Yes |  | 2024-07-31 |  | Non-lead
205981 | LOT 247 701 SPANISH MAIN DR |  | Unknown, Non-Lead | No |  |  |  | Unknown, Non-Lead | 2008 | No |  |  |  | Non-lead
205982 | LOT 248 701 SPANISH MAIN DR |  | Unknown, Non-Lead | No |  |  |  | Unknown, Non-Lead | 2005 | No |  |  |  | Non-lead
205983 | LOT 249 701 SPANISH MAIN DR |  | Unknown, Non-Lead | Yes |  | 2024-06-27 |  | Unknown, Non-Lead | 1990 | Yes |  | 2024-06-27 |  | Non-lead
205984 | LOT 250 701 SPANISH MAIN DR |  | Polytube | Yes |  | 2023-02-16 |  | PVC | 2016 | Yes |  | 2023-02-16 |  | Non-lead
205985 | LOT 251 701 SPANISH MAIN DR |  | Polytube | Yes |  | 2023-02-16 |  | PVC | 1979 | Yes |  | 2023-02-16 |  | Non-lead
205986 | LOT 252 701 SPANISH MAIN DR |  | Polytube | Yes |  | 2023-02-16 |  | PVC | 1979 | Yes |  | 2023-02-16 |  | Non-lead
205987 | LOT 253 701 SPANISH MAIN DR |  | Unknown, Non-Lead | Yes |  | 2020-05-04 |  | PVC | 1988 | Yes |  | 2020-05-04 |  | Non-lead
205988 | LOT 254 701 SPANISH MAIN DR |  | Unknown, Non-Lead | No |  |  |  | Unknown, Non-Lead | 1988 | No |  |  |  | Non-lead
205989 | LOT 255 701 SPANISH MAIN DR |  | Unknown, Non-Lead | No |  |  |  | Unknown, Non-Lead | 1990 | No |  |  |  | Non-lead
205990 | LOT 256 701 SPANISH MAIN DR |  | Polytube | Yes |  | 2023-02-16 |  | PVC | 1986 | Yes |  | 2023-02-16 |  | Non-lead
205991 | LOT 257 701 SPANISH MAIN DR |  | Unknown, Non-Lead | Yes |  | 2024-09-09 |  | Unknown, Non-Lead | 1998 | Yes |  | 2024-09-09 |  | Non-lead
205992 | LOT 258 701 SPANISH MAIN DR |  | Unknown, Non-Lead | No |  |  |  | Unknown, Non-Lead | 1998 | No |  |  |  | Non-lead
205993 | LOT 259 701 SPANISH MAIN DR |  | Unknown, Non-Lead | No |  |  |  | Unknown, Non-Lead | 1989 | No |  |  |  | Non-lead
205994 | LOT 260 701 SPANISH MAIN DR |  | Unknown, Non-Lead | Yes |  | 2022-04-01 |  | Unknown, Non-Lead | 1992 | Yes |  | 2022-04-01 |  | Non-lead
205995 | LOT 261 701 SPANISH MAIN DR |  | Polytube | Yes |  | 2024-06-03 |  | PVC | 2016 | Yes |  | 2024-06-03 |  | Non-lead
205996 | LOT 262 701 SPANISH MAIN DR |  | Unknown, Non-Lead | No |  |  |  | Unknown, Non-Lead | 1993 | No |  |  |  | Non-lead
205997 | LOT 263 701 SPANISH MAIN DR |  | Unknown, Non-Lead | Yes |  | 2024-01-25 |  | Unknown, Non-Lead | 1995 | Yes |  | 2024-01-25 |  | Non-lead
205998 | LOT 264 701 SPANISH MAIN DR |  | Unknown, Non-Lead | Yes |  | 2017-09-21 |  | Polytube | 2002 | Yes |  | 2017-09-21 |  | Non-lead
205999 | LOT 265 701 SPANISH MAIN DR |  | Unknown, Non-Lead | No |  |  |  | Unknown, Non-Lead | 1994 | No |  |  |  | Non-lead
206000 | LOT 266 701 SPANISH MAIN DR |  | Polytube | Yes |  | 2023-02-16 |  | PVC | 2016 | Yes |  | 2023-02-16 |  | Non-lead
206001 | LOT 267 701 SPANISH MAIN DR |  | Unknown, Non-Lead | No |  |  |  | Unknown, Non-Lead | 2000 | No |  |  |  | Non-lead
206002 | LOT 268 701 SPANISH MAIN DR |  | Polytube | Yes |  | 2023-02-16 |  | PVC | 1977 | Yes |  | 2023-02-16 |  | Non-lead
206003 | LOT 269 701 SPANISH MAIN DR |  | Unknown, Non-Lead | Yes |  | 2019-05-13 |  | Unknown, Non-Lead | 2019 | Yes |  | 2019-05-13 |  | Non-lead
206004 | LOT 270 701 SPANISH MAIN DR |  | Unknown, Non-Lead | Yes |  | 2017-10-06 |  | Unknown, Non-Lead | 2019 | Yes |  | 2017-10-06 |  | Non-lead
206005 | LOT 271 701 SPANISH MAIN DR |  | Unknown, Non-Lead | No |  |  |  | Unknown, Non-Lead | 2019 | No |  |  |  | Non-lead
206006 | LOT 272 701 SPANISH MAIN DR |  | Unknown, Non-Lead | No |  |  |  | Unknown, Non-Lead | 1996 | No |  |  |  | Non-lead
206007 | LOT 273 701 SPANISH MAIN DR |  | Polytube | Yes |  | 2023-02-16 |  | PVC | 1987 | Yes |  | 2023-02-16 |  | Non-lead
206008 | LOT 274 701 SPANISH MAIN DR |  | Unknown, Non-Lead | Yes |  | 2024-09-06 |  | Unknown, Non-Lead | 1996 | Yes |  | 2024-09-06 |  | Non-lead
206009 | LOT 275 701 SPANISH MAIN DR |  | Unknown, Non-Lead | No |  |  |  | Unknown, Non-Lead | 1996 | No |  |  |  | Non-lead
206010 | LOT 276 701 SPANISH MAIN DR |  | Unknown, Non-Lead | No |  |  |  | Unknown, Non-Lead | 1995 | No |  |  |  | Non-lead
206011 | LOT 277 701 SPANISH MAIN DR |  | Unknown, Non-Lead | Yes |  | 2024-03-27 |  | Unknown, Non-Lead | 2009 | Yes |  | 2024-03-27 |  | Non-lead
206012 | LOT 278 701 SPANISH MAIN DR |  | Unknown, Non-Lead | No |  |  |  | Unknown, Non-Lead | 2009 | No |  |  |  | Non-lead
206013 | LOT 279 701 SPANISH MAIN DR |  | Unknown, Non-Lead | No |  |  |  | Unknown, Non-Lead | 2005 | No |  |  |  | Non-lead
206014 | LOT 280 701 SPANISH MAIN DR |  | Polytube | Yes |  | 2023-02-16 |  | PVC | 1979 | Yes |  | 2023-02-16 |  | Non-lead
206015 | LOT 281 701 SPANISH MAIN DR |  | Unknown, Non-Lead | No |  |  |  | Unknown, Non-Lead | 2002 | No |  |  |  | Non-lead
206016 | LOT 282 701 SPANISH MAIN DR |  | Unknown, Non-Lead | No |  |  |  | Unknown, Non-Lead | 1994 | No |  |  |  | Non-lead
206017 | LOT 283 701 SPANISH MAIN DR |  | Unknown, Non-Lead | No |  |  |  | Unknown, Non-Lead | 2013 | No |  |  |  | Non-lead
206018 | LOT 284 701 SPANISH MAIN DR |  | Unknown, Non-Lead | No |  |  |  | Unknown, Non-Lead | 2013 | No |  |  |  | Non-lead
206019 | LOT 285 701 SPANISH MAIN DR |  | Polytube | Yes |  | 2023-02-01 |  | PVC | 2015 | Yes |  | 2023-02-01 |  | Non-lead
206020 | LOT 286 701 SPANISH MAIN DR |  | Unknown, Non-Lead | No |  |  |  | Unknown, Non-Lead | 2015 | No |  |  |  | Non-lead
206021 | LOT 287 701 SPANISH MAIN DR |  | Polytube | Yes |  | 2023-02-16 |  | PVC | 2016 | Yes |  | 2023-02-16 |  | Non-lead
206022 | LOT 288 701 SPANISH MAIN Dr |  | Unknown, Non-Lead | Yes |  | 2021-05-14 |  | PVC | 2000 | Yes |  | 2021-05-14 |  | Non-lead
206023 | LOT 289 701 SPANISH MAIN DR |  | Unknown, Non-Lead | No |  |  |  | Unknown, Non-Lead | 2000 | No |  |  |  | Non-lead
206024 | LOT 290 701 SPANISH MAIN DR |  | Unknown, Non-Lead | Yes |  | 2024-09-06 |  | Unknown, Non-Lead | 2015 | Yes |  | 2024-09-06 |  | Non-lead
206025 | LOT 291 701 SPANISH MAIN DR |  | Unknown, Non-Lead | Yes |  | 2018-04-05 |  | PVC | 2001 | Yes |  | 2018-04-05 |  | Non-lead
206026 | LOT 292 701 SPANISH MAIN DR |  | Unknown, Non-Lead | No |  |  |  | Unknown, Non-Lead | 2001 | No |  |  |  | Non-lead
206027 | LOT 293 701 SPANISH MAIN DR |  | Unknown, Non-Lead | No |  |  |  | Unknown, Non-Lead | 1995 | No |  |  |  | Non-lead
206028 | LOT 294 701 SPANISH MAIN DR |  | Unknown, Non-Lead | No |  |  |  | Unknown, Non-Lead | 1999 | No |  |  |  | Non-lead
206029 | LOT 295 701 SPANISH MAIN DR |  | Polytube | Yes |  | 2023-02-16 |  | PVC | 2016 | Yes |  | 2023-02-16 |  | Non-lead
206030 | LOT 296 701 SPANISH MAIN DR |  | Unknown, Non-Lead | Yes |  | 2017-08-01 |  | PVC | 2002 | Yes |  | 2017-08-01 |  | Non-lead
206031 | LOT 297 701 SPANISH MAIN DR |  | Unknown, Non-Lead | No |  |  |  | Unknown, Non-Lead | 2002 | No |  |  |  | Non-lead
206032 | LOT 298 701 SPANISH MAIN DR |  | Unknown, Non-Lead | No |  |  |  | Unknown, Non-Lead | 2002 | No |  |  |  | Non-lead
206033 | LOT 299 701 SPANISH MAIN DR |  | Polytube | Yes |  | 2023-02-16 |  | PVC | 2016 | Yes |  | 2023-02-16 |  | Non-lead
206034 | LOT 300 701 SPANISH MAIN DR |  | Polytube | Yes |  | 2024-01-24 |  | PVC | 2016 | Yes |  | 2024-01-24 |  | Non-lead
206035 | LOT 301 701 SPANISH MAIN DR |  | Polytube | Yes |  | 2023-02-16 |  | PVC | 2016 | Yes |  | 2023-02-16 |  | Non-lead
206036 | LOT 302 701 SPANISH MAIN DR |  | Polytube | Yes |  | 2024-04-02 |  | PVC | 2016 | Yes |  | 2024-04-02 |  | Non-lead
206037 | LOT 303 701 SPANISH MAIN DR |  | Polytube | Yes |  | 2023-02-16 |  | PVC | 2016 | Yes |  | 2023-02-16 |  | Non-lead
206038 | LOT 304 701 SPANISH MAIN DR |  | Polytube | Yes |  | 2023-02-16 |  | PVC | 2016 | Yes |  | 2023-02-16 |  | Non-lead
206039 | LOT 305 701 SPANISH MAIN DR |  | Polytube | Yes |  | 2023-02-16 |  | PVC | 2016 | Yes |  | 2023-02-16 |  | Non-lead
206040 | LOT 306 701 SPANISH MAIN DR |  | Polytube | Yes |  | 2023-02-16 |  | PVC | 2016 | Yes |  | 2023-02-16 |  | Non-lead
206041 | LOT 307 701 SPANISH MAIN DR |  | Unknown, Non-Lead | No |  |  |  | Unknown, Non-Lead | 2004 | No |  |  |  | Non-lead
206042 | LOT 308 701 SPANISH MAIN DR |  | Unknown, Non-Lead | No |  |  |  | Unknown, Non-Lead | 2004 | No |  |  |  | Non-lead
206043 | LOT 309 701 SPANISH MAIN DR |  | Unknown, Non-Lead | Yes |  | 2017-04-10 |  | Unknown, Non-Lead | 1989 | Yes |  | 2017-04-10 |  | Non-lead
206044 | LOT 310 701 SPANISH MAIN DR |  | Unknown, Non-Lead | No |  |  |  | Unknown, Non-Lead | 1989 | No |  |  |  | Non-lead
206045 | LOT 311 701 SPANISH MAIN DR |  | Unknown, Non-Lead | No |  |  |  | Unknown, Non-Lead | 1989 | No |  |  |  | Non-lead
206046 | LOT 312 701 SPANISH MAIN DR |  | Unknown, Non-Lead | No |  |  |  | Unknown, Non-Lead | 1989 | No |  |  |  | Non-lead
206047 | LOT 313 701 SPANISH MAIN DR |  | Polytube | Yes |  | 2023-02-16 |  | PVC | 1987 | Yes |  | 2023-02-16 |  | Non-lead
206048 | LOT 314 701 SPANISH MAIN DR |  | Polytube | Yes |  | 2023-02-16 |  | PVC | 1974 | Yes |  | 2023-02-16 |  | Non-lead
206049 | LOT 315 701 SPANISH MAIN DR |  | Polytube | Yes |  | 2023-02-16 |  | PVC | 1978 | Yes |  | 2023-02-16 |  | Non-lead
206050 | LOT 316 701 SPANISH MAIN DR |  | Unknown, Non-Lead | No |  |  |  | Unknown, Non-Lead | 2017 | No |  |  |  | Non-lead
206051 | LOT 317 701 SPANISH MAIN DR |  | Polytube | No |  |  |  | PVC | 2016 | No |  |  |  | Non-lead
206052 | LOT 318 701 SPANISH MAIN DR |  | Unknown, Non-Lead | Yes |  | 2019-07-25 |  | Unknown, Non-Lead | 1992 | Yes |  | 2019-07-25 |  | Non-lead
206053 | LOT 319 701 SPANISH MAIN DR |  | Unknown, Non-Lead | No |  |  |  | Unknown, Non-Lead | 2021 | No |  |  |  | Non-lead
206054 | LOT 320 701 SPANISH MAIN DR |  | Unknown, Non-Lead | No |  |  |  | Unknown, Non-Lead | 2021 | No |  |  |  | Non-lead
206055 | LOT 321 701 SPANISH MAIN DR |  | Unknown, Non-Lead | No |  |  |  | Unknown, Non-Lead | 2005 | No |  |  |  | Non-lead
206056 | LOT 322 701 SPANISH MAIN DR |  | Unknown, Non-Lead | Yes |  | 2024-01-25 |  | Unknown, Non-Lead | 2005 | Yes |  | 2024-01-25 |  | Non-lead
206057 | LOT 323 701 SPANISH MAIN DR |  | Polytube | Yes |  | 2023-02-16 |  | PVC | 1978 | Yes |  | 2023-02-16 |  | Non-lead
206058 | LOT 324 701 SPANISH MAIN DR |  | Polytube | Yes |  | 2023-02-16 |  | PVC | 1978 | Yes |  | 2023-02-16 |  | Non-lead
206059 | LOT 325 701 SPANISH MAIN DR |  | Unknown, Non-Lead | No |  |  |  | Unknown, Non-Lead | 2002 | No |  |  |  | Non-lead
206060 | LOT 326 701 SPANISH MAIN DR |  | Unknown, Non-Lead | Yes |  | 2024-03-27 |  | Unknown, Non-Lead | 2002 | Yes |  | 2024-03-27 |  | Non-lead
206061 | LOT 327 701 SPANISH MAIN DR |  | Polytube | Yes |  | 2023-02-16 |  | PVC | 2016 | Yes |  | 2023-02-16 |  | Non-lead
206062 | LOT 328 701 SPANISH MAIN DR |  | Unknown, Non-Lead | Yes |  | 2021-11-01 |  | Unknown, Non-Lead | 1999 | Yes |  | 2021-11-01 |  | Non-lead
206063 | LOT 329 701 SPANISH MAIN DR |  | Polytube | Yes |  | 2022-09-30 |  | PVC | 1999 | Yes |  | 2022-09-30 |  | Non-lead
206064 | LOT 330 701 SPANISH MAIN DR |  | Unknown, Non-Lead | Yes |  | 2024-05-31 |  | Unknown, Non-Lead | 1989 | Yes |  | 2024-05-31 |  | Non-lead
206065 | LOT 331 701 SPANISH MAIN DR |  | Unknown, Non-Lead | No |  |  |  | Unknown, Non-Lead | 1994 | No |  |  |  | Non-lead
206066 | LOT 332 701 SPANISH MAIN DR |  | Unknown, Non-Lead | No |  |  |  | Unknown, Non-Lead | 2006 | No |  |  |  | Non-lead
206067 | LOT 333 701 SPANISH MAIN DR |  | Unknown, Non-Lead | Yes |  | 2017-08-18 |  | PVC | 1989 | Yes |  | 2017-08-18 |  | Non-lead
206068 | LOT 335 701 SPANISH MAIN DR |  | Unknown, Non-Lead | No |  |  |  | Unknown, Non-Lead | 1988 | No |  |  |  | Non-lead
206069 | LOT 336 701 SPANISH MAIN DR |  | Polytube | Yes |  | 2023-02-16 |  | PVC | 2016 | Yes |  | 2023-02-16 |  | Non-lead
206070 | LOT 337 701 SPANISH MAIN DR |  | Polytube | Yes |  | 2022-12-28 |  | PVC | 2016 | Yes |  | 2022-12-28 |  | Non-lead
206071 | LOT 338 701 SPANISH MAIN DR |  | Unknown, Non-Lead | No |  |  |  | Unknown, Non-Lead | 1988 | No |  |  |  | Non-lead
206072 | LOT 339 701 SPANISH MAIN DR |  | Polytube | Yes |  | 2023-02-16 |  | PVC | 1980 | Yes |  | 2023-02-16 |  | Non-lead
206073 | LOT 340 701 SPANISH MAIN DR |  | Unknown, Non-Lead | Yes |  | 2022-01-03 |  | Unknown, Non-Lead | 2003 | Yes |  | 2022-01-03 |  | Non-lead
206074 | LOT 341 701 SPANISH MAIN DR |  | Unknown, Non-Lead | No |  |  |  | Unknown, Non-Lead | 2003 | No |  |  |  | Non-lead
206075 | LOT 342 701 SPANISH MAIN DR |  | Polytube | Yes |  | 2023-02-16 |  | PVC | 1987 | Yes |  | 2023-02-16 |  | Non-lead
206076 | LOT 343 701 SPANISH MAIN DR |  | Unknown, Non-Lead | No |  |  |  | Unknown, Non-Lead | 1997 | No |  |  |  | Non-lead
206077 | LOT 344 701 SPANISH MAIN DR |  | Unknown, Non-Lead | No |  |  |  | Unknown, Non-Lead | 2000 | No |  |  |  | Non-lead
206078 | LOT 345 701 SPANISH MAIN DR |  | Unknown, Non-Lead | Yes |  | 2017-10-04 |  | Unknown, Non-Lead | 2000 | Yes |  | 2017-10-04 |  | Non-lead
206079 | LOT 346 701 SPANISH MAIN DR |  | Polytube | Yes |  | 2023-02-16 |  | PVC | 2016 | Yes |  | 2023-02-16 |  | Non-lead
206080 | LOT 347 701 SPANISH MAIN DR |  | Unknown, Non-Lead | Yes |  | 2023-10-06 |  | Unknown, Non-Lead | 2007 | Yes |  | 2023-10-06 |  | Non-lead
206081 | LOT 348 701 SPANISH MAIN DR |  | Unknown, Non-Lead | No |  |  |  | Unknown, Non-Lead | 1990 | No |  |  |  | Non-lead
206082 | LOT 349 701 SPANISH MAIN DR |  | Polytube | Yes |  | 2023-02-16 |  | PVC | 2016 | Yes |  | 2023-02-16 |  | Non-lead
206083 | LOT 350 701 SPANISH MAIN DR |  | Polytube | Yes |  | 2023-02-21 |  | PVC | 1987 | Yes |  | 2023-02-21 |  | Non-lead
206084 | LOT 351 701 SPANISH MAIN DR |  | Unknown | Yes |  | 2023-02-21 |  | Unknown | 1987 | Yes |  | 2023-02-21 |  | Lead Status Unknown
206085 | LOT 352 701 SPANISH MAIN DR |  | Polytube | Yes |  | 2023-02-21 |  | PVC | 2016 | Yes |  | 2023-02-21 |  | Non-lead
206086 | LOT 353 701 SPANISH MAIN DR |  | Polytube | Yes |  | 2023-02-21 |  | PVC | 2016 | Yes |  | 2023-02-21 |  | Non-lead
206087 | LOT 354 701 SPANISH MAIN DR |  | Unknown, Non-Lead | No |  |  |  | Unknown, Non-Lead | 2001 | No |  |  |  | Non-lead
206088 | LOT 355 701 SPANISH MAIN DR |  | Polytube | Yes |  | 2024-05-31 |  | PVC | 2016 | Yes |  | 2024-05-31 |  | Non-lead
206089 | LOT 356 701 SPANISH MAIN DR |  | Polytube | Yes |  | 2023-02-21 |  | PVC | 1987 | Yes |  | 2023-02-21 |  | Non-lead
206090 | LOT 357 701 SPANISH MAIN DR |  | Unknown, Non-Lead | No |  |  |  | Unknown, Non-Lead | 2000 | No |  |  |  | Non-lead
206091 | LOT 358 701 SPANISH MAIN DR |  | Polytube | Yes |  | 2023-02-21 |  | PVC | 2016 | Yes |  | 2023-02-21 |  | Non-lead
206092 | LOT 359 701 SPANISH MAIN DR |  | Polytube | Yes |  | 2023-02-21 |  | PVC | 1981 | Yes |  | 2023-02-21 |  | Non-lead
206093 | LOT 360 701 SPANISH MAIN DR |  | Unknown, Non-Lead | Yes |  | 2021-10-27 |  | Unknown, Non-Lead | 1994 | Yes |  | 2021-10-27 |  | Non-lead
206094 | LOT 361 701 SPANISH MAIN DR |  | Polytube | Yes |  | 2023-02-21 |  | PVC | 1980 | Yes |  | 2023-02-21 |  | Non-lead
206095 | LOT 362 701 SPANISH MAIN DR |  | Unknown, Non-Lead | No |  |  |  | Unknown, Non-Lead | 1992 | No |  |  |  | Non-lead
206096 | LOT 363 701 SPANISH MAIN DR |  | Unknown, Non-Lead | Yes |  | 2024-09-09 |  | Unknown, Non-Lead | 2003 | Yes |  | 2024-09-09 |  | Non-lead
206097 | LOT 364 701 SPANISH MAIN DR |  | Polytube | Yes |  | 2023-02-21 |  | PVC | 1987 | Yes |  | 2023-02-21 |  | Non-lead
206098 | LOT 365 701 SPANISH MAIN DR |  | Unknown, Non-Lead | No |  |  |  | Unknown, Non-Lead | 1988 | No |  |  |  | Non-lead
206099 | LOT 366 701 SPANISH MAIN DR |  | Unknown, Non-Lead | Yes |  | 2024-03-27 |  | Unknown, Non-Lead | 1996 | Yes |  | 2024-03-27 |  | Non-lead
206100 | LOT 367 701 SPANISH MAIN DR |  | Unknown, Non-Lead | No |  |  |  | Unknown, Non-Lead | 1992 | No |  |  |  | Non-lead
206101 | LOT 368 701 SPANISH MAIN DR |  | Unknown, Non-Lead | No |  |  |  | Unknown, Non-Lead | 1994 | No |  |  |  | Non-lead
206102 | LOT 369 701 SPANISH MAIN DR |  | Polytube | Yes |  | 2024-07-30 |  | PVC | 1978 | Yes |  | 2024-07-30 |  | Non-lead
206103 | LOT 371 701 SPANISH MAIN DR |  | Unknown, Non-Lead | No |  |  |  | Unknown, Non-Lead | 1990 | No |  |  |  | Non-lead
206104 | LOT 372 701 SPANISH MAIN DR |  | Polytube | Yes |  | 2023-04-27 |  | PVC | 1988 | Yes |  | 2023-04-27 |  | Non-lead
206105 | LOT 373 701 SPANISH MAIN DR |  | Unknown, Non-Lead | No |  |  |  | Unknown, Non-Lead | 1999 | No |  |  |  | Non-lead
206106 | LOT 374 701 SPANISH MAIN DR |  | Unknown, Non-Lead | Yes |  | 2017-08-10 |  | PVC | 1997 | Yes |  | 2017-08-10 |  | Non-lead
206107 | LOT 375 701 SPANISH MAIN DR |  | Unknown, Non-Lead | No |  |  |  | Unknown, Non-Lead | 1997 | No |  |  |  | Non-lead
206108 | LOT 376 701 SPANISH MAIN DR |  | Polytube | Yes |  | 2023-02-21 |  | PVC | 1987 | Yes |  | 2023-02-21 |  | Non-lead
206109 | LOT 377 701 SPANISH MAIN DR |  | Polytube | Yes |  | 2023-02-21 |  | PVC | 1987 | Yes |  | 2023-02-21 |  | Non-lead
206110 | LOT 378 701 SPANISH MAIN DR |  | Polytube | Yes |  | 2024-05-30 |  | PVC | 2016 | Yes |  | 2024-05-30 |  | Non-lead
206111 | LOT 379 701 SPANISH MAIN DR |  | Polytube | Yes |  | 2023-02-21 |  | PVC | 2016 | Yes |  | 2023-02-21 |  | Non-lead
206112 | LOT 380 701 SPANISH MAIN DR |  | Unknown, Non-Lead | No |  |  |  | Unknown, Non-Lead | 2015 | No |  |  |  | Non-lead
206113 | LOT 381 701 SPANISH MAIN DR |  | Polytube | Yes |  | 2023-02-21 |  | PVC | 2016 | Yes |  | 2023-02-21 |  | Non-lead
206114 | LOT 382 701 SPANISH MAIN DR |  | Polytube | Yes |  | 2023-02-21 |  | PVC | 2016 | Yes |  | 2023-02-21 |  | Non-lead
206115 | LOT 383 701 SPANISH MAIN DR |  | Polytube | Yes |  | 2023-02-21 |  | PVC | 2016 | Yes |  | 2023-02-21 |  | Non-lead
206116 | LOT 384 701 SPANISH MAIN DR |  | Polytube | Yes |  | 2023-02-21 |  | PVC | 2016 | Yes |  | 2023-02-21 |  | Non-lead
206117 | LOT 386 701 SPANISH MAIN DR |  | Unknown, Non-Lead | Yes |  | 2023-08-29 |  | PVC | 1994 | Yes |  | 2023-08-29 |  | Non-lead
206118 | LOT 387 701 SPANISH MAIN DR |  | Unknown, Non-Lead | No |  |  |  | Unknown, Non-Lead | 2003 | No |  |  |  | Non-lead
206119 | LOT 388 701 SPANISH MAIN DR |  | Unknown, Non-Lead | No |  |  |  | Unknown, Non-Lead | 1993 | No |  |  |  | Non-lead
206120 | LOT 389 701 SPANISH MAIN DR |  | Unknown, Non-Lead | No |  |  |  | Unknown, Non-Lead | 2006 | No |  |  |  | Non-lead
206121 | LOT 390 701 SPANISH MAIN DR |  | Unknown, Non-Lead | No |  |  |  | Unknown, Non-Lead | 2002 | No |  |  |  | Non-lead
206122 | LOT 391 701 SPANISH MAIN DR |  | Unknown, Non-Lead | No |  |  |  | Unknown, Non-Lead | 1999 | No |  |  |  | Non-lead
206123 | LOT 392 701 SPANISH MAIN DR |  | Unknown, Non-Lead | No |  |  |  | Unknown, Non-Lead | 1999 | No |  |  |  | Non-lead
206124 | LOT 393 701 SPANISH MAIN DR |  | Unknown, Non-Lead | No |  |  |  | Unknown, Non-Lead | 2000 | No |  |  |  | Non-lead
206125 | LOT 394 701 SPANISH MAIN DR |  | Unknown, Non-Lead | Yes |  | 2017-08-01 |  | PVC | 2000 | Yes |  | 2017-08-01 |  | Non-lead
206126 | LOT 395 701 SPANISH MAIN DR |  | Polytube | Yes |  | 2023-02-21 |  | PVC | 1979 | Yes |  | 2023-02-21 |  | Non-lead
206127 | LOT 396 701 SPANISH MAIN DR |  | Unknown, Non-Lead | Yes |  | 2021-08-27 |  | Unknown, Non-Lead | 2010 | Yes |  | 2021-08-27 |  | Non-lead
206128 | LOT 397 701 SPANISH MAIN DR |  | Unknown, Non-Lead | Yes |  | 2024-07-30 |  | Unknown, Non-Lead | 2010 | Yes |  | 2024-07-30 |  | Non-lead
206129 | LOT 398 701 SPANISH MAIN DR |  | Unknown, Non-Lead | Yes |  | 2024-07-30 |  | Unknown, Non-Lead | 2001 | Yes |  | 2024-07-30 |  | Non-lead
206130 | LOT 399 701 SPANISH MAIN DR |  | Unknown, Non-Lead | No |  |  |  | Unknown, Non-Lead | 2001 | No |  |  |  | Non-lead
206131 | LOT 400 701 SPANISH MAIN DR |  | Polytube | Yes |  | 2023-02-21 |  | PVC | 2016 | Yes |  | 2023-02-21 |  | Non-lead
206132 | LOT 401 701 SPANISH MAIN DR |  | Unknown, Non-Lead | No |  |  |  | Unknown, Non-Lead | 2006 | No |  |  |  | Non-lead
206133 | LOT 402 701 SPANISH MAIN DR |  | Unknown, Non-Lead | Yes |  | 2020-07-31 |  | Unknown, Non-Lead | 2006 | Yes |  | 2020-07-31 |  | Non-lead
206134 | LOT 403 701 SPANISH MAIN DR |  | Polytube | Yes |  | 2022-08-01 |  | PVC | 1983 | Yes |  | 2022-08-01 |  | Non-lead
206135 | LOT 404 701 SPANISH MAIN DR |  | Polytube | Yes |  | 2023-02-21 |  | PVC | 1983 | Yes |  | 2023-02-21 |  | Non-lead
206136 | LOT 405 701 SPANISH MAIN DR |  | Polytube | Yes |  | 2023-02-21 |  | PVC | 1983 | Yes |  | 2023-02-21 |  | Non-lead
206137 | LOT 406 701 SPANISH MAIN DR |  | Unknown, Non-Lead | Yes |  | 2021-10-19 |  | Unknown, Non-Lead | 1999 | Yes |  | 2021-10-19 |  | Non-lead
206138 | LOT 407 701 SPANISH MAIN DR |  | Unknown, Non-Lead | No |  |  |  | Unknown, Non-Lead | 2003 | No |  |  |  | Non-lead
206139 | LOT 408 701 SPANISH MAIN DR |  | Polytube | Yes |  | 2023-02-21 |  | PVC | 1979 | Yes |  | 2023-02-21 |  | Non-lead
206140 | LOT 409 701 SPANISH MAIN DR |  | Unknown, Non-Lead | Yes |  | 2017-02-23 |  | Unknown, Non-Lead | 1997 | Yes |  | 2017-02-23 |  | Non-lead
206141 | LOT 410 701 SPANISH MAIN DR |  | Unknown, Non-Lead | No |  |  |  | Unknown, Non-Lead | 2000 | No |  |  |  | Non-lead
206142 | LOT 411 701 SPANISH MAIN DR |  | Polytube | Yes |  | 2023-02-21 |  | PVC | 1980 | Yes |  | 2023-02-21 |  | Non-lead
206143 | LOT 412 701 SPANISH MAIN DR |  | Unknown, Non-Lead | No |  |  |  | Unknown, Non-Lead | 1997 | No |  |  |  | Non-lead
206144 | LOT 413 701 SPANISH MAIN DR |  | Unknown, Non-Lead | Yes |  | 2017-07-26 |  | Polytube | 2003 | Yes |  | 2017-07-26 |  | Non-lead
206145 | LOT 414 701 SPANISH MAIN DR |  | Polytube | Yes |  | 2023-02-21 |  | PVC | 1984 | Yes |  | 2023-02-21 |  | Non-lead
206146 | LOT 415 701 SPANISH MAIN DR |  | Unknown, Non-Lead | No |  |  |  | Unknown, Non-Lead | 1989 | No |  |  |  | Non-lead
206147 | LOT 416 701 SPANISH MAIN DR |  | Polytube | Yes |  | 2023-02-21 |  | PVC | 1981 | Yes |  | 2023-02-21 |  | Non-lead
206148 | LOT 417 701 SPANISH MAIN DR |  | Polytube | Yes |  | 2023-02-21 |  | PVC | 1981 | Yes |  | 2023-02-21 |  | Non-lead
206149 | LOT 418 701 SPANISH MAIN DR |  | Unknown, Non-Lead | No |  |  |  | Unknown, Non-Lead | 1988 | No |  |  |  | Non-lead
206150 | LOT 419 701 SPANISH MAIN DR |  | Unknown, Non-Lead | No |  |  |  | Unknown, Non-Lead | 1996 | No |  |  |  | Non-lead
206151 | LOT 420 701 SPANISH MAIN DR |  | Polytube | Yes |  | 2023-02-21 |  | PVC | 1975 | Yes |  | 2023-02-21 |  | Non-lead
206152 | LOT 421 701 SPANISH MAIN DR |  | Polytube | Yes |  | 2023-02-21 |  | PVC | 1978 | Yes |  | 2023-02-21 |  | Non-lead
206153 | LOT 422 701 SPANISH MAIN DR |  | Polytube | Yes |  | 2024-01-05 |  | PVC | 1980 | Yes |  | 2024-01-05 |  | Non-lead
206154 | LOT 423 701 SPANISH MAIN DR |  | Polytube | Yes |  | 2023-02-21 |  | PVC | 1980 | Yes |  | 2023-02-21 |  | Non-lead
206155 | LOT 424 701 SPANISH MAIN DR |  | Unknown, Non-Lead | Yes |  | 2019-02-04 |  | Unknown, Non-Lead | 1997 | Yes |  | 2019-02-04 |  | Non-lead
206156 | LOT 425 701 SPANISH MAIN DR |  | Polytube | Yes |  | 2024-07-22 |  | PVC | 1980 | Yes |  | 2024-07-22 |  | Non-lead
206157 | LOT 426 701 SPANISH MAIN DR |  | Polytube | Yes |  | 2024-01-26 |  | PVC | 1980 | Yes |  | 2024-01-26 |  | Non-lead
206158 | LOT 427 701 SPANISH MAIN DR |  | Polytube | Yes |  | 2022-08-26 |  | PVC | 1985 | Yes |  | 2022-08-26 |  | Non-lead
206159 | LOT 428 701 SPANISH MAIN DR |  | Unknown, Non-Lead | No |  |  |  | Unknown, Non-Lead | 1988 | No |  |  |  | Non-lead
206160 | LOT 429 701 SPANISH MAIN DR |  | Unknown, Non-Lead | No |  |  |  | Unknown, Non-Lead | 2020 | No |  |  |  | Non-lead
206161 | LOT 430 701 SPANISH MAIN DR |  | Unknown, Non-Lead | No |  |  |  | Unknown, Non-Lead | 2020 | No |  |  |  | Non-lead
206162 | LOT 431 701 SPANISH MAIN DR |  | Polytube | Yes |  | 2020-02-13 |  | PVC | 1999 | Yes |  | 2020-02-13 |  | Non-lead
206163 | LOT 432 701 SPANISH MAIN DR |  | Polytube | Yes |  | 2023-02-21 |  | PVC | 2016 | Yes |  | 2023-02-21 |  | Non-lead
206164 | LOT 433 701 SPANISH MAIN DR |  | Polytube | Yes |  | 2023-02-21 |  | PVC | 2016 | Yes |  | 2023-02-21 |  | Non-lead
206165 | LOT 434 701 SPANISH MAIN DR |  | Polytube | Yes |  | 2023-02-21 |  | PVC | 1979 | Yes |  | 2023-02-21 |  | Non-lead
206166 | LOT 436 701 SPANISH MAIN DR |  | Polytube | Yes |  | 2023-02-21 |  | PVC | 2016 | Yes |  | 2023-02-21 |  | Non-lead
206167 | LOT 437 701 SPANISH MAIN DR |  | Unknown, Non-Lead | No |  |  |  | Unknown, Non-Lead | 1999 | No |  |  |  | Non-lead
206168 | LOT 438 701 SPANISH MAIN DR |  | Unknown, Non-Lead | No |  |  |  | Unknown, Non-Lead | 1999 | No |  |  |  | Non-lead
206169 | LOT 439 701 SPANISH MAIN DR |  | Unknown, Non-Lead | Yes |  | 2024-05-30 |  | Unknown, Non-Lead | 1989 | Yes |  | 2024-05-30 |  | Non-lead
206170 | LOT 440 701 SPANISH MAIN DR |  | Polytube | Yes |  | 2023-02-21 |  | PVC | 1980 | Yes |  | 2023-02-21 |  | Non-lead
206171 | LOT 441 701 SPANISH MAIN DR |  | Polytube | Yes |  | 2023-02-21 |  | PVC | 1978 | Yes |  | 2023-02-21 |  | Non-lead
206172 | LOT 442 701 SPANISH MAIN DR |  | Polytube | Yes |  | 2023-02-21 |  | PVC | 1978 | Yes |  | 2023-02-21 |  | Non-lead
206173 | LOT 443 701 SPANISH MAIN DR |  | Unknown, Non-Lead | No |  |  |  | Unknown, Non-Lead | 1995 | No |  |  |  | Non-lead
206174 | LOT 444 701 SPANISH MAIN DR |  | Unknown, Non-Lead | No |  |  |  | Unknown, Non-Lead | 1999 | No |  |  |  | Non-lead
206175 | LOT 445 701 SPANISH MAIN DR |  | Polytube | Yes |  | 2023-10-02 |  | PVC | 2020 | Yes |  | 2023-10-02 |  | Non-lead
206176 | LOT 446 701 SPANISH MAIN DR |  | Unknown, Non-Lead | No |  |  |  | Unknown, Non-Lead | 1988 | No |  |  |  | Non-lead
206177 | LOT 447 701 SPANISH MAIN DR |  | Unknown, Non-Lead | No |  |  |  | Unknown, Non-Lead | 1988 | No |  |  |  | Non-lead
206178 | LOT 448 701 SPANISH MAIN DR |  | Unknown, Non-Lead | No |  |  |  | Unknown, Non-Lead | 1988 | No |  |  |  | Non-lead
206179 | LOT 449 701 SPANISH MAIN DR |  | Unknown, Non-Lead | Yes |  | 2024-05-31 |  | Unknown, Non-Lead | 1997 | Yes |  | 2024-05-31 |  | Non-lead
206180 | LOT 450 701 SPANISH MAIN DR |  | Unknown, Non-Lead | No |  |  |  | Unknown, Non-Lead | 1999 | No |  |  |  | Non-lead
206181 | LOT 451 701 SPANISH MAIN DR |  | Polytube | Yes |  | 2023-02-21 |  | PVC | 2016 | Yes |  | 2023-02-21 |  | Non-lead
206182 | LOT 452 701 SPANISH MAIN DR |  | Polytube | Yes |  | 2017-08-01 |  | PVC | 2016 | Yes |  | 2017-08-01 |  | Non-lead
206183 | LOT 453 701 SPANISH MAIN DR |  | Unknown, Non-Lead | No |  |  |  | Unknown, Non-Lead | 1994 | No |  |  |  | Non-lead
206184 | LOT 454 701 SPANISH MAIN DR |  | Unknown, Non-Lead | No |  |  |  | Unknown, Non-Lead | 1991 | No |  |  |  | Non-lead
206185 | LOT 455 701 SPANISH MAIN DR |  | Unknown, Non-Lead | Yes |  | 2019-02-27 |  | Unknown, Non-Lead | 1988 | Yes |  | 2019-02-27 |  | Non-lead
206186 | LOT 456 701 SPANISH MAIN DR |  | Unknown, Non-Lead | Yes |  | 2017-08-01 |  | Unknown, Non-Lead | 2000 | Yes |  | 2017-08-01 |  | Non-lead
206187 | LOT 457 701 SPANISH MAIN DR |  | Polytube | Yes |  | 2023-02-21 |  | PVC | 1974 | Yes |  | 2023-02-21 |  | Non-lead
206188 | LOT 458 701 SPANISH MAIN DR |  | Polytube | Yes |  | 2023-02-21 |  | PVC | 1974 | Yes |  | 2023-02-21 |  | Non-lead
206189 | LOT 459 701 SPANISH MAIN DR |  | Polytube | Yes |  | 2024-05-31 |  | PVC | 1987 | Yes |  | 2024-05-31 |  | Non-lead
206190 | LOT 460 701 SPANISH MAIN DR |  | Unknown, Non-Lead | Yes |  | 2018-02-21 |  | PVC | 1995 | Yes |  | 2018-02-21 |  | Non-lead
206191 | LOT 461 701 SPANISH MAIN DR |  | Unknown, Non-Lead | No |  |  |  | Unknown, Non-Lead | 2019 | No |  |  |  | Non-lead
206192 | LOT 462 701 SPANISH MAIN DR |  | Polytube | Yes |  | 2023-02-21 |  | PVC | 1982 | Yes |  | 2023-02-21 |  | Non-lead
206193 | LOT 463 701 SPANISH MAIN DR |  | Polytube | Yes |  | 2024-04-24 |  | PVC | 1982 | Yes |  | 2024-04-24 |  | Non-lead
206194 | LOT 464 701 SPANISH MAIN DR |  | Unknown, Non-Lead | No |  |  |  | Unknown, Non-Lead | 1990 | No |  |  |  | Non-lead
206195 | LOT 465 701 SPANISH MAIN DR |  | Unknown, Non-Lead | No |  |  |  | Unknown, Non-Lead | 1990 | No |  |  |  | Non-lead
206196 | LOT 466 701 SPANISH MAIN DR |  | Unknown, Non-Lead | No |  |  |  | Unknown, Non-Lead | 1994 | No |  |  |  | Non-lead
206197 | LOT 467 701 SPANISH MAIN DR |  | Unknown, Non-Lead | Yes |  | 2024-09-06 |  | Unknown, Non-Lead | 2007 | Yes |  | 2024-09-06 |  | Non-lead
206198 | LOT 468 701 SPANISH MAIN DR |  | Unknown, Non-Lead | No |  |  |  | Unknown, Non-Lead | 2002 | No |  |  |  | Non-lead
206199 | LOT 469 701 SPANISH MAIN DR |  | Unknown, Non-Lead | No |  |  |  | Unknown, Non-Lead | 1999 | No |  |  |  | Non-lead
206200 | LOT 470 701 SPANISH MAIN DR |  | Unknown, Non-Lead | No |  |  |  | Unknown, Non-Lead | 1999 | No |  |  |  | Non-lead
206201 | LOT 471 701 SPANISH MAIN DR |  | Polytube | Yes |  | 2023-02-21 |  | PVC | 2016 | Yes |  | 2023-02-21 |  | Non-lead
206202 | LOT 472 701 SPANISH MAIN DR |  | Unknown, Non-Lead | Yes |  | 2017-07-06 |  | Unknown, Non-Lead | 2000 | Yes |  | 2017-07-06 |  | Non-lead
206203 | LOT 473 701 SPANISH MAIN DR |  | Polytube | Yes |  | 2023-02-16 |  | PVC | 2016 | Yes |  | 2023-02-16 |  | Non-lead
206204 | LOT 474 701 SPANISH MAIN DR |  | Polytube | Yes |  | 2023-02-16 |  | PVC | 2016 | Yes |  | 2023-02-16 |  | Non-lead
206205 | LOT 475 701 SPANISH MAIN DR |  | Polytube | Yes |  | 2023-02-16 |  | PVC | 1976 | Yes |  | 2023-02-16 |  | Non-lead
206206 | LOT 476 701 SPANISH MAIN DR |  | Polytube | Yes |  | 2023-02-16 |  | PVC | 2016 | Yes |  | 2023-02-16 |  | Non-lead
206207 | LOT 477 701 SPANISH MAIN DR |  | Unknown, Non-Lead | No |  |  |  | Unknown, Non-Lead | 2000 | No |  |  |  | Non-lead
206208 | LOT 478 701 SPANISH MAIN DR |  | Unknown, Non-Lead | No |  |  |  | Unknown, Non-Lead | 2001 | No |  |  |  | Non-lead
206209 | LOT 479 701 SPANISH MAIN DR |  | Unknown, Non-Lead | Yes |  | 2017-06-29 |  | Unknown, Non-Lead | 1999 | Yes |  | 2017-06-29 |  | Non-lead
206210 | LOT 480 701 SPANISH MAIN DR |  | Unknown, Non-Lead | No |  |  |  | Unknown, Non-Lead | 1999 | No |  |  |  | Non-lead
206211 | LOT 481 701 SPANISH MAIN DR |  | Polytube | Yes |  | 2022-08-26 |  | PVC | 1996 | Yes |  | 2022-08-26 |  | Non-lead
206212 | LOT 482 701 SPANISH MAIN DR |  | Unknown, Non-Lead | No |  |  |  | Unknown, Non-Lead | 1996 | No |  |  |  | Non-lead
206213 | LOT 483 701 SPANISH MAIN DR |  | Unknown, Non-Lead | No |  |  |  | Unknown, Non-Lead | 2000 | No |  |  |  | Non-lead
206214 | LOT 484 701 SPANISH MAIN DR |  | Unknown, Non-Lead | No |  |  |  | Unknown, Non-Lead | 2001 | No |  |  |  | Non-lead
206215 | LOT 486 701 SPANISH MAIN DR |  | Polytube | Yes |  | 2023-02-16 |  | PVC | 1976 | Yes |  | 2023-02-16 |  | Non-lead
206216 | LOT 487 701 SPANISH MAIN DR |  | Unknown, Non-Lead | No |  |  |  | Unknown, Non-Lead | 1999 | No |  |  |  | Non-lead
206217 | LOT 488 701 SPANISH MAIN DR |  | Unknown, Non-Lead | No |  |  |  | Unknown, Non-Lead | 1999 | No |  |  |  | Non-lead
206218 | LOT 489 701 SPANISH MAIN DR |  | Polytube | Yes |  | 2023-02-16 |  | PVC | 2016 | Yes |  | 2023-02-16 |  | Non-lead
206219 | LOT 490 701 SPANISH MAIN DR |  | Polytube | Yes |  | 2023-02-16 |  | PVC | 1976 | Yes |  | 2023-02-16 |  | Non-lead
206220 | LOT 491 701 SPANISH MAIN DR |  | Polytube | Yes |  | 2023-02-16 |  | PVC | 1976 | Yes |  | 2023-02-16 |  | Non-lead
206221 | LOT 492 701 SPANISH MAIN DR |  | Unknown, Non-Lead | Yes |  | 2017-03-27 |  | Unknown, Non-Lead | 1988 | Yes |  | 2017-03-27 |  | Non-lead
206222 | LOT 493 701 SPANISH MAIN DR |  | Polytube | Yes |  | 2023-02-16 |  | PVC | 2016 | Yes |  | 2023-02-16 |  | Non-lead
206223 | LOT 494 701 SPANISH MAIN DR |  | Unknown, Non-Lead | No |  |  |  | Unknown, Non-Lead | 1997 | No |  |  |  | Non-lead
206224 | LOT 495 701 SPANISH MAIN DR |  | Unknown, Non-Lead | No |  |  |  | Unknown, Non-Lead | 2002 | No |  |  |  | Non-lead
206225 | LOT 496 701 SPANISH MAIN DR |  | Polytube | Yes |  | 2023-08-25 |  | PVC | 2002 | Yes |  | 2023-08-25 |  | Non-lead
206226 | LOT 497 701 SPANISH MAIN DR |  | Polytube | Yes |  | 2023-02-16 |  | PVC | 2016 | Yes |  | 2023-02-16 |  | Non-lead
206227 | LOT 498 701 SPANISH MAIN DR |  | Polytube | Yes |  | 2023-02-16 |  | PVC | 1984 | Yes |  | 2023-02-16 |  | Non-lead
206228 | LOT 499 701 SPANISH MAIN DR |  | Polytube | Yes |  | 2023-02-16 |  | PVC | 1984 | Yes |  | 2023-02-16 |  | Non-lead
206229 | LOT 500 701 SPANISH MAIN DR |  | Unknown, Non-Lead | No |  |  |  | Unknown, Non-Lead | 2004 | No |  |  |  | Non-lead
206230 | LOT 501 701 SPANISH MAIN DR |  | Unknown, Non-Lead | No |  |  |  | Unknown, Non-Lead | 2004 | No |  |  |  | Non-lead
206231 | LOT 502 701 SPANISH MAIN DR |  | Polytube | Yes |  | 2023-02-16 |  | PVC | 1978 | Yes |  | 2023-02-16 |  | Non-lead
206232 | LOT 503 701 SPANISH MAIN DR |  | Polytube | Yes |  | 2023-02-16 |  | PVC | 1978 | Yes |  | 2023-02-16 |  | Non-lead
206233 | LOT 504 701 SPANISH MAIN DR |  | Polytube | Yes |  | 2023-02-16 |  | PVC | 1978 | Yes |  | 2023-02-16 |  | Non-lead
206234 | LOT 505 701 SPANISH MAIN DR |  | Polytube | Yes |  | 2023-02-16 |  | PVC | 1972 | Yes |  | 2023-02-16 |  | Non-lead
206235 | LOT 506 701 SPANISH MAIN DR |  | Polytube | Yes |  | 2023-02-21 |  | PVC | 1978 | Yes |  | 2023-02-21 |  | Non-lead
206236 | LOT 507 701 SPANISH MAIN DR |  | Polytube | Yes |  | 2023-02-21 |  | PVC | 1978 | Yes |  | 2023-02-21 |  | Non-lead
206237 | LOT 508 701 SPANISH MAIN DR |  | Polytube | Yes |  | 2023-02-21 |  | PVC | 1978 | Yes |  | 2023-02-21 |  | Non-lead
206238 | LOT 509 701 SPANISH MAIN DR |  | Unknown, Non-Lead | Yes |  | 2022-01-25 |  | Unknown, Non-Lead | 2019 | Yes |  | 2022-01-25 |  | Non-lead
206239 | LOT 510 701 SPANISH MAIN DR |  | Unknown, Non-Lead | Yes |  | 2018-05-01 |  | PVC | 1995 | Yes |  | 2018-05-01 |  | Non-lead
206240 | LOT 511 701 SPANISH MAIN DR |  | Unknown, Non-Lead | No |  |  |  | Unknown, Non-Lead | 1990 | No |  |  |  | Non-lead
206241 | LOT 512 701 SPANISH MAIN DR |  | Polytube | Yes |  | 2023-02-15 |  | PVC | 1999 | Yes |  | 2023-02-15 |  | Non-lead
206242 | LOT 513 701 SPANISH MAIN DR |  | Polytube | Yes |  | 2023-07-21 |  | PVC | 1989 | Yes |  | 2023-07-21 |  | Non-lead
206243 | LOT 514 701 SPANISH MAIN DR |  | Polytube | Yes |  | 2023-02-21 |  | PVC | 2016 | Yes |  | 2023-02-21 |  | Non-lead
206244 | LOT 515 701 SPANISH MAIN DR |  | Polytube | Yes |  | 2023-02-21 |  | PVC | 2016 | Yes |  | 2023-02-21 |  | Non-lead
206245 | LOT 516 701 SPANISH MAIN DR |  | Polytube | Yes |  | 2023-02-21 |  | PVC | 2016 | Yes |  | 2023-02-21 |  | Non-lead
206246 | LOT 517 701 SPANISH MAIN DR |  | Polytube | Yes |  | 2023-02-21 |  | PVC | 2016 | Yes |  | 2023-02-21 |  | Non-lead
206247 | LOT 518 701 SPANISH MAIN DR |  | Polytube | Yes |  | 2023-02-21 |  | PVC | 2016 | Yes |  | 2023-02-21 |  | Non-lead
206248 | LOT 519 701 SPANISH MAIN DR |  | Polytube | Yes |  | 2023-02-21 |  | PVC | 2016 | Yes |  | 2023-02-21 |  | Non-lead
206249 | LOT 520 701 SPANISH MAIN DR |  | Polytube | Yes |  | 2023-04-13 |  | PVC | 1999 | Yes |  | 2023-04-13 |  | Non-lead
206250 | LOT 521 701 SPANISH MAIN DR |  | Unknown, Non-Lead | No |  |  |  | Unknown, Non-Lead | 1999 | No |  |  |  | Non-lead
206251 | LOT 522 701 SPANISH MAIN DR |  | Unknown, Non-Lead | No |  |  |  | Unknown, Non-Lead | 1999 | No |  |  |  | Non-lead
206252 | LOT 523 701 SPANISH MAIN DR |  | Polytube | Yes |  | 2023-02-21 |  | PVC | 2016 | Yes |  | 2023-02-21 |  | Non-lead
206253 | LOT 524 701 SPANISH MAIN DR |  | Unknown, Non-Lead | Yes |  | 2020-03-06 |  | PVC | 1999 | Yes |  | 2020-03-06 |  | Non-lead
206254 | LOT 525 701 SPANISH MAIN DR |  | Polytube | Yes |  | 2023-02-21 |  | PVC | 1980 | Yes |  | 2023-02-21 |  | Non-lead
206255 | LOT 526 701 SPANISH MAIN DR |  | Unknown, Non-Lead | No |  |  |  | Unknown, Non-Lead | 2016 | No |  |  |  | Non-lead
206256 | LOT 527 701 SPANISH MAIN DR |  | Unknown, Non-Lead | No |  |  |  | Unknown, Non-Lead | 2016 | No |  |  |  | Non-lead
206257 | LOT 528 701 SPANISH MAIN DR |  | Polytube | Yes |  | 2023-02-21 |  | PVC | 2016 | Yes |  | 2023-02-21 |  | Non-lead
206258 | LOT 529 701 SPANISH MAIN DR |  | Unknown, Non-Lead | Yes |  | 2018-08-30 |  | Unknown, Non-Lead | 1992 | Yes |  | 2018-08-30 |  | Non-lead
206259 | LOT 530 701 SPANISH MAIN DR |  | Polytube | Yes |  | 2023-02-21 |  | PVC | 1987 | Yes |  | 2023-02-21 |  | Non-lead
206260 | LOT 531 701 SPANISH MAIN DR |  | Polytube | Yes |  | 2023-02-21 |  | PVC | 1984 | Yes |  | 2023-02-21 |  | Non-lead
206261 | LOT 532 701 SPANISH MAIN DR |  | Polytube | Yes |  | 2023-02-21 |  | PVC | 1986 | Yes |  | 2023-02-21 |  | Non-lead
206262 | LOT 533 701 SPANISH MAIN DR |  | Polytube | Yes |  | 2023-02-21 |  | PVC | 1978 | Yes |  | 2023-02-21 |  | Non-lead
206263 | LOT 534 701 SPANISH MAIN DR |  | Polytube | No |  |  |  | PVC | 1989 | No |  |  |  | Non-lead
206264 | LOT 535 701 SPANISH MAIN DR |  | Unknown, Non-Lead | Yes |  | 2017-08-01 |  | PVC | 1998 | Yes |  | 2017-08-01 |  | Non-lead
206265 | LOT 536 701 SPANISH MAIN DR |  | Polytube | Yes |  | 2023-02-16 |  | PVC | 1986 | Yes |  | 2023-02-16 |  | Non-lead
206266 | LOT 537 701 SPANISH MAIN DR |  | Unknown, Non-Lead | No |  |  |  | Unknown, Non-Lead | 2000 | No |  |  |  | Non-lead
206267 | LOT 538 701 SPANISH MAIN DR |  | Polytube | Yes |  | 2023-02-16 |  | PVC | 1978 | Yes |  | 2023-02-16 |  | Non-lead
206268 | LOT 539 701 SPANISH MAIN DR |  | Unknown, Non-Lead | Yes |  | 2017-06-08 |  | Unknown, Non-Lead | 1996 | Yes |  | 2017-06-08 |  | Non-lead
206269 | LOT 540 701 SPANISH MAIN DR |  | Unknown, Non-Lead | Yes |  | 2016-12-28 |  | Unknown, Non-Lead | 1996 | Yes |  | 2016-12-28 |  | Non-lead
206270 | LOT 541 701 SPANISH MAIN DR |  | Polytube | Yes |  | 2024-05-31 |  | PVC | 1982 | Yes |  | 2024-05-31 |  | Non-lead
206271 | LOT 542 701 SPANISH MAIN DR |  | Unknown, Non-Lead | Yes |  | 2017-05-24 |  | Unknown, Non-Lead | 1990 | Yes |  | 2017-05-24 |  | Non-lead
206272 | LOT 543 701 SPANISH MAIN DR |  | Unknown, Non-Lead | No |  |  |  | Unknown, Non-Lead | 1988 | No |  |  |  | Non-lead
206273 | LOT 544 701 SPANISH MAIN DR |  | Unknown, Non-Lead | No |  |  |  | Unknown, Non-Lead | 1993 | No |  |  |  | Non-lead
206274 | LOT 545 701 SPANISH MAIN DR |  | Unknown, Non-Lead | No |  |  |  | Unknown, Non-Lead | 2000 | No |  |  |  | Non-lead
206275 | LOT 546 701 SPANISH MAIN DR |  | Polytube | Yes |  | 2023-02-16 |  | PVC | 1986 | Yes |  | 2023-02-16 |  | Non-lead
206276 | LOT 547 701 SPANISH MAIN DR |  | Polytube | Yes |  | 2023-02-16 |  | PVC | 1985 | Yes |  | 2023-02-16 |  | Non-lead
206277 | LOT 548 701 SPANISH MAIN DR |  | Polytube | Yes |  | 2023-02-16 |  | PVC | 1985 | Yes |  | 2023-02-16 |  | Non-lead
206278 | LOT 549 701 SPANISH MAIN DR |  | Polytube | Yes |  | 2023-02-16 |  | PVC | 1977 | Yes |  | 2023-02-16 |  | Non-lead
206279 | LOT 550 701 SPANISH MAIN DR |  | Polytube | Yes |  | 2023-02-16 |  | PVC | 1977 | Yes |  | 2023-02-16 |  | Non-lead
206280 | LOT 551 701 SPANISH MAIN DR |  | Polytube | Yes |  | 2023-02-16 |  | PVC | 1977 | Yes |  | 2023-02-16 |  | Non-lead
206281 | LOT 552 701 SPANISH MAIN DR |  | Polytube | Yes |  | 2023-02-16 |  | PVC | 1976 | Yes |  | 2023-02-16 |  | Non-lead
206282 | LOT 553 701 SPANISH MAIN DR |  | Polytube | Yes |  | 2023-02-16 |  | PVC | 1976 | Yes |  | 2023-02-16 |  | Non-lead
206283 | LOT 554 701 SPANISH MAIN DR |  | Unknown, Non-Lead | Yes |  | 2024-01-25 |  | Unknown, Non-Lead | 1988 | Yes |  | 2024-01-25 |  | Non-lead
206284 | LOT 555 701 SPANISH MAIN DR |  | Unknown, Non-Lead | Yes |  | 2023-04-03 |  | Unknown, Non-Lead | 1988 | Yes |  | 2023-04-03 |  | Non-lead
206285 | LOT 556 701 SPANISH MAIN DR |  | Polytube | Yes |  | 2023-02-16 |  | PVC | 1983 | Yes |  | 2023-02-16 |  | Non-lead
206286 | LOT 557 701 SPANISH MAIN DR |  | Polytube | Yes |  | 2023-02-16 |  | PVC | 2016 | Yes |  | 2023-02-16 |  | Non-lead
206287 | LOT 558 701 SPANISH MAIN DR |  | Polytube | Yes |  | 2023-02-16 |  | PVC | 2016 | Yes |  | 2023-02-16 |  | Non-lead
206288 | LOT 559 701 SPANISH MAIN DR |  | Polytube | Yes |  | 2023-05-23 |  | PVC | 2001 | Yes |  | 2023-05-23 |  | Non-lead
206289 | LOT 560 701 SPANISH MAIN DR |  | Unknown, Non-Lead | No |  |  |  | Unknown, Non-Lead | 1992 | No |  |  |  | Non-lead
206290 | LOT 561 701 SPANISH MAIN DR |  | Unknown, Non-Lead | Yes |  | 2024-09-06 |  | Unknown, Non-Lead | 2005 | Yes |  | 2024-09-06 |  | Non-lead
206291 | LOT 562 701 SPANISH MAIN DR |  | Unknown, Non-Lead | Yes |  | 2024-06-25 |  | Unknown, Non-Lead | 1999 | Yes |  | 2024-06-25 |  | Non-lead
206292 | LOT 563 701 SPANISH MAIN DR |  | Unknown, Non-Lead | No |  |  |  | Unknown, Non-Lead | 1999 | No |  |  |  | Non-lead
206293 | LOT 564 701 SPANISH MAIN DR |  | Polytube | Yes |  | 2023-02-16 |  | PVC | 2016 | Yes |  | 2023-02-16 |  | Non-lead
206294 | LOT 565 701 SPANISH MAIN DR |  | Polytube | Yes |  | 2023-02-16 |  | PVC | 2016 | Yes |  | 2023-02-16 |  | Non-lead
206295 | LOT 566 701 SPANISH MAIN DR |  | Polytube | Yes |  | 2023-02-21 |  | PVC | 1975 | Yes |  | 2023-02-21 |  | Non-lead
206296 | LOT 567 701 SPANISH MAIN DR |  | Unknown, Non-Lead | Yes |  | 2024-09-06 |  | PVC | 2001 | Yes |  | 2024-09-06 |  | Non-lead
206297 | LOT 568 701 SPANISH MAIN DR |  | Polytube | Yes |  | 2023-02-21 |  | PVC | 2016 | Yes |  | 2023-02-21 |  | Non-lead
206298 | LOT 569 701 SPANISH MAIN DR |  | Polytube | Yes |  | 2023-02-21 |  | PVC | 2016 | Yes |  | 2023-02-21 |  | Non-lead
206299 | LOT 570 701 SPANISH MAIN DR |  | Polytube | Yes |  | 2023-02-21 |  | PVC | 2016 | Yes |  | 2023-02-21 |  | Non-lead
206300 | LOT 571 701 SPANISH MAIN DR |  | Polytube | Yes |  | 2023-02-21 |  | PVC | 2016 | Yes |  | 2023-02-21 |  | Non-lead
206301 | LOT 572 701 SPANISH MAIN DR |  | Unknown, Non-Lead | No |  |  |  | Unknown, Non-Lead | 1993 | No |  |  |  | Non-lead
206302 | LOT 573 701 SPANISH MAIN DR |  | Unknown, Non-Lead | No |  |  |  | Unknown, Non-Lead | 1993 | No |  |  |  | Non-lead
206303 | LOT 574 701 SPANISH MAIN DR |  | Unknown, Non-Lead | No |  |  |  | Unknown, Non-Lead | 1993 | No |  |  |  | Non-lead
206304 | LOT 575 701 SPANISH MAIN DR |  | Unknown, Non-Lead | Yes |  | 2017-08-02 |  | PVC | 2005 | Yes |  | 2017-08-02 |  | Non-lead
206305 | LOT 576 701 SPANISH MAIN DR |  | Unknown, Non-Lead | No |  |  |  | Unknown, Non-Lead | 1994 | No |  |  |  | Non-lead
206306 | LOT 577 701 SPANISH MAIN DR |  | Unknown, Non-Lead | No |  |  |  | Unknown, Non-Lead | 1999 | No |  |  |  | Non-lead
206307 | LOT 578 701 SPANISH MAIN DR |  | Polytube | Yes |  | 2023-02-21 |  | PVC | 1981 | Yes |  | 2023-02-21 |  | Non-lead
206308 | LOT 579 701 SPANISH MAIN DR |  | Unknown, Non-Lead | No |  |  |  | Unknown, Non-Lead | 2000 | No |  |  |  | Non-lead
206309 | LOT 580 701 SPANISH MAIN DR |  | Unknown, Non-Lead | No |  |  |  | Unknown, Non-Lead | 2006 | No |  |  |  | Non-lead
206310 | LOT 581 701 SPANISH MAIN DR |  | Unknown, Non-Lead | No |  |  |  | Unknown, Non-Lead | 2006 | No |  |  |  | Non-lead
206311 | LOT 582 701 SPANISH MAIN DR |  | Unknown, Non-Lead | Yes |  | 2017-08-02 |  | PVC | 1998 | Yes |  | 2017-08-02 |  | Non-lead
206312 | LOT 583 701 SPANISH MAIN DR |  | Unknown, Non-Lead | No |  |  |  | Unknown, Non-Lead | 1995 | No |  |  |  | Non-lead
206313 | LOT 584 701 SPANISH MAIN DR |  | Unknown, Non-Lead | No |  |  |  | Unknown, Non-Lead | 1998 | No |  |  |  | Non-lead
206314 | LOT 585 701 SPANISH MAIN DR |  | Unknown, Non-Lead | No |  |  |  | Unknown, Non-Lead | 1996 | No |  |  |  | Non-lead
206315 | LOT 586 701 SPANISH MAIN DR |  | Unknown, Non-Lead | No |  |  |  | Unknown, Non-Lead | 2000 | No |  |  |  | Non-lead
206316 | LOT 587 701 SPANISH MAIN DR |  | Unknown, Non-Lead | No |  |  |  | Unknown, Non-Lead | 2000 | No |  |  |  | Non-lead
206317 | LOT 588 701 SPANISH MAIN DR |  | Polytube | Yes |  | 2023-02-21 |  | PVC | 2016 | Yes |  | 2023-02-21 |  | Non-lead
206318 | LOT 589 701 SPANISH MAIN DR |  | Polytube | Yes |  | 2023-02-21 |  | PVC | 2016 | Yes |  | 2023-02-21 |  | Non-lead
206319 | LOT 590 701 SPANISH MAIN DR |  | Unknown, Non-Lead | No |  |  |  | Unknown, Non-Lead | 2000 | No |  |  |  | Non-lead
206320 | LOT 592 701 SPANISH MAIN DR |  | Unknown, Non-Lead | Yes |  | 2021-08-02 |  | Unknown, Non-Lead | 1989 | Yes |  | 2021-08-02 |  | Non-lead
206321 | LOT 593 701 SPANISH MAIN DR |  | Unknown, Non-Lead | Yes |  | 2024-09-06 |  | Unknown, Non-Lead | 1999 | Yes |  | 2024-09-06 |  | Non-lead
206322 | LOT 594 701 SPANISH MAIN DR |  | Unknown, Non-Lead | No |  |  |  | Unknown, Non-Lead | 1999 | No |  |  |  | Non-lead
206323 | LOT 595 701 SPANISH MAIN DR |  | Unknown, Non-Lead | No |  |  |  | Unknown, Non-Lead | 2000 | No |  |  |  | Non-lead
206324 | LOT 596 701 SPANISH MAIN DR |  | Unknown, Non-Lead | Yes |  | 2017-07-12 |  | PVC | 1998 | Yes |  | 2017-07-12 |  | Non-lead
206325 | LOT 597 701 SPANISH MAIN DR |  | Unknown, Non-Lead | No |  |  |  | Unknown, Non-Lead | 1994 | No |  |  |  | Non-lead
206326 | LOT 598 701 SPANISH MAIN DR |  | Unknown, Non-Lead | Yes |  | 2020-08-03 |  | Unknown, Non-Lead | 2006 | Yes |  | 2020-08-03 |  | Non-lead
206327 | LOT 599 701 SPANISH MAIN DR |  | Polytube | Yes |  | 2024-05-31 |  | PVC | 1986 | Yes |  | 2024-05-31 |  | Non-lead
206328 | LOT 600 701 SPANISH MAIN DR |  | Unknown, Non-Lead | Yes |  | 2024-07-15 |  | Unknown, Non-Lead | 2005 | Yes |  | 2024-07-15 |  | Non-lead
206329 | LOT 601 701 SPANISH MAIN DR |  | Unknown, Non-Lead | No |  |  |  | Unknown, Non-Lead | 2005 | No |  |  |  | Non-lead
206330 | LOT 602 701 SPANISH MAIN DR |  | Unknown, Non-Lead | No |  |  |  | Unknown, Non-Lead | 1988 | No |  |  |  | Non-lead
206331 | LOT 603 701 SPANISH MAIN DR |  | Unknown, Non-Lead | No |  |  |  | Unknown, Non-Lead | 1988 | No |  |  |  | Non-lead
206332 | LOT 604 701 SPANISH MAIN DR |  | Unknown, Non-Lead | No |  |  |  | Unknown, Non-Lead | 1993 | No |  |  |  | Non-lead
206333 | LOT 605 701 SPANISH MAIN DR |  | Unknown, Non-Lead | No |  |  |  | Unknown, Non-Lead | 2002 | No |  |  |  | Non-lead
206334 | LOT 606 701 SPANISH MAIN DR |  | Unknown, Non-Lead | No |  |  |  | Unknown, Non-Lead | 2002 | No |  |  |  | Non-lead
206335 | LOT 607 701 SPANISH MAIN DR |  | Unknown, Non-Lead | No |  |  |  | Unknown, Non-Lead | 2013 | No |  |  |  | Non-lead
206336 | LOT 608 701 SPANISH MAIN DR |  | Unknown, Non-Lead | No |  |  |  | Unknown, Non-Lead | 2006 | No |  |  |  | Non-lead
206337 | LOT 609 701 SPANISH MAIN DR |  | Polytube | Yes |  | 2024-04-19 |  | PVC | 1988 | Yes |  | 2024-04-19 |  | Non-lead
206338 | LOT 610 701 SPANISH MAIN DR |  | Polytube | Yes |  | 2023-02-21 |  | PVC | 2016 | Yes |  | 2023-02-21 |  | Non-lead
206339 | LOT 611 701 SPANISH MAIN DR |  | Polytube | Yes |  | 2023-02-21 |  | PVC | 2016 | Yes |  | 2023-02-21 |  | Non-lead
206340 | LOT 612 701 SPANISH MAIN DR |  | Polytube | Yes |  | 2023-02-01 |  | PVC | 1999 | Yes |  | 2023-02-01 |  | Non-lead
206341 | LOT 613 701 SPANISH MAIN DR |  | Unknown, Non-Lead | No |  |  |  | Unknown, Non-Lead | 1999 | No |  |  |  | Non-lead
206342 | LOT 614 701 SPANISH MAIN DR |  | Polytube | No |  |  |  | PVC | 2005 | No |  |  |  | Non-lead
206343 | LOT 615 701 SPANISH MAIN DR |  | Polytube | Yes |  | 2023-02-21 |  | PVC | 2016 | Yes |  | 2023-02-21 |  | Non-lead
206344 | LOT 616 701 SPANISH MAIN DR |  | Unknown, Non-Lead | No |  |  |  | Unknown, Non-Lead | 1999 | No |  |  |  | Non-lead
206345 | LOT 617 701 SPANISH MAIN DR |  | Unknown, Non-Lead | Yes |  | 2017-05-26 |  | Unknown, Non-Lead | 1999 | Yes |  | 2017-05-26 |  | Non-lead
206346 | LOT 618 701 SPANISH MAIN DR |  | Unknown, Non-Lead | Yes |  | 2016-12-28 |  | Unknown, Non-Lead | 2005 | Yes |  | 2016-12-28 |  | Non-lead
206347 | LOT 619 701 SPANISH MAIN DR |  | Unknown, Non-Lead | Yes |  | 2019-02-08 |  | PVC | 2005 | Yes |  | 2019-02-08 |  | Non-lead
206348 | LOT 620 701 SPANISH MAIN DR |  | Polytube | Yes |  | 2023-07-21 |  | PVC | 2016 | Yes |  | 2023-07-21 |  | Non-lead
206349 | LOT 621 701 SPANISH MAIN DR |  | Polytube | Yes |  | 2024-05-30 |  | PVC | 2016 | Yes |  | 2024-05-30 |  | Non-lead
206350 | LOT 622 701 SPANISH MAIN DR |  | Polytube | Yes |  | 2023-02-21 |  | PVC | 1986 | Yes |  | 2023-02-21 |  | Non-lead
206351 | LOT 623 701 SPANISH MAIN DR |  | Polytube | Yes |  | 2023-02-21 |  | PVC | 1986 | Yes |  | 2023-02-21 |  | Non-lead
206352 | LOT 624 701 SPANISH MAIN DR |  | Polytube | Yes |  | 2023-02-21 |  | PVC | 1974 | Yes |  | 2023-02-21 |  | Non-lead
206353 | LOT 625 701 SPANISH MAIN DR |  | Polytube | Yes |  | 2023-01-31 |  | PVC | 1985 | Yes |  | 2023-01-31 |  | Non-lead
206354 | LOT 626 701 SPANISH MAIN DR |  | Unknown, Non-Lead | No |  |  |  | Unknown, Non-Lead | 2003 | No |  |  |  | Non-lead
206355 | LOT 627 701 SPANISH MAIN DR |  | Polytube | Yes |  | 2023-01-31 |  | PVC | 1983 | Yes |  | 2023-01-31 |  | Non-lead
206356 | LOT 628 701 SPANISH MAIN DR |  | Polytube | Yes |  | 2023-01-31 |  | PVC | 1983 | Yes |  | 2023-01-31 |  | Non-lead
206357 | LOT 629 701 SPANISH MAIN DR |  | Polytube | Yes |  | 2023-01-31 |  | PVC | 1980 | Yes |  | 2023-01-31 |  | Non-lead
206358 | LOT 630 701 SPANISH MAIN DR |  | Polytube | Yes |  | 2024-08-16 |  | PVC | 1980 | Yes |  | 2024-08-16 |  | Non-lead
206359 | LOT 631 701 SPANISH MAIN DR |  | Polytube | Yes |  | 2023-01-31 |  | PVC | 2016 | Yes |  | 2023-01-31 |  | Non-lead
206360 | LOT 632 701 SPANISH MAIN DR |  | Polytube | Yes |  | 2023-01-31 |  | PVC | 2016 | Yes |  | 2023-01-31 |  | Non-lead
206361 | LOT 633 701 SPANISH MAIN DR |  | Polytube | Yes |  | 2023-01-31 |  | PVC | 2016 | Yes |  | 2023-01-31 |  | Non-lead
206362 | LOT 634 701 SPANISH MAIN DR |  | Unknown, Non-Lead | Yes |  | 2019-11-27 |  | Unknown, Non-Lead | 2002 | Yes |  | 2019-11-27 |  | Non-lead
206363 | LOT 635 701 SPANISH MAIN DR |  | Unknown, Non-Lead | No |  |  |  | Unknown, Non-Lead | 2002 | No |  |  |  | Non-lead
206364 | LOT 636 701 SPANISH MAIN DR |  | Unknown, Non-Lead | No |  |  |  | Unknown, Non-Lead | 2002 | No |  |  |  | Non-lead
206365 | LOT 637 701 SPANISH MAIN DR |  | Polytube | Yes |  | 2023-01-31 |  | PVC | 2016 | Yes |  | 2023-01-31 |  | Non-lead
206366 | LOT 638 701 SPANISH MAIN DR |  | Polytube | Yes |  | 2023-01-31 |  | PVC | 1987 | Yes |  | 2023-01-31 |  | Non-lead
206367 | LOT 639 701 SPANISH MAIN DR |  | Polytube | Yes |  | 2023-01-31 |  | PVC | 1987 | Yes |  | 2023-01-31 |  | Non-lead
206368 | LOT 640 701 SPANISH MAIN DR |  | Polytube | Yes |  | 2023-01-31 |  | PVC | 1980 | Yes |  | 2023-01-31 |  | Non-lead
206369 | LOT 641 701 SPANISH MAIN DR |  | Polytube | Yes |  | 2023-01-31 |  | PVC | 1986 | Yes |  | 2023-01-31 |  | Non-lead
206370 | LOT 642 701 SPANISH MAIN DR |  | Unknown, Non-Lead | No |  |  |  | Unknown, Non-Lead | 1988 | No |  |  |  | Non-lead
206371 | LOT 643 701 SPANISH MAIN DR |  | Unknown, Non-Lead | Yes |  | 2017-08-04 |  | PVC | 1988 | Yes |  | 2017-08-04 |  | Non-lead
206372 | LOT 644 701 SPANISH MAIN DR |  | Polytube | Yes |  | 2023-01-31 |  | PVC | 1978 | Yes |  | 2023-01-31 |  | Non-lead
206373 | LOT 645 701 SPANISH MAIN DR |  | Polytube | Yes |  | 2023-01-31 |  | PVC | 1978 | Yes |  | 2023-01-31 |  | Non-lead
206374 | LOT 646 701 SPANISH MAIN DR |  | Polytube | Yes |  | 2023-01-31 |  | PVC | 1978 | Yes |  | 2023-01-31 |  | Non-lead
206375 | LOT 647 701 SPANISH MAIN DR |  | Polytube | Yes |  | 2023-01-31 |  | PVC | 2016 | Yes |  | 2023-01-31 |  | Non-lead
206376 | LOT 648 701 SPANISH MAIN DR |  | Polytube | Yes |  | 2023-01-31 |  | PVC | 1986 | Yes |  | 2023-01-31 |  | Non-lead
206377 | LOT 649 701 SPANISH MAIN DR |  | Polytube | Yes |  | 2023-01-31 |  | PVC | 1986 | Yes |  | 2023-01-31 |  | Non-lead
206378 | LOT 650 701 SPANISH MAIN DR |  | Polytube | Yes |  | 2023-01-31 |  | PVC | 1979 | Yes |  | 2023-01-31 |  | Non-lead
206379 | LOT 651 701 SPANISH MAIN DR |  | Polytube | Yes |  | 2023-01-31 |  | PVC | 1979 | Yes |  | 2023-01-31 |  | Non-lead
206380 | LOT 652 701 SPANISH MAIN DR |  | Polytube | Yes |  | 2023-01-31 |  | PVC | 1979 | Yes |  | 2023-01-31 |  | Non-lead
206381 | LOT 653 701 SPANISH MAIN DR |  | Polytube | Yes |  | 2023-01-31 |  | PVC | 1979 | Yes |  | 2023-01-31 |  | Non-lead
206382 | LOT 654 701 SPANISH MAIN DR |  | Polytube | Yes |  | 2023-01-31 |  | PVC | 2016 | Yes |  | 2023-01-31 |  | Non-lead
206383 | LOT 655 701 SPANISH MAIN ST |  | Polytube | Yes |  | 2023-01-31 |  | PVC | 1974 | Yes |  | 2023-01-31 |  | Non-lead
206384 | LOT 656 701 SPANISH MAIN DR |  | Polytube | Yes |  | 2023-01-31 |  | PVC | 2016 | Yes |  | 2023-01-31 |  | Non-lead
206385 | LOT 657 701 SPANISH MAIN DR |  | Polytube | No |  |  |  | PVC | 1987 | No |  |  |  | Non-lead
206386 | LOT 658 701 SPANISH MAIN DR |  | Polytube | Yes |  | 2024-08-02 |  | PVC | 2016 | Yes |  | 2024-08-02 |  | Non-lead
206387 | LOT 659 701 SPANISH MAIN DR |  | Unknown, Non-Lead | No |  |  |  | Unknown, Non-Lead | 1999 | No |  |  |  | Non-lead
206388 | 125 N HAMMOCK RD |  | Unknown, Non-Lead | No |  |  |  | Unknown, Non-Lead | 2019 | No |  |  |  | Non-lead
206389 | 22821 CALICO JACK CIR |  | Unknown, Non-Lead | No |  |  |  | Unknown, Non-Lead | 1988 | No |  |  |  | Non-lead
206390 | LOT 7 AVENUE A |  | Polytube | Yes |  | 2023-03-30 |  | PVC | 1972 | Yes |  | 2023-03-30 |  | Non-lead
206391 | 1156 CAMINO DEL VIENTOS |  | Polytube | Yes |  | 2022-12-28 |  | None | 2016 | Yes |  | 2022-12-28 |  | Non-lead
206393 | 7 N BLACKWATER LN |  | Unknown, Non-Lead | Yes |  | 2021-03-23 |  | Copper | 2017 | Yes |  | 2021-03-23 |  | Non-lead
206394 | LOT 112 701 SPANISH MAIN Dr |  | Unknown, Non-Lead | No |  |  |  | Unknown, Non-Lead | 2004 | No |  |  |  | Non-lead
206395 | L7 BKG 125 VENETIAN DR |  | PVC | Yes |  | 2024-05-22 |  | PVC | 2018 | Yes |  | 2024-05-22 |  | Non-lead
206396 | 630 ELMA AVE |  | Polytube | Yes |  | 2022-12-08 |  | PVC | 1963 | Yes |  | 2022-12-08 |  | Non-lead
206406 | APT 101 624 73RD OCEAN ST |  | Unknown, Non-Lead | Yes |  | 2020-05-27 |  | PVC | 2016 | Yes |  | 2020-05-27 |  | Non-lead
206407 | 727 GROUPER LN |  | Unknown, Non-Lead | Yes |  | 2020-01-13 |  | PVC | 2018 | Yes |  | 2020-01-13 |  | Non-lead
206411 | LOT 233 701 SPANISH MAIN Dr |  | Polytube | Yes |  | 2023-01-31 |  | PVC | 1977 | Yes |  | 2023-01-31 |  | Non-lead
206415 | 214 S ANGLERS DR |  | Unknown, Non-Lead | Yes |  | 2022-04-06 |  | Unknown, Non-Lead | 2016 | Yes |  | 2022-04-06 |  | Non-lead
206417 | 106 ANNE BONNY DR |  | Unknown, Non-Lead | No |  |  |  | Unknown, Non-Lead | 2005 | No |  |  |  | Non-lead
206419 | 453 LESROHDE DR |  | Unknown, Non-Lead | No |  |  |  | Unknown, Non-Lead | 2016 | No |  |  |  | Non-lead
206420 | 27350 BARBADOS LN |  | Unknown, Non-Lead | Yes |  | 2022-01-18 |  | Unknown, Non-Lead | 2016 | Yes |  | 2022-01-18 |  | Non-lead
206421 | 816 JAMAICA LN |  | Unknown, Non-Lead | Yes |  | 2020-03-04 |  | Polytube | 2016 | Yes |  | 2020-03-04 |  | Non-lead
206422 | 786 JAMAICA LN |  | Polytube | Yes |  | 2022-11-01 |  | PVC | 1979 | Yes |  | 2022-11-01 |  | Non-lead
206423 | UNIT 5 1327 WHITEHEAD ST |  | Polytube | Yes |  | 2022-10-12 |  | PVC | 2017 | Yes |  | 2022-10-12 |  | Non-lead
206425 | 1500 MANOR LANE |  | Unknown, Non-Lead | Yes |  | 2020-12-16 |  | Unknown, Non-Lead | 1988 | Yes |  | 2020-12-16 |  | Non-lead
206426 | 1325 WHITEHEAD ST |  | Unknown, Non-Lead | Yes |  | 2019-05-24 |  | Unknown, Non-Lead | 2016 | Yes |  | 2019-05-24 |  | Non-lead
206427 | 1323 WHITEHEAD ST |  | Unknown, Non-Lead | Yes |  | 2023-07-05 |  | Unknown, Non-Lead | 2016 | Yes |  | 2023-07-05 |  | Non-lead
206428 | 1321 WHITEHEAD ST |  | Unknown, Non-Lead | Yes |  | 2017-06-13 |  | Unknown, Non-Lead | 2016 | Yes |  | 2017-06-13 |  | Non-lead
206429 | 1319 WHITEHEAD ST |  | Unknown, Non-Lead | Yes |  | 2018-06-11 |  | Unknown, Non-Lead | 2016 | Yes |  | 2018-06-11 |  | Non-lead
206430 | LOT 385 701 SPANISH MAIN Dr |  | Unknown, Non-Lead | No |  |  |  | Unknown, Non-Lead | 2000 | No |  |  |  | Non-lead
206433 | 2280 MATTHEWS RD |  | Unknown, Non-Lead | No |  |  |  | Unknown, Non-Lead | 2016 | No |  |  |  | Non-lead
206437 | LOT 435 701 SPANISH MAIN Dr |  | Polytube | Yes |  | 2023-01-31 |  | PVC | 1979 | Yes |  | 2023-01-31 |  | Non-lead
206438 | 851 104TH OCEAN ST |  | Unknown, Non-Lead | Yes |  | 2021-12-17 |  | PVC | 2016 | Yes |  | 2021-12-17 |  | Non-lead
206439 | 40 CINNAMON BARK LN |  | Unknown | Yes |  | 2022-07-07 |  | Unknown | 2016 | Yes |  | 2022-07-07 |  | Lead Status Unknown
206440 | 89 VENETIAN DR |  | Polytube | Yes |  | 2022-06-21 |  | PVC | 2018 | Yes |  | 2022-06-21 |  | Non-lead
206443 | LOT 485 701 SPANISH MAIN Dr |  | Polytube | Yes |  | 2022-05-27 |  | PVC | 2001 | Yes |  | 2022-05-27 |  | Non-lead
206445 | 22 TARPON AVE |  | Unknown, Non-Lead | No |  |  |  | Unknown, Non-Lead | 2017 | No |  |  |  | Non-lead
206447 | 2 SUNSET RD |  | Unknown, Non-Lead | Yes |  | 2021-05-25 |  | PVC | 2016 | Yes |  | 2021-05-25 |  | Non-lead
206448 | COMMON AREA 3900 S ROOSEVELT BLVD |  | Unknown, Non-Lead | Yes |  | 2023-02-22 |  | PVC | 1989 | Yes |  | 2023-02-22 |  | Non-lead
206449 | 301/702 ELIZABETH & CAROLINE ST |  | PVC | Yes |  | 2024-03-06 |  | PVC | 1933 | Yes |  | 2024-03-06 |  | Non-lead
206450 | 800 BLOCK OF CAROLINE ST |  | Unknown, Non-Lead | Yes |  | 2023-06-07 |  | Unknown, Non-Lead | 1998 | Yes |  | 2023-06-07 |  | Non-lead
206451 | 320 CALZADA DE BOUGANVILLEA |  | Unknown, Non-Lead | No |  |  |  | Unknown, Non-Lead | 2016 | No |  |  |  | Non-lead
206452 | WEST CAHILL AND US1 |  | Unknown, Non-Lead | Yes |  | 2016-09-19 |  | No Piping | 1968 | Yes |  | 2016-09-19 |  | Non-lead
206453 | EAST CAHILL AND US1 HWY |  | Unknown, Non-Lead | No |  |  |  | No Piping | 1968 | No |  |  |  | Non-lead
206454 | 316 CALZADA DE BOUGANVILLEA |  | Polytube | Yes |  | 2024-04-22 |  | PVC | 2016 | Yes |  | 2024-04-22 |  | Non-lead
206455 | 15 DOCKSIDE Ln |  | Unknown, Non-Lead | No |  |  |  | Unknown, Non-Lead | 2000 | No |  |  |  | Non-lead
206456 | 109 LISBON CT |  | Unknown, Non-Lead | Yes |  | 2020-07-31 |  | PVC | 2017 | Yes |  | 2020-07-31 |  | Non-lead
206457 | LOT 591 701 SPANISH MAIN Dr |  | Unknown, Non-Lead | No |  |  |  | Unknown, Non-Lead | 2000 | No |  |  |  | Non-lead
206459 | 1404 WHALTON ST |  | Unknown, Non-Lead | Yes |  | 2017-10-23 |  | PVC | 2017 | Yes |  | 2017-10-23 |  | Non-lead
206460 | LOT BATH #3 701 SPANISH MAIN DR |  | Polytube | Yes |  | 2023-01-31 |  | PVC | 2016 | Yes |  | 2023-01-31 |  | Non-lead
206461 | LOT BATH #4 701 SPANISH MAIN DR |  | Polytube | Yes |  | 2023-01-31 |  | PVC | 2016 | Yes |  | 2023-01-31 |  | Non-lead
206462 | LOT MAINT D-8 701 SPANISH MAIN DR |  | Polytube | Yes |  | 2023-01-31 |  | PVC | 2016 | Yes |  | 2023-01-31 |  | Non-lead
206464 | LOT RE OFFICE 701 SPANISH MAIN DR |  | Polytube | Yes |  | 2024-04-18 |  | PVC | 1970 | Yes |  | 2024-04-18 |  | Non-lead
206465 | LOT PAVALION D-1 701 SPANISH MAIN DR |  | Polytube | Yes |  | 2024-04-08 |  | PVC | 1970 | Yes |  | 2024-04-08 |  | Non-lead
206466 | LOT REC D-4 701 SPANISH MAIN DR |  | Polytube | Yes |  | 2022-07-01 |  | PVC | 2016 | Yes |  | 2022-07-01 |  | Non-lead
206467 | LOT STORE D-7 701 SPANISH MAIN DR |  | Polytube | Yes |  | 2023-02-21 |  | PVC | 2016 | Yes |  | 2023-02-21 |  | Non-lead
206468 | LOT POOL 701 SPANISH MAIN DR |  | Polytube | Yes |  | 2023-02-21 |  | PVC | 1970 | Yes |  | 2023-02-21 |  | Non-lead
206469 | LOT FKAA LIFT ST.#2 701 SPANISH MAIN DR |  | Polytube | Yes |  | 2023-02-21 |  | PVC | 2016 | Yes |  | 2023-02-21 |  | Non-lead
206470 | LOT FKAA LIFT ST #1 701 SPANISH MAIN DR |  | Polytube | Yes |  | 2023-02-21 |  | PVC | 2016 | Yes |  | 2023-02-21 |  | Non-lead
206471 | LOT MAIN OFFICE 701 SPANISH MAIN DR |  | Polytube | Yes |  | 2023-02-21 |  | PVC | 2016 | Yes |  | 2023-02-21 |  | Non-lead
206472 | LOT BATH #1 701 SPANISH MAIN DR |  | Polytube | Yes |  | 2023-02-21 |  | PVC | 2016 | Yes |  | 2023-02-21 |  | Non-lead
206473 | LOT BATH #2 701 SPANISH MAIN DR |  | Polytube | Yes |  | 2023-02-21 |  | PVC | 1970 | Yes |  | 2023-02-21 |  | Non-lead
206474 | 119 CORAL AVE |  | Unknown, Non-Lead | Yes |  | 2019-04-26 |  | PVC | 2018 | Yes |  | 2019-04-26 |  | Non-lead
206475 | UNIT 1 257 SOMBRERO BEACH |  | Unknown, Non-Lead | No |  |  |  | Unknown, Non-Lead | 2016 | No |  |  |  | Non-lead
206476 | UNIT 2 257 SOMBRERO BEACH |  | Unknown, Non-Lead | No |  |  |  | Unknown, Non-Lead | 2016 | No |  |  |  | Non-lead
206477 | UNIT 2 253 SOMBRERO BEACH |  | Unknown, Non-Lead | No |  |  |  | Unknown, Non-Lead | 2016 | No |  |  |  | Non-lead
206478 | UNIT 1 253 SOMBRERO BEACH |  | Unknown, Non-Lead | Yes |  | 2022-01-24 |  | Unknown, Non-Lead | 2016 | Yes |  | 2022-01-24 |  | Non-lead
206479 | UNIT 1 247 SOMBRERO BEACH |  | Unknown, Non-Lead | Yes |  | 2024-05-17 |  | Unknown, Non-Lead | 2016 | Yes |  | 2024-05-17 |  | Non-lead
206480 | UNIT 2 247 SOMBRERO BEACH |  | Unknown, Non-Lead | No |  |  |  | Unknown, Non-Lead | 2016 | No |  |  |  | Non-lead
206481 | UNIT 1 243 SOMBRERO BEACH |  | Unknown, Non-Lead | Yes |  | 2020-01-17 |  | PVC | 2016 | Yes |  | 2020-01-17 |  | Non-lead
206482 | UNIT 2 243 SOMBRERO BEACH |  | Unknown, Non-Lead | No |  |  |  | Unknown, Non-Lead | 2016 | No |  |  |  | Non-lead
206484 | 220 W SEAVIEW DR |  | Unknown, Non-Lead | Yes |  | 2024-01-19 |  | Polytube | 2017 | Yes |  | 2024-01-19 |  | Non-lead
206485 | 48 TARPON AVE |  | Polytube | Yes |  | 2023-10-12 |  | PVC | 2018 | Yes |  | 2023-10-12 |  | Non-lead
206487 | 35 ROSE PL |  | Unknown, Non-Lead | No |  |  |  | Unknown, Non-Lead | 2017 | No |  |  |  | Non-lead
206490 | 203 PEARL AVE |  | Polytube | Yes |  | 2023-05-09 |  | PVC | 2016 | Yes |  | 2023-05-09 |  | Non-lead
206491 | UNIT 01 97801 OVERSEAS Hwy |  | Unknown, Non-Lead | Yes |  | 2023-01-26 |  | Unknown, Non-Lead | 2020 | Yes |  | 2023-01-26 |  | Non-lead
206492 | UNIT 02 97801 OVERSEAS Hwy |  | Unknown, Non-Lead | Yes |  | 2023-01-26 |  | Unknown, Non-Lead | 2020 | Yes |  | 2023-01-26 |  | Non-lead
206493 | UNIT 03 97801 OVERSEAS Hwy |  | Unknown, Non-Lead | Yes |  | 2023-01-26 |  | Unknown, Non-Lead | 2020 | Yes |  | 2023-01-26 |  | Non-lead
206494 | UNIT 04 97801 OVERSEAS Hwy |  | Unknown, Non-Lead | Yes |  | 2023-01-26 |  | Unknown, Non-Lead | 2020 | Yes |  | 2023-01-26 |  | Non-lead
206495 | UNIT 05 97801 OVERSEAS Hwy |  | Unknown, Non-Lead | No |  |  |  | Unknown, Non-Lead | 2020 | No |  |  |  | Non-lead
206496 | UNIT 06 97801 OVERSEAS Hwy |  | Unknown, Non-Lead | Yes |  | 2023-01-26 |  | Unknown, Non-Lead | 2020 | Yes |  | 2023-01-26 |  | Non-lead
206497 | 3 PALM BEACH Dr |  | Unknown, Non-Lead | No |  |  |  | Unknown, Non-Lead | 2016 | No |  |  |  | Non-lead
206498 | UNIT 07 97801 OVERSEAS Hwy |  | Unknown, Non-Lead | No |  |  |  | Unknown, Non-Lead | 2020 | No |  |  |  | Non-lead
206499 | UNIT 08 97801 OVERSEAS Hwy |  | Polytube | Yes |  | 2023-10-26 |  | Polytube | 2020 | Yes |  | 2023-10-26 |  | Non-Lead
206500 | UNIT 09 97801 OVERSEAS Hwy |  | Polytube | Yes |  | 2023-01-26 |  | Polytube | 2020 | Yes |  | 2023-01-26 |  | Non-Lead
206501 | UNIT 10 97801 OVERSEAS Hwy |  | Unknown, Non-Lead | Yes |  | 2023-01-26 |  | Unknown, Non-Lead | 2020 | Yes |  | 2023-01-26 |  | Non-lead
206502 | UNIT 11 97801 OVERSEAS Hwy |  | Polytube | Yes |  | 2022-04-06 |  | PVC | 2020 | Yes |  | 2022-04-06 |  | Non-lead
206503 | UNIT 12 97801 OVERSEAS Hwy |  | Unknown, Non-Lead | Yes |  | 2023-01-26 |  | Unknown, Non-Lead | 2020 | Yes |  | 2023-01-26 |  | Non-lead
206504 | UNIT 13 97801 OVERSEAS Hwy |  | Unknown, Non-Lead | Yes |  | 2023-01-26 |  | Unknown, Non-Lead | 2020 | Yes |  | 2023-01-26 |  | Non-lead
206505 | UNIT 14 97801 OVERSEAS Hwy |  | Unknown, Non-Lead | Yes |  | 2023-01-26 |  | Unknown, Non-Lead | 2020 | Yes |  | 2023-01-26 |  | Non-lead
206506 | UNIT 15 97801 OVERSEAS Hwy |  | Unknown, Non-Lead | Yes |  | 2023-01-26 |  | Unknown, Non-Lead | 2020 | Yes |  | 2023-01-26 |  | Non-lead
206507 | 26944 SHANNAHAN RD |  | Unknown, Non-Lead | No |  |  |  | Unknown, Non-Lead | 2016 | No |  |  |  | Non-lead
206509 | UNIT 16 97801 OVERSEAS Hwy |  | Unknown, Non-Lead | Yes |  | 2024-04-10 |  | Unknown, Non-Lead | 2020 | Yes |  | 2024-04-10 |  | Non-lead
206510 | UNIT 17 97801 OVERSEAS HWY |  | Polytube | Yes |  | 2023-03-22 |  | PVC | 2020 | Yes |  | 2023-03-22 |  | Non-lead
206511 | UNIT 18 97801 OVERSEAS Hwy |  | Polytube | Yes |  | 2023-01-26 |  | PVC | 2020 | Yes |  | 2023-01-26 |  | Non-lead
206512 | UNIT 19 97801 OVERSEAS Hwy |  | Unknown, Non-Lead | No |  |  |  | Unknown, Non-Lead | 2020 | No |  |  |  | Non-lead
206513 | UNIT 20 97801 OVERSEAS Hwy |  | Unknown, Non-Lead | Yes |  | 2023-01-26 |  | Unknown, Non-Lead | 2020 | Yes |  | 2023-01-26 |  | Non-lead
206514 | UNIT 21 97801 OVERSEAS Hwy |  | Unknown, Non-Lead | Yes |  | 2023-12-15 |  | Unknown, Non-Lead | 2020 | Yes |  | 2023-12-15 |  | Non-lead
206515 | UNIT 22 97801 OVERSEAS Hwy |  | Unknown, Non-Lead | Yes |  | 2023-02-15 |  | Unknown, Non-Lead | 2020 | Yes |  | 2023-02-15 |  | Non-lead
206516 | UNIT 23 97801 OVERSEAS Hwy |  | Unknown, Non-Lead | Yes |  | 2023-01-26 |  | Unknown, Non-Lead | 2020 | Yes |  | 2023-01-26 |  | Non-lead
206517 | UNIT 24 97801 OVERSEAS Hwy |  | Unknown, Non-Lead | Yes |  | 2024-01-12 |  | PVC | 2020 | Yes |  | 2024-01-12 |  | Non-lead
206518 | UNIT 25 97801 OVERSEAS Hwy |  | Polytube | Yes |  | 2022-04-06 |  | PVC | 2020 | Yes |  | 2022-04-06 |  | Non-lead
206519 | CLUBHOUSE 97801 OVERSEAS Hwy |  | Unknown, Non-Lead | No |  |  |  | Unknown, Non-Lead | 2020 | No |  |  |  | Non-lead
206520 | UNIT 26 97801 OVERSEAS Hwy |  | Polytube | Yes |  | 2023-01-19 |  | Unknown, Non-Lead | 2020 | Yes |  | 2023-01-19 |  | Non-lead
206521 | UNIT 27 97801 OVERSEAS Hwy |  | Polytube | Yes |  | 2023-01-26 |  | Polytube | 2020 | Yes |  | 2023-01-26 |  | Non-Lead
206522 | UNIT 28 97801 OVERSEAS Hwy |  | Polytube | Yes |  | 2023-01-26 |  | Unknown, Non-Lead | 2020 | Yes |  | 2023-01-26 |  | Non-lead
206523 | SEWER 97801 OVERSEAS Hwy |  | Polytube | Yes |  | 2023-04-10 |  | Polytube | 2020 | Yes |  | 2023-04-10 |  | Non-lead
206524 | 111-134 21 FIRST AVE |  | Unknown, Non-Lead | Yes |  | 2024-02-20 |  | Cast Iron | 2019 | Yes |  | 2024-02-20 |  | Non-lead
206525 | 211-234 21 FIRST Ave |  | Unknown, Non-Lead | Yes |  | 2019-10-24 |  | Unknown, Non-Lead | 2019 | Yes |  | 2019-10-24 |  | Non-lead
206526 | HYDRANT KW-064 KENNEDY & SR.CITIZEN BLDG DR |  | None | Yes |  | 2023-05-04 |  | None | 2016 | Yes |  | 2023-05-04 |  | Non-lead
206527 | 101 52ND St |  | Unknown, Non-Lead | No |  |  |  | Unknown, Non-Lead | 2017 | No |  |  |  | Non-lead
206528 | 84001 OVERSEAS Hwy |  | Unknown | Yes |  | 2023-10-31 |  | Unknown | 1973 | Yes |  | 2023-10-31 |  | Lead Status Unknown
206529 | 141 BEACH RD |  | Unknown, Non-Lead | Yes |  | 2021-04-22 |  | Unknown, Non-Lead | 2018 | Yes |  | 2021-04-22 |  | Non-lead
206530 | FIRE 141 BEACH RD |  | Unknown, Non-Lead | Yes |  | 2022-03-04 |  | Galvanized | 1992 | Yes |  | 2022-03-04 |  | Galvanized Requiring Replacement
206531 | 58 SE MARLIN AVE |  | Polytube | Yes |  | 2023-05-04 |  | PVC | 1971 | Yes |  | 2023-05-04 |  | Non-lead
206532 | FIRE 6001 OVERSEAS HWY |  | Unknown, Non-Lead | Yes |  | 2017-05-11 |  | Unknown, Non-Lead | 2017 | Yes |  | 2017-05-11 |  | Non-lead
206533 | UNIT 103 3229 FLAGLER AVE |  | Unknown, Non-Lead | Yes |  | 2020-10-07 |  | Unknown, Non-Lead | 1997 | Yes |  | 2020-10-07 |  | Non-lead
206535 | 27372 W INDIES DR |  | Unknown, Non-Lead | Yes |  | 2018-05-31 |  | PVC | 2020 | Yes |  | 2018-05-31 |  | Non-lead
206536 | 27225 MARIPOSA RD |  | Unknown, Non-Lead | Yes |  | 2018-10-24 |  | Unknown, Non-Lead | 2018 | Yes |  | 2018-10-24 |  | Non-lead
206537 | 27235 MARIPOSA RD |  | Unknown, Non-Lead | No |  |  |  | Unknown, Non-Lead | 2017 | No |  |  |  | Non-lead
206540 | 524 AVENIDA PRIMICERIA |  | Unknown, Non-Lead | Yes |  | 2021-10-27 |  | PVC | 2016 | Yes |  | 2021-10-27 |  | Non-lead
206541 | UNIT B 423 DUVAL ST |  | Polytube | Yes |  | 2022-12-02 |  | Polytube | 1953 | Yes |  | 2022-12-02 |  | Non-lead
206542 | UNIT C 423 DUVAL ST |  | Polytube | Yes |  | 2022-12-02 |  | Polytube | 1953 | Yes |  | 2022-12-02 |  | Non-lead
206548 | NORTH TRUMAN WATERFRONT IRRIGATION E QUAY RD |  | Polytube | Yes |  | 2022-06-08 |  | PVC | 1987 | Yes |  | 2022-06-08 |  | Non-lead
206549 | SOUTH TRUMAN WATERFRONT IRRIGATION E QUAY RD |  | Polytube | Yes |  | 2023-09-25 |  | PVC | 1942 | Yes |  | 2023-09-25 |  | Non-lead
206550 | TRUMAN WATERFRONT WTR FEATURE RECYCLE TANK |  | Polytube | Yes |  | 2023-09-12 |  | PVC | 1987 | Yes |  | 2023-09-12 |  | Non-lead
206551 | TRUMAN WATERFRONT RESTROOM E QUAY RD |  | Polytube | Yes |  | 2022-10-25 |  | Polytube | 1987 | Yes |  | 2022-10-25 |  | Non-lead
206552 | HYDRANT MK-052 101ST ST & OVERSEAS HWY |  | Unknown, Non-Lead | No |  |  |  | No Piping | 1964 | No |  |  |  | Non-lead
206553 | 237 SILVER LAKE DR |  | Unknown, Non-Lead | Yes |  | 2023-12-01 |  | Unknown, Non-Lead | 2021 | Yes |  | 2023-12-01 |  | Non-lead
206556 | 5 NORTH END RD |  | Unknown, Non-Lead | Yes |  | 2019-04-12 |  | Copper | 2007 | Yes |  | 2019-04-12 |  | Non-lead
206557 | UNIT 10 21611 4A OLD STATE RD |  | PVC | Yes |  | 2022-12-29 |  | PVC | 1933 | Yes |  | 2022-12-29 |  | Non-lead
206558 | 43 BAHAMA AVE |  | Unknown, Non-Lead | Yes |  | 2018-03-05 |  | PVC | 2017 | Yes |  | 2018-03-05 |  | Non-lead
206560 | 112 OCEAN SHORES DR |  | Unknown, Non-Lead | No |  |  |  | Unknown, Non-Lead | 2018 | No |  |  |  | Non-lead
206561 | 11 CINNAMON BARK LANE |  | Unknown, Non-Lead | No |  |  |  | Unknown, Non-Lead | 2017 | No |  |  |  | Non-lead
206567 | 114 PORTO VISTA CT |  | Unknown, Non-Lead | No |  |  |  | Unknown, Non-Lead | 2006 | No |  |  |  | Non-lead
206569 | 140 ELLIS DR |  | Unknown, Non-Lead | Yes |  | 2024-08-16 |  | PVC | 2018 | Yes |  | 2024-08-16 |  | Non-lead
206571 | . US NAVAL HOSPITAL |  | Unknown | Yes |  | 2022-07-01 |  | Unknown | 1943 | Yes |  | 2022-07-01 |  | Lead Status Unknown
206573 | 399 CALLE LIMON |  | Polytube | Yes |  | 2023-06-29 |  | PVC | 2017 | Yes |  | 2023-06-29 |  | Non-lead
206576 | 759 MUSA DR |  | Polytube | Yes |  | 2023-02-09 |  | PVC | 1970 | Yes |  | 2023-02-09 |  | Non-lead
206577 | 22947 DRAKE LN |  | Unknown, Non-Lead | No |  |  |  | Unknown, Non-Lead | 2016 | No |  |  |  | Non-lead
206581 | 64 WATERWAYS DR |  | Unknown, Non-Lead | No |  |  |  | Unknown, Non-Lead | 2020 | No |  |  |  | Non-lead
206582 | LT 3 BK 9 105 VALENCIA DR |  | Unknown, Non-Lead | Yes |  | 2018-01-16 |  | Unknown, Non-Lead | 2018 | Yes |  | 2018-01-16 |  | Non-lead
206585 | 18 SEAGATE BLVD |  | Unknown, Non-Lead | No |  |  |  | Unknown, Non-Lead | 2017 | No |  |  |  | Non-lead
206586 | 1159 CAMINO DEL VIENTOS |  | Unknown, Non-Lead | No |  |  |  | Unknown, Non-Lead | 2016 | No |  |  |  | Non-lead
206589 | 83265 OLD HWY |  | Unknown, Non-Lead | Yes |  | 2022-08-17 |  | PVC | 2017 | Yes |  | 2022-08-17 |  | Non-lead
206591 | 27034 MARIPOSA RD |  | Unknown, Non-Lead | No |  |  |  | Unknown, Non-Lead | 2017 | No |  |  |  | Non-lead
206593 | 305 JOLLY ROGER DR |  | Unknown, Non-Lead | Yes |  | 2020-03-23 |  | Unknown, Non-Lead | 2018 | Yes |  | 2020-03-23 |  | Non-lead
206594 | UNIT 1 262 SOMBRERO BEACH RD |  | Unknown, Non-Lead | No |  |  |  | Unknown, Non-Lead | 2016 | No |  |  |  | Non-lead
206596 | 122 GALLEON RD |  | Unknown, Non-Lead | Yes |  | 2020-03-17 |  | PVC | 2016 | Yes |  | 2020-03-17 |  | Non-lead
206599 | UNIT 01 5030 5TH AVE |  | Unknown, Non-Lead | Yes |  | 2023-10-06 |  | Unknown, Non-Lead | 2016 | Yes |  | 2023-10-06 |  | Non-lead
206600 | UNIT 02 5030 5TH AVE |  | Unknown, Non-Lead | Yes |  | 2024-09-25 |  | Unknown, Non-Lead | 2016 | Yes |  | 2024-09-25 |  | Non-lead
206601 | UNIT 03 5030 5TH AVE |  | Unknown, Non-Lead | No |  |  |  | Unknown, Non-Lead | 2016 | No |  |  |  | Non-lead
206602 | UNIT 04 5030 5TH AVE |  | Unknown, Non-Lead | No |  |  |  | Unknown, Non-Lead | 2016 | No |  |  |  | Non-lead
206603 | 302 COCO PLUM ST |  | Polytube | Yes |  | 2022-10-22 |  | PVC | 2016 | Yes |  | 2022-10-22 |  | Non-lead
206604 | UNIT 05 5030 5TH AVE |  | Unknown, Non-Lead | No |  |  |  | Unknown, Non-Lead | 2016 | No |  |  |  | Non-lead
206605 | UNIT 06 5030 5TH AVE |  | Unknown, Non-Lead | Yes |  | 2021-03-02 |  | Unknown, Non-Lead | 2016 | Yes |  | 2021-03-02 |  | Non-lead
206606 | UNIT 07 5030 5TH AVE |  | Unknown, Non-Lead | Yes |  | 2018-12-12 |  | Unknown, Non-Lead | 2016 | Yes |  | 2018-12-12 |  | Non-lead
206607 | UNIT 08 5030 5TH AVE |  | Unknown, Non-Lead | No |  |  |  | Unknown, Non-Lead | 2016 | No |  |  |  | Non-lead
206608 | UNIT 62 5030 5TH AVE |  | Unknown, Non-Lead | Yes |  | 2019-01-22 |  | PVC | 2016 | Yes |  | 2019-01-22 |  | Non-lead
206609 | UNIT 63 5030 5TH AVE |  | Unknown, Non-Lead | No |  |  |  | Unknown, Non-Lead | 2016 | No |  |  |  | Non-lead
206610 | 124 LA PALOMA RD |  | Unknown, Non-Lead | Yes |  | 2021-09-22 |  | Unknown, Non-Lead | 2017 | Yes |  | 2021-09-22 |  | Non-lead
206612 | 1124 LABAT LN |  | Unknown, Non-Lead | No |  |  |  | Unknown, Non-Lead | 2017 | No |  |  |  | Non-lead
206614 | 27143 MARIPOSA RD |  | Unknown, Non-Lead | No |  |  |  | Unknown, Non-Lead | 2016 | No |  |  |  | Non-lead
206615 | 333 SOUND DR |  | Unknown, Non-Lead | No |  |  |  | Unknown, Non-Lead | 2018 | No |  |  |  | Non-lead
206619 | 29757 NEWFOUND BLVD |  | Unknown, Non-Lead | Yes |  | 2024-08-02 |  | Unknown, Non-Lead | 2019 | Yes |  | 2024-08-02 |  | Non-lead
206620 | 27347 TOBAGO LN |  | Unknown, Non-Lead | No |  |  |  | Unknown, Non-Lead | 2017 | No |  |  |  | Non-lead
206621 | 201 PLANTATION AVE |  | Unknown, Non-Lead | Yes |  | 2019-09-18 |  | PVC | 2018 | Yes |  | 2019-09-18 |  | Non-lead
206622 | 43 N BOUNTY LN |  | Polytube | Yes |  | 2023-01-30 |  | PVC | 2016 | Yes |  | 2023-01-30 |  | Non-lead
206623 | FT ZACH TAYLOR (UNDER FOOT BRG) STATE PARK |  | Unknown, Non-Lead | Yes |  | 2023-08-14 |  | Unknown, Non-Lead | 2016 | Yes |  | 2023-08-14 |  | Non-lead
206624 | 221 ATLANTIC ST |  | Unknown, Non-Lead | Yes |  | 2019-03-29 |  | PVC | 2016 | Yes |  | 2019-03-29 |  | Non-lead
206625 | 223 LIGNUMVITAE DR |  | Unknown, Non-Lead | Yes |  | 2018-06-05 |  | Unknown, Non-Lead | 2017 | Yes |  | 2018-06-05 |  | Non-lead
206626 | 158 OCEAN SHORES DR |  | Unknown, Non-Lead | Yes |  | 2019-11-22 |  | Unknown, Non-Lead | 2018 | Yes |  | 2019-11-22 |  | Non-lead
206627 | 217 ATLANTIC ST |  | Unknown, Non-Lead | Yes |  | 2020-11-06 |  | Unknown, Non-Lead | 2016 | Yes |  | 2020-11-06 |  | Non-lead
206629 | 17181 STARFISH LN W |  | Unknown, Non-Lead | No |  |  |  | Unknown, Non-Lead | 2016 | No |  |  |  | Non-lead
206630 | CITY HALL IRRIG 9805 OVERSEAS Hwy |  | Polytube | Yes |  | 2023-02-17 |  | Unknown, Non-Lead | 2013 | Yes |  | 2023-02-17 |  | Non-lead
206634 | 639 CABRERA STREET |  | Unknown, Non-Lead | No |  |  |  | Unknown, Non-Lead | 2017 | No |  |  |  | Non-lead
206636 | 26331 OLD STATE RD |  | Unknown, Non-Lead | No |  |  |  | Unknown, Non-Lead | 2005 | No |  |  |  | Non-lead
206637 | 26341 OLD STATE RD |  | Polytube | Yes |  | 2022-10-27 |  | PVC | 1974 | Yes |  | 2022-10-27 |  | Non-lead
206643 | 73920 OVERSEAS HWY |  | Unknown, Non-Lead | Yes |  | 2017-04-25 |  | Unknown, Non-Lead | 2016 | Yes |  | 2017-04-25 |  | Non-lead
206644 | 73900 OVERSEAS HWY |  | Unknown, Non-Lead | Yes |  | 2017-04-25 |  | Unknown, Non-Lead | 2016 | Yes |  | 2017-04-25 |  | Non-lead
206645 | 73922 OVERSEAS HWY |  | Unknown, Non-Lead | Yes |  | 2017-04-25 |  | Unknown, Non-Lead | 2016 | Yes |  | 2017-04-25 |  | Non-lead
206646 | 73880 OVERSEAS HWY |  | Polytube | Yes |  | 2023-04-19 |  | PVC | 2016 | Yes |  | 2023-04-19 |  | Non-lead
206647 | APT 105 311 73RD ST OCEAN |  | Polytube | Yes |  | 2019-11-12 |  | PVC | 2016 | Yes |  | 2019-11-12 |  | Non-lead
206648 | APT 106 311 73RD ST OCEAN |  | Polytube | Yes |  | 2022-06-23 |  | PVC | 2016 | Yes |  | 2022-06-23 |  | Non-lead
206649 | APT 107 311 73RD ST OCEAN |  | Unknown, Non-Lead | No |  |  |  | Unknown, Non-Lead | 2016 | No |  |  |  | Non-lead
206650 | APT 108 311 73RD ST OCEAN |  | Unknown, Non-Lead | Yes |  | 2021-11-22 |  | PVC | 2016 | Yes |  | 2021-11-22 |  | Non-lead
206651 | APT 109 311 73RD ST OCEAN |  | Unknown, Non-Lead | No |  |  |  | Unknown, Non-Lead | 2016 | No |  |  |  | Non-lead
206652 | APT 110 311 73RD ST OCEAN |  | Unknown, Non-Lead | Yes |  | 2022-05-06 |  | Unknown, Non-Lead | 2016 | Yes |  | 2022-05-06 |  | Non-lead
206653 | APT 201 311 73RD ST OCEAN |  | Unknown, Non-Lead | Yes |  | 2024-06-14 |  | Unknown, Non-Lead | 2016 | Yes |  | 2024-06-14 |  | Non-lead
206654 | APT 202 311 73RD ST OCEAN |  | Polytube | Yes |  | 2023-03-03 |  | PVC | 2016 | Yes |  | 2023-03-03 |  | Non-lead
206655 | APT 203 311 73RD ST OCEAN |  | Unknown, Non-Lead | No |  |  |  | Unknown, Non-Lead | 2016 | No |  |  |  | Non-lead
206656 | APT 204 311 73RD ST OCEAN |  | Unknown, Non-Lead | No |  |  |  | Unknown, Non-Lead | 2016 | No |  |  |  | Non-lead
206657 | APT 205 311 73RD ST OCEAN |  | Polytube | Yes |  | 2022-08-15 |  | PVC | 2016 | Yes |  | 2022-08-15 |  | Non-lead
206658 | APT 206 311 73RD ST OCEAN |  | Unknown, Non-Lead | No |  |  |  | Unknown, Non-Lead | 2016 | No |  |  |  | Non-lead
206659 | APT 207 311 73RD ST OCEAN |  | Unknown, Non-Lead | No |  |  |  | Unknown, Non-Lead | 2016 | No |  |  |  | Non-lead
206660 | APT 208 311 73RD ST OCEAN |  | Unknown, Non-Lead | Yes |  | 2016-11-08 |  | Unknown, Non-Lead | 2016 | Yes |  | 2016-11-08 |  | Non-lead
206661 | APT 209 311 73RD ST OCEAN |  | Polytube | Yes |  | 2024-07-10 |  | PVC | 2016 | Yes |  | 2024-07-10 |  | Non-lead
206662 | APT 210 311 73RD ST OCEAN |  | Unknown, Non-Lead | Yes |  | 2020-02-07 |  | PVC | 2016 | Yes |  | 2020-02-07 |  | Non-lead
206663 | APT 301 311 73RD ST OCEAN |  | Unknown, Non-Lead | No |  |  |  | Unknown, Non-Lead | 2016 | No |  |  |  | Non-lead
206664 | APT 302 311 73RD ST OCEAN |  | Unknown, Non-Lead | No |  |  |  | Unknown, Non-Lead | 2016 | No |  |  |  | Non-lead
206665 | APT 303 311 73RD ST OCEAN |  | Unknown, Non-Lead | No |  |  |  | Unknown, Non-Lead | 2016 | No |  |  |  | Non-lead
206666 | APT 304 311 73RD ST OCEAN |  | Unknown, Non-Lead | No |  |  |  | Unknown, Non-Lead | 2016 | No |  |  |  | Non-lead
206667 | APT 305 311 73RD ST OCEAN |  | Unknown, Non-Lead | No |  |  |  | Unknown, Non-Lead | 2016 | No |  |  |  | Non-lead
206668 | APT 306 311 73RD ST OCEAN |  | Unknown, Non-Lead | No |  |  |  | Unknown, Non-Lead | 2016 | No |  |  |  | Non-lead
206669 | FIRE BLDG 2 311 73RD St OCEAN |  | Unknown, Non-Lead | No |  |  |  | Unknown, Non-Lead | 2016 | No |  |  |  | Non-lead
206670 | POOL 21611 4A OLD STATE RD |  | PVC | Yes |  | 2022-12-29 |  | PVC | 1933 | Yes |  | 2022-12-29 |  | Non-lead
206671 | 1266 A MATTHEW PERRY RD |  | Polytube | No |  |  |  | Polytube | 2016 | No |  |  |  | Non-lead
206672 | 1266 B MATTHEW PERRY RD |  | Polytube | No |  |  |  | Polytube | 2016 | No |  |  |  | Non-lead
206676 | APT 2 5625 MACDONALD AVE |  | Polytube | Yes |  | 2023-03-08 |  | PVC | 1953 | Yes |  | 2023-03-08 |  | Non-lead
206678 | 125 LAPALOMA RD |  | Unknown, Non-Lead | Yes |  | 2021-09-22 |  | PVC | 2001 | Yes |  | 2021-09-22 |  | Non-lead
206680 | 662 DIANE AVE |  | Unknown, Non-Lead | Yes |  | 2017-08-08 |  | Unknown, Non-Lead | 2017 | Yes |  | 2017-08-08 |  | Non-lead
206681 | 1260 A MATTHEW PERRY RD |  | Polytube | No |  |  |  | Polytube | 2016 | No |  |  |  | Non-lead
206682 | 1264 A MATTHEW PERRY RD |  | Polytube | No |  |  |  | Polytube | 2016 | No |  |  |  | Non-lead
206684 | UP 319 DUVAL ST |  | Polytube | Yes |  | 2022-10-28 |  | PVC | 1948 | Yes |  | 2022-10-28 |  | Non-lead
206685 | 1260 B MATTHEW PERRY RD |  | Polytube | No |  |  |  | Polytube | 2016 | No |  |  |  | Non-lead
206686 | 1264 B MATTHEW PERRY RD |  | Polytube | No |  |  |  | Polytube | 2016 | No |  |  |  | Non-lead
206689 | SOF-BOAT DOCKS TRUMBO RD FLEMING |  | Unknown, Non-Lead | Yes |  | 2023-08-15 |  | Polytube | 2016 | Yes |  | 2023-08-15 |  | Non-lead
206691 | 650 CABRERA ST |  | Polytube | Yes |  | 2024-10-04 |  | PVC | 2018 | Yes |  | 2024-10-04 |  | Non-lead
206696 | 87666 OVERSEAS HWY |  | Unknown, Non-Lead | Yes |  | 2019-11-15 |  | Unknown, Non-Lead | 2017 | Yes |  | 2019-11-15 |  | Non-lead
206697 | 115 S ROLLING HILL RD |  | Unknown, Non-Lead | Yes |  | 2021-06-17 |  | PVC | 2017 | Yes |  | 2021-06-17 |  | Non-lead
206698 | 14 EDWARD PL |  | Polytube | Yes |  | 2023-02-08 |  | PVC | 1968 | Yes |  | 2023-02-08 |  | Non-lead
206699 | 46 NORTH MARLIN AVE |  | Polytube | Yes |  | 2023-05-04 |  | PVC | 1958 | Yes |  | 2023-05-04 |  | Non-lead
206704 | 75 BAHAMA AVE |  | Unknown, Non-Lead | Yes |  | 2020-01-21 |  | Unknown, Non-Lead | 2019 | Yes |  | 2020-01-21 |  | Non-lead
206706 | 1258 A MATTHEW PERRY RD |  | Polytube | No |  |  |  | Polytube | 2016 | No |  |  |  | Non-lead
206707 | 1258 B MATTHEW PERRY RD |  | Polytube | No |  |  |  | Polytube | 2016 | No |  |  |  | Non-lead
206709 | 29540 FORRESTAL AVE |  | Polytube | Yes |  | 2023-04-20 |  | PVC | 2016 | Yes |  | 2023-04-20 |  | Non-lead
206710 | 29909 NEWFOUND BLVD |  | Polytube | Yes |  | 2024-07-09 |  | PVC | 2016 | Yes |  | 2024-07-09 |  | Non-lead
206712 | 450 LESROHDE DR |  | Polytube | Yes |  | 2024-12-27 |  | PVC | 2020 | Yes |  | 2024-12-27 |  | Non-lead
206713 | 142 INDIAN AVE |  | Unknown, Non-Lead | Yes |  | 2019-10-18 |  | Unknown, Non-Lead | 2017 | Yes |  | 2019-10-18 |  | Non-lead
206714 | 141 SAN MARCO DR |  | Unknown, Non-Lead | Yes |  | 2019-02-08 |  | Unknown, Non-Lead | 2018 | Yes |  | 2019-02-08 |  | Non-lead
206716 | 198 AIRPORT DR |  | Polytube | Yes |  | 2023-04-24 |  | PVC | 2016 | Yes |  | 2023-04-24 |  | Non-lead
206718 | 260 13TH ST |  | Unknown, Non-Lead | Yes |  | 2024-06-05 |  | Unknown, Non-Lead | 2017 | Yes |  | 2024-06-05 |  | Non-lead
206722 | 823 GALE PL |  | Unknown, Non-Lead | Yes |  | 2024-09-11 |  | PVC | 2017 | Yes |  | 2024-09-11 |  | Non-lead
206723 | APT B 3978 NO NAME RD S |  | Polytube | Yes |  | 2022-07-08 |  | PVC | 1972 | Yes |  | 2022-07-08 |  | Non-lead
206725 | 220 KEY HONEY LN |  | Unknown, Non-Lead | No |  |  |  | Unknown, Non-Lead | 2018 | No |  |  |  | Non-lead
206729 | 145 VENETIAN DR |  | Polytube | Yes |  | 2022-08-23 |  | Copper | 2017 | Yes |  | 2022-08-23 |  | Non-lead
206731 | 10 BOWEN DR |  | Unknown, Non-Lead | Yes |  | 2023-03-14 |  | Unknown, Non-Lead | 2019 | Yes |  | 2023-03-14 |  | Non-lead
206735 | 29524 FLYING CLOUD AVE |  | Unknown, Non-Lead | No |  |  |  | Unknown, Non-Lead | 2017 | No |  |  |  | Non-lead
206736 | 173 SUNRISE DR |  | Unknown, Non-Lead | Yes |  | 2021-02-18 |  | Unknown, Non-Lead | 2018 | Yes |  | 2021-02-18 |  | Non-lead
206738 | 203 PLANTATION AVE |  | Unknown, Non-Lead | No |  |  |  | Unknown, Non-Lead | 2018 | No |  |  |  | Non-lead
206739 | 77 TINGLER LANE |  | Unknown, Non-Lead | Yes |  | 2021-03-11 |  | PVC | 2018 | Yes |  | 2021-03-11 |  | Non-lead
206740 | 259 SOMBRERO BEACH RD |  | Unknown, Non-Lead | Yes |  | 2021-09-30 |  | PVC | 2017 | Yes |  | 2021-09-30 |  | Non-lead
206741 | 1 201 SOMBRERO BCH RD |  | Unknown, Non-Lead | Yes |  | 2021-10-07 |  | Unknown, Non-Lead | 2017 | Yes |  | 2021-10-07 |  | Non-lead
206742 | 2 201 SOMBRERO BCH RD |  | Unknown, Non-Lead | Yes |  | 2017-03-17 |  | Unknown, Non-Lead | 2017 | Yes |  | 2017-03-17 |  | Non-lead
206744 | 1 227 SOMBRERO BCH RD |  | Unknown, Non-Lead | Yes |  | 2024-04-17 |  | Unknown, Non-Lead | 2017 | Yes |  | 2024-04-17 |  | Non-lead
206745 | 2 227 SOMBRERO BCH RD |  | Unknown, Non-Lead | Yes |  | 2023-07-18 |  | PVC | 2017 | Yes |  | 2023-07-18 |  | Non-lead
206755 | 375 CRANE STREET |  | Polytube | Yes |  | 2023-05-04 |  | PVC | 1976 | Yes |  | 2023-05-04 |  | Non-lead
206758 | 654 50TH COURT GULF |  | Unknown, Non-Lead | Yes |  | 2016-11-08 |  | Unknown, Non-Lead | 2017 | Yes |  | 2016-11-08 |  | Non-lead
206759 | 50 ORANGE DR |  | Unknown, Non-Lead | No |  |  |  | Unknown, Non-Lead | 2017 | No |  |  |  | Non-lead
206761 | PUBLIC WORKS 10335 OVERSEAS Hwy |  | Unknown, Non-Lead | Yes |  | 2022-11-16 |  | Unknown, Non-Lead | 2016 | Yes |  | 2022-11-16 |  | Non-lead
206762 | 1655 H AVE |  | Unknown, Non-Lead | Yes |  | 2016-10-20 |  | Unknown, Non-Lead | 2021 | Yes |  | 2016-10-20 |  | Non-lead
206763 | 1154 CAMINO DEL VIENTOS |  | Unknown, Non-Lead | No |  |  |  | Unknown, Non-Lead | 2017 | No |  |  |  | Non-lead
206764 | 109 3RD B8 LN |  | Unknown, Non-Lead | Yes |  | 2020-08-25 |  | Unknown, Non-Lead | 2018 | Yes |  | 2020-08-25 |  | Non-lead
206766 | 783 PIRATES RD |  | Unknown, Non-Lead | Yes |  | 2024-04-16 |  | Unknown, Non-Lead | 2017 | Yes |  | 2024-04-16 |  | Non-lead
206767 | 30968 BAILEYS LN |  | Polytube | Yes |  | 2024-08-19 |  | PVC | 1963 | Yes |  | 2024-08-19 |  | Non-lead
206770 | 138 CANAL ST |  | Unknown, Non-Lead | Yes |  | 2016-10-14 |  | Unknown, Non-Lead | 2017 | Yes |  | 2016-10-14 |  | Non-lead
206771 | 1041 ADAMS DR |  | Unknown, Non-Lead | Yes |  | 2016-12-07 |  | Unknown, Non-Lead | 2017 | Yes |  | 2016-12-07 |  | Non-lead
206772 | 17267 CAYMEN DR |  | Unknown, Non-Lead | No |  |  |  | Unknown, Non-Lead | 2016 | No |  |  |  | Non-lead
206774 | 79 W PLAZA GRANADA |  | Unknown, Non-Lead | Yes |  | 2018-03-20 |  | PVC | 2018 | Yes |  | 2018-03-20 |  | Non-lead
206775 | 519 SOUND DR |  | Unknown, Non-Lead | Yes |  | 2020-01-06 |  | Polytube | 2018 | Yes |  | 2020-01-06 |  | Non-lead
206776 | HYDRANT UK4-097 AMARA CAY #1 |  | Unknown, Non-Lead | Yes |  | 2023-05-04 |  | Unknown, Non-Lead | 2016 | Yes |  | 2023-05-04 |  | Non-lead
206778 | 632 CABRERA ST |  | Unknown, Non-Lead | Yes |  | 2020-12-10 |  | PVC | 2016 | Yes |  | 2020-12-10 |  | Non-lead
206779 | 57 SILVER SPRINGS DR |  | Unknown, Non-Lead | Yes |  | 2018-07-13 |  | Unknown, Non-Lead | 2017 | Yes |  | 2018-07-13 |  | Non-lead
206786 | 30887 HAMMOCK DR |  | Polytube | Yes |  | 2024-07-16 |  | PVC | 1966 | Yes |  | 2024-07-16 |  | Non-lead
206788 | 290 13TH ST |  | Polytube | Yes |  | 2024-05-07 |  | PVC | 2017 | Yes |  | 2024-05-07 |  | Non-lead
206789 | 104140 OVERSEAS HWY |  | Unknown, Non-Lead | Yes |  | 2020-09-10 |  | PVC | 2018 | Yes |  | 2020-09-10 |  | Non-lead
206790 | HYDRANT KW-359 TRUMAN WATERFRONT PARK |  | Unknown, Non-Lead | Yes |  | 2022-06-02 |  | Unknown, Non-Lead | 2016 | Yes |  | 2022-06-02 |  | Non-lead
206791 | 29927 NEW FOUND BLVD |  | Unknown, Non-Lead | Yes |  | 2020-07-27 |  | Unknown, Non-Lead | 2017 | Yes |  | 2020-07-27 |  | Non-lead
206792 | 104160 OVERSEAS HWY |  | Unknown, Non-Lead | Yes |  | 2023-03-15 |  | Polytube | 2018 | Yes |  | 2023-03-15 |  | Non-lead
206794 | 960 SHAW DR |  | Unknown, Non-Lead | Yes |  | 2020-12-29 |  | PVC | 2018 | Yes |  | 2020-12-29 |  | Non-lead
206795 | 104 AVE L |  | Polytube | Yes |  | 2022-08-03 |  | PVC | 2019 | Yes |  | 2022-08-03 |  | Non-lead
206797 | 106 GEORGE ST |  | Polytube | Yes |  | 2024-02-07 |  | PVC | 2018 | Yes |  | 2024-02-07 |  | Non-lead
206798 | 148 COLUMBUS DR |  | Polytube | Yes |  | 2022-10-27 |  | PVC | 2016 | Yes |  | 2022-10-27 |  | Non-lead
206799 | 106 VENETIAN WAY |  | Unknown, Non-Lead | Yes |  | 2020-02-26 |  | Unknown, Non-Lead | 2017 | Yes |  | 2020-02-26 |  | Non-lead
206800 | 15 LAKEVIEW DR |  | Polytube | Yes |  | 2023-04-28 |  | PVC | 2017 | Yes |  | 2023-04-28 |  | Non-lead
206802 | 17 LAKEVIEW DR |  | Unknown, Non-Lead | Yes |  | 2017-03-27 |  | Unknown, Non-Lead | 2016 | Yes |  | 2017-03-27 |  | Non-lead
206803 | 19 LAKEVIEW DR |  | Unknown, Non-Lead | Yes |  | 2021-10-22 |  | Unknown, Non-Lead | 2016 | Yes |  | 2021-10-22 |  | Non-lead
206805 | 646 PALMA RD |  | Unknown, Non-Lead | Yes |  | 2020-07-31 |  | Unknown, Non-Lead | 2017 | Yes |  | 2020-07-31 |  | Non-lead
206808 | 19555 NAVAJO ST |  | Unknown, Non-Lead | Yes |  | 2018-03-21 |  | Unknown, Non-Lead | 2018 | Yes |  | 2018-03-21 |  | Non-lead
206811 | 1624 PANDOREA LN |  | Unknown, Non-Lead | No |  |  |  | Unknown, Non-Lead | 2017 | No |  |  |  | Non-lead
206813 | 330 LESROHDE DR |  | Unknown, Non-Lead | Yes |  | 2020-01-21 |  | PVC | 2018 | Yes |  | 2020-01-21 |  | Non-lead
206814 | 118 FIRST AVE |  | Unknown, Non-Lead | No |  |  |  | Unknown, Non-Lead | 2017 | No |  |  |  | Non-lead
206816 | LOT 55 LS #4 S 30882 PALM DR R/W |  | Polytube | Yes |  | 2022-11-15 |  | Polytube | 2016 | Yes |  | 2022-11-15 |  | Non-lead
206817 | LOT 22 & 23 LS #5 S45 SANDS RD R/W |  | Polytube | Yes |  | 2022-11-14 |  | Copper | 1970 | Yes |  | 2022-11-14 |  | Non-lead
206818 | LS #5 N 1630 R/W FERN AVE |  | Polytube | Yes |  | 2023-07-19 |  | Unknown, Non-Lead | 2016 | Yes |  | 2023-07-19 |  | Non-lead
206822 | LOT 10 LS #6 S 250 1ST ST R/W |  | Polytube | Yes |  | 2022-07-15 |  | Polytube | 1966 | Yes |  | 2022-07-15 |  | Non-lead
206825 | 601A PEARY CT |  | Unknown, Non-Lead | Yes |  | 2018-10-23 |  | PVC | 1996 | Yes |  | 2018-10-23 |  | Non-lead
206826 | 601B PEARY CT |  | Unknown, Non-Lead | Yes |  | 2021-05-12 |  | Unknown, Non-Lead | 1996 | Yes |  | 2021-05-12 |  | Non-lead
206827 | 601C PEARY CT |  | Unknown, Non-Lead | No |  |  |  | Unknown, Non-Lead | 1996 | No |  |  |  | Non-lead
206828 | 601D PEARY COURT |  | Unknown, Non-Lead | Yes |  | 2018-07-03 |  | Unknown, Non-Lead | 1996 | Yes |  | 2018-07-03 |  | Non-lead
206829 | 602A PEARY CT |  | Unknown, Non-Lead | Yes |  | 2021-04-16 |  | Unknown, Non-Lead | 1996 | Yes |  | 2021-04-16 |  | Non-lead
206830 | 602B PEARY CT |  | Unknown, Non-Lead | No |  |  |  | Unknown, Non-Lead | 1996 | No |  |  |  | Non-lead
206831 | 602C PEARY CT |  | Unknown, Non-Lead | No |  |  |  | Unknown, Non-Lead | 1996 | No |  |  |  | Non-lead
206832 | 603A PEARY CT |  | Unknown, Non-Lead | No |  |  |  | Unknown, Non-Lead | 1996 | No |  |  |  | Non-lead
206833 | 603B PEARY CT |  | Unknown, Non-Lead | Yes |  | 2019-04-30 |  | Unknown, Non-Lead | 1996 | Yes |  | 2019-04-30 |  | Non-lead
206834 | 603C PEARY CT |  | Unknown, Non-Lead | No |  |  |  | Unknown, Non-Lead | 1996 | No |  |  |  | Non-lead
206835 | 603D PEARY CT |  | Unknown, Non-Lead | Yes |  | 2020-07-14 |  | Unknown, Non-Lead | 1996 | Yes |  | 2020-07-14 |  | Non-lead
206836 | 604A PEARY CT |  | Unknown, Non-Lead | No |  |  |  | Unknown, Non-Lead | 1996 | No |  |  |  | Non-lead
206837 | 604B PEARY CT |  | Unknown, Non-Lead | No |  |  |  | Unknown, Non-Lead | 1996 | No |  |  |  | Non-lead
206838 | 604C PEARY CT |  | Unknown, Non-Lead | No |  |  |  | Unknown, Non-Lead | 1996 | No |  |  |  | Non-lead
206839 | 605A PEARY CT |  | Unknown, Non-Lead | Yes |  | 2018-07-13 |  | Unknown, Non-Lead | 1996 | Yes |  | 2018-07-13 |  | Non-lead
206840 | 605B PEARY CT |  | Unknown, Non-Lead | No |  |  |  | Unknown, Non-Lead | 1996 | No |  |  |  | Non-lead
206841 | 605C PEARY CT |  | Unknown, Non-Lead | Yes |  | 2017-08-15 |  | Unknown, Non-Lead | 1996 | Yes |  | 2017-08-15 |  | Non-lead
206842 | 606A PEARY CT |  | Unknown, Non-Lead | Yes |  | 2020-10-19 |  | PVC | 1996 | Yes |  | 2020-10-19 |  | Non-lead
206843 | 606B PEARY CT |  | PVC | No |  |  |  | PVC | 1996 | No |  |  |  | Non-lead
206844 | 606C PEARY CT |  | Unknown, Non-Lead | Yes |  | 2018-12-12 |  | PVC | 1996 | Yes |  | 2018-12-12 |  | Non-lead
206845 | 607A PEARY CT |  | Unknown, Non-Lead | Yes |  | 2019-09-10 |  | PVC | 1996 | Yes |  | 2019-09-10 |  | Non-lead
206846 | 607B PEARY CT |  | PVC | Yes |  | 2019-05-31 |  | PVC | 1996 | Yes |  | 2019-05-31 |  | Non-lead
206847 | 608A PEARY CT |  | Unknown, Non-Lead | No |  |  |  | Unknown, Non-Lead | 1996 | No |  |  |  | Non-lead
206848 | 608B PEARY CT |  | Unknown, Non-Lead | No |  |  |  | Unknown, Non-Lead | 1996 | No |  |  |  | Non-lead
206849 | 608C PEARY CT |  | Unknown, Non-Lead | Yes |  | 2019-12-10 |  | PVC | 1996 | Yes |  | 2019-12-10 |  | Non-lead
206850 | 609A PEARY CT |  | Unknown, Non-Lead | No |  |  |  | Unknown, Non-Lead | 1996 | No |  |  |  | Non-lead
206851 | 609B PEARY CT |  | Unknown, Non-Lead | Yes |  | 2023-11-15 |  | Unknown, Non-Lead | 1996 | Yes |  | 2023-11-15 |  | Non-lead
206852 | 609C PEARY CT |  | Unknown, Non-Lead | No |  |  |  | Unknown, Non-Lead | 1996 | No |  |  |  | Non-lead
206853 | 612A PEARY CT |  | Unknown, Non-Lead | No |  |  |  | Unknown, Non-Lead | 1996 | No |  |  |  | Non-lead
206854 | 612B PEARY CT |  | Unknown, Non-Lead | No |  |  |  | Unknown, Non-Lead | 1996 | No |  |  |  | Non-lead
206855 | 612C PEARY CT |  | Unknown, Non-Lead | No |  |  |  | Unknown, Non-Lead | 1996 | No |  |  |  | Non-lead
206856 | 613A PEARY CT |  | PVC | Yes |  | 2022-06-13 |  | PVC | 1996 | Yes |  | 2022-06-13 |  | Non-lead
206857 | 613B PEARY CT |  | Unknown, Non-Lead | Yes |  | 2020-12-21 |  | Unknown, Non-Lead | 1996 | Yes |  | 2020-12-21 |  | Non-lead
206858 | 613C PEARY CT |  | Unknown, Non-Lead | Yes |  | 2020-01-09 |  | PVC | 1996 | Yes |  | 2020-01-09 |  | Non-lead
206859 | 616A PEARY CT |  | Unknown, Non-Lead | Yes |  | 2018-10-29 |  | PVC | 1996 | Yes |  | 2018-10-29 |  | Non-lead
206860 | 616B PEARY CT |  | Unknown, Non-Lead | Yes |  | 2021-09-20 |  | Unknown, Non-Lead | 1996 | Yes |  | 2021-09-20 |  | Non-lead
206861 | 616C PEARY CT |  | Polytube | Yes |  | 2018-10-10 |  | PVC | 1996 | Yes |  | 2018-10-10 |  | Non-lead
206862 | 616D PEARY CT |  | Unknown, Non-Lead | No |  |  |  | PVC | 1996 | No |  |  |  | Non-lead
206863 | 615A PEARY CT |  | Unknown, Non-Lead | No |  |  |  | Unknown, Non-Lead | 1996 | No |  |  |  | Non-lead
206864 | 615B PEARY CT |  | Unknown, Non-Lead | Yes |  | 2021-10-18 |  | Unknown, Non-Lead | 1996 | Yes |  | 2021-10-18 |  | Non-lead
206865 | 615C PEARY CT |  | Unknown, Non-Lead | Yes |  | 2018-02-21 |  | PVC | 1996 | Yes |  | 2018-02-21 |  | Non-lead
206866 | 618A PEARY CT |  | Unknown, Non-Lead | Yes |  | 2018-12-18 |  | Unknown, Non-Lead | 1996 | Yes |  | 2018-12-18 |  | Non-lead
206867 | 618B PEARY CT |  | Unknown, Non-Lead | No |  |  |  | Unknown, Non-Lead | 1996 | No |  |  |  | Non-lead
206868 | 618D PEARY CT |  | Unknown, Non-Lead | Yes |  | 2019-10-16 |  | Unknown, Non-Lead | 1996 | Yes |  | 2019-10-16 |  | Non-lead
206869 | 618D PEARY CT |  | Unknown, Non-Lead | Yes |  | 2019-11-01 |  | Unknown, Non-Lead | 1996 | Yes |  | 2019-11-01 |  | Non-lead
206870 | 617A PEARY CT |  | Unknown, Non-Lead | Yes |  | 2024-01-11 |  | Unknown, Non-Lead | 1996 | Yes |  | 2024-01-11 |  | Non-lead
206871 | 617B PEARY CT |  | Unknown, Non-Lead | No |  |  |  | Unknown, Non-Lead | 1996 | No |  |  |  | Non-lead
206872 | 620A PEARY CT |  | Unknown, Non-Lead | No |  |  |  | Unknown, Non-Lead | 1996 | No |  |  |  | Non-lead
206873 | 620B PEARY CT |  | Unknown, Non-Lead | Yes |  | 2022-08-08 |  | PVC | 1996 | Yes |  | 2022-08-08 |  | Non-lead
206874 | 620C PEARY CT |  | Unknown, Non-Lead | No |  |  |  | Unknown, Non-Lead | 1996 | No |  |  |  | Non-lead
206875 | 117-A PEARY CT |  | Unknown, Non-Lead | No |  |  |  | Unknown, Non-Lead | 1996 | No |  |  |  | Non-lead
206876 | 619B PEARY CT |  | Unknown, Non-Lead | Yes |  | 2020-08-13 |  | PVC | 1996 | Yes |  | 2020-08-13 |  | Non-lead
206877 | 619C PEARY CT |  | Unknown, Non-Lead | Yes |  | 2020-04-07 |  | PVC | 1996 | Yes |  | 2020-04-07 |  | Non-lead
206878 | 610A PEARY CT |  | Unknown, Non-Lead | Yes |  | 2019-05-31 |  | Unknown, Non-Lead | 1996 | Yes |  | 2019-05-31 |  | Non-lead
206879 | 610B PEARY CT |  | Unknown, Non-Lead | Yes |  | 2024-04-05 |  | Unknown, Non-Lead | 1996 | Yes |  | 2024-04-05 |  | Non-lead
206880 | 610C PEARY CT |  | Unknown, Non-Lead | No |  |  |  | Unknown, Non-Lead | 1996 | No |  |  |  | Non-lead
206881 | 610D PEARY CT |  | Unknown, Non-Lead | No |  |  |  | Unknown, Non-Lead | 1996 | No |  |  |  | Non-lead
206882 | 621A PEARY CT |  | Polytube | Yes |  | 2019-10-02 |  | PVC | 1996 | Yes |  | 2019-10-02 |  | Non-lead
206883 | 621B PEARY CT |  | Unknown, Non-Lead | No |  |  |  | Unknown, Non-Lead | 1996 | No |  |  |  | Non-lead
206884 | 621C PEARY CT |  | Unknown, Non-Lead | No |  |  |  | Unknown, Non-Lead | 1996 | No |  |  |  | Non-lead
206885 | 622A PEARY CT |  | Unknown, Non-Lead | No |  |  |  | Unknown, Non-Lead | 1996 | No |  |  |  | Non-lead
206886 | 622B PEARY CT |  | Unknown, Non-Lead | No |  |  |  | Unknown, Non-Lead | 1996 | No |  |  |  | Non-lead
206887 | 622C PEARY CT |  | Unknown, Non-Lead | Yes |  | 2018-09-05 |  | Unknown, Non-Lead | 1996 | Yes |  | 2018-09-05 |  | Non-lead
206888 | 623A PEARY CT |  | Unknown, Non-Lead | Yes |  | 2024-04-17 |  | Unknown, Non-Lead | 1996 | Yes |  | 2024-04-17 |  | Non-lead
206889 | 623B PEARY CT |  | Unknown, Non-Lead | No |  |  |  | Unknown, Non-Lead | 1996 | No |  |  |  | Non-lead
206890 | 623C PEARY CT |  | Unknown, Non-Lead | Yes |  | 2020-03-11 |  | Unknown, Non-Lead | 1996 | Yes |  | 2020-03-11 |  | Non-lead
206891 | 122-A PEARY CT |  | Unknown, Non-Lead | No |  |  |  | Unknown, Non-Lead | 1996 | No |  |  |  | Non-lead
206892 | 624B PEARY CT |  | Polytube | Yes |  | 2022-10-06 |  | PVC | 1996 | Yes |  | 2022-10-06 |  | Non-lead
206893 | 625A PEARY CT |  | Unknown, Non-Lead | No |  |  |  | Unknown, Non-Lead | 1996 | No |  |  |  | Non-lead
206894 | 625B PEARY CT |  | Unknown, Non-Lead | No |  |  |  | Unknown, Non-Lead | 1996 | No |  |  |  | Non-lead
206895 | 625C PEARY CT |  | PVC | Yes |  | 2023-08-16 |  | PVC | 1996 | Yes |  | 2023-08-16 |  | Non-lead
206896 | 625D PEARY CT |  | Unknown, Non-Lead | No |  |  |  | Unknown, Non-Lead | 1996 | No |  |  |  | Non-lead
206897 | 626A PEARY CT |  | Unknown, Non-Lead | Yes |  | 2020-06-16 |  | PVC | 1996 | Yes |  | 2020-06-16 |  | Non-lead
206898 | 626B PEARY CT |  | Unknown, Non-Lead | Yes |  | 2019-10-31 |  | Unknown, Non-Lead | 1996 | Yes |  | 2019-10-31 |  | Non-lead
206899 | 626C PEARY CT |  | Unknown, Non-Lead | No |  |  |  | Unknown, Non-Lead | 1996 | No |  |  |  | Non-lead
206900 | 629A PEARY CT |  | Unknown, Non-Lead | No |  |  |  | Unknown, Non-Lead | 1996 | No |  |  |  | Non-lead
206901 | 629B PEARY CT |  | Unknown, Non-Lead | Yes |  | 2020-01-10 |  | Unknown, Non-Lead | 1996 | Yes |  | 2020-01-10 |  | Non-lead
206902 | 629C PEARY CT |  | Unknown, Non-Lead | No |  |  |  | Unknown, Non-Lead | 1996 | No |  |  |  | Non-lead
206903 | 629D PEARY CT |  | Unknown, Non-Lead | Yes |  | 2017-08-15 |  | Unknown, Non-Lead | 1996 | Yes |  | 2017-08-15 |  | Non-lead
206904 | 628A PEARY CT |  | Unknown, Non-Lead | Yes |  | 2020-07-29 |  | Unknown, Non-Lead | 1996 | Yes |  | 2020-07-29 |  | Non-lead
206905 | 628B PEARY CT |  | Unknown, Non-Lead | Yes |  | 2019-10-03 |  | Unknown, Non-Lead | 1996 | Yes |  | 2019-10-03 |  | Non-lead
206906 | 628C PEARY CT |  | Polytube | Yes |  | 2023-03-17 |  | PVC | 1996 | Yes |  | 2023-03-17 |  | Non-lead
206907 | 631A PEARY CT |  | Unknown, Non-Lead | No |  |  |  | Unknown, Non-Lead | 1996 | No |  |  |  | Non-lead
206908 | 631B PEARY CT |  | Unknown, Non-Lead | Yes |  | 2017-06-07 |  | Unknown, Non-Lead | 1996 | Yes |  | 2017-06-07 |  | Non-lead
206909 | 631C PEARY COURT |  | Unknown, Non-Lead | Yes |  | 2022-04-20 |  | PVC | 1996 | Yes |  | 2022-04-20 |  | Non-lead
206910 | 631D PEARY COURT |  | Unknown, Non-Lead | No |  |  |  | Unknown, Non-Lead | 1996 | No |  |  |  | Non-lead
206911 | 630A PEARY COURT |  | Unknown, Non-Lead | No |  |  |  | Unknown, Non-Lead | 1996 | No |  |  |  | Non-lead
206912 | 630B PEARY COURT |  | Unknown, Non-Lead | Yes |  | 2024-08-16 |  | PVC | 1996 | Yes |  | 2024-08-16 |  | Non-lead
206913 | 630C PEARY COURT |  | Unknown, Non-Lead | No |  |  |  | Unknown, Non-Lead | 1996 | No |  |  |  | Non-lead
206914 | 630D PEARY COURT |  | Unknown, Non-Lead | Yes |  | 2017-10-31 |  | Unknown, Non-Lead | 1996 | Yes |  | 2017-10-31 |  | Non-lead
206915 | 517A PEARY COURT |  | Unknown, Non-Lead | Yes |  | 2019-09-11 |  | PVC | 1996 | Yes |  | 2019-09-11 |  | Non-lead
206916 | 517B PEARY COURT |  | Unknown, Non-Lead | Yes |  | 2018-12-18 |  | Unknown, Non-Lead | 1996 | Yes |  | 2018-12-18 |  | Non-lead
206917 | 517C PEARY COURT |  | Unknown, Non-Lead | Yes |  | 2020-03-10 |  | Unknown, Non-Lead | 1996 | Yes |  | 2020-03-10 |  | Non-lead
206918 | 515A PEARY COURT |  | Unknown, Non-Lead | No |  |  |  | Unknown, Non-Lead | 1996 | No |  |  |  | Non-lead
206919 | 515B PEARY COURT |  | Unknown, Non-Lead | Yes |  | 2019-09-09 |  | PVC | 1996 | Yes |  | 2019-09-09 |  | Non-lead
206920 | 515C PEARY COURT |  | Unknown, Non-Lead | Yes |  | 2018-08-10 |  | Unknown, Non-Lead | 1996 | Yes |  | 2018-08-10 |  | Non-lead
206921 | 513A PEARY COURT |  | Unknown, Non-Lead | No |  |  |  | Unknown, Non-Lead | 1996 | No |  |  |  | Non-lead
206922 | 513B PEARY COURT |  | Unknown, Non-Lead | No |  |  |  | Unknown, Non-Lead | 1996 | No |  |  |  | Non-lead
206923 | 513C PEARY COURT |  | Polytube | No |  |  |  | PVC | 1996 | No |  |  |  | Non-lead
206924 | 512A PEARY COURT |  | Unknown, Non-Lead | Yes |  | 2020-05-27 |  | PVC | 1996 | Yes |  | 2020-05-27 |  | Non-lead
206925 | 512B PEARY COURT |  | Polytube | No |  |  |  | PVC | 1996 | No |  |  |  | Non-lead
206926 | 512C PEARY COURT |  | Unknown, Non-Lead | Yes |  | 2020-01-21 |  | Unknown, Non-Lead | 1996 | Yes |  | 2020-01-21 |  | Non-lead
206927 | 507A PEARY COURT |  | Unknown, Non-Lead | No |  |  |  | Unknown, Non-Lead | 1996 | No |  |  |  | Non-lead
206928 | 507B PEARY COURT |  | Unknown, Non-Lead | Yes |  | 2024-07-02 |  | PVC | 1996 | Yes |  | 2024-07-02 |  | Non-lead
206929 | 507C PEARY COURT |  | Unknown, Non-Lead | Yes |  | 2022-10-25 |  | Unknown, Non-Lead | 1996 | Yes |  | 2022-10-25 |  | Non-lead
206930 | 507D PEARY COURT |  | PVC | Yes |  | 2024-09-06 |  | PVC | 1996 | Yes |  | 2024-09-06 |  | Non-lead
206931 | 506A PEARY COURT |  | Unknown, Non-Lead | No |  |  |  | Unknown, Non-Lead | 1996 | No |  |  |  | Non-lead
206932 | 506B PEARY COURT |  | Unknown, Non-Lead | Yes |  | 2023-12-13 |  | Unknown, Non-Lead | 1996 | Yes |  | 2023-12-13 |  | Non-lead
206933 | 506C PEARY COURT |  | Unknown, Non-Lead | Yes |  | 2018-05-31 |  | PVC | 1996 | Yes |  | 2018-05-31 |  | Non-lead
206934 | 506D PEARY COURT |  | Polytube | Yes |  | 2022-11-04 |  | PVC | 1996 | Yes |  | 2022-11-04 |  | Non-lead
206935 | 509A PEARY CT |  | Unknown, Non-Lead | No |  |  |  | Unknown, Non-Lead | 1996 | No |  |  |  | Non-lead
206936 | 509B PEARY COURT |  | Unknown, Non-Lead | Yes |  | 2021-04-15 |  | Unknown, Non-Lead | 1996 | Yes |  | 2021-04-15 |  | Non-lead
206937 | 509C PEARY COURT |  | PVC | Yes |  | 2024-05-24 |  | PVC | 1996 | Yes |  | 2024-05-24 |  | Non-lead
206938 | 509D PEARY COURT |  | Unknown, Non-Lead | Yes |  | 2020-09-30 |  | Unknown, Non-Lead | 1996 | Yes |  | 2020-09-30 |  | Non-lead
206939 | 508A PEARY COURT |  | Unknown, Non-Lead | Yes |  | 2019-11-01 |  | Unknown, Non-Lead | 1996 | Yes |  | 2019-11-01 |  | Non-lead
206940 | 508B PEARY COURT |  | Polytube | Yes |  | 2023-06-14 |  | PVC | 1996 | Yes |  | 2023-06-14 |  | Non-lead
206941 | 508C PEARY COURT |  | Unknown, Non-Lead | Yes |  | 2022-01-20 |  | Unknown, Non-Lead | 1996 | Yes |  | 2022-01-20 |  | Non-lead
206942 | 511A PEARY COURT |  | Unknown, Non-Lead | Yes |  | 2017-07-11 |  | PVC | 1996 | Yes |  | 2017-07-11 |  | Non-lead
206943 | 511B PEARY COURT |  | Unknown, Non-Lead | Yes |  | 2022-04-20 |  | PVC | 1996 | Yes |  | 2022-04-20 |  | Non-lead
206944 | 511C PEARY COURT |  | Unknown, Non-Lead | Yes |  | 2018-12-12 |  | Unknown, Non-Lead | 1996 | Yes |  | 2018-12-12 |  | Non-lead
206945 | 511D PEARY COURT |  | Unknown, Non-Lead | No |  |  |  | Unknown, Non-Lead | 1996 | No |  |  |  | Non-lead
206946 | 510A PEARY COURT |  | Unknown, Non-Lead | Yes |  | 2019-03-20 |  | Unknown, Non-Lead | 1996 | Yes |  | 2019-03-20 |  | Non-lead
206947 | 510B PEARY COURT |  | Unknown, Non-Lead | No |  |  |  | Unknown, Non-Lead | 1996 | No |  |  |  | Non-lead
206948 | 510C PEARY COURT |  | Unknown, Non-Lead | Yes |  | 2020-06-11 |  | Unknown, Non-Lead | 1996 | Yes |  | 2020-06-11 |  | Non-lead
206949 | 505A PEARY COURT |  | Unknown, Non-Lead | Yes |  | 2022-02-08 |  | Unknown, Non-Lead | 1996 | Yes |  | 2022-02-08 |  | Non-lead
206950 | 505B PEARY CT |  | Unknown, Non-Lead | No |  |  |  | Unknown, Non-Lead | 1996 | No |  |  |  | Non-lead
206951 | 505C PEARY CT |  | Unknown, Non-Lead | No |  |  |  | Unknown, Non-Lead | 1996 | No |  |  |  | Non-lead
206952 | 504A PEARY CT |  | Unknown, Non-Lead | Yes |  | 2018-08-28 |  | PVC | 1996 | Yes |  | 2018-08-28 |  | Non-lead
206953 | 504B PEARY CT |  | Unknown, Non-Lead | Yes |  | 2021-11-10 |  | Unknown, Non-Lead | 1996 | Yes |  | 2021-11-10 |  | Non-lead
206954 | 504C PEARY CT |  | Unknown, Non-Lead | No |  |  |  | Unknown, Non-Lead | 1996 | No |  |  |  | Non-lead
206955 | 503A PEARY CT |  | Unknown, Non-Lead | No |  |  |  | Unknown, Non-Lead | 1996 | No |  |  |  | Non-lead
206956 | 503B PEARY CT |  | Unknown, Non-Lead | Yes |  | 2019-01-11 |  | Unknown, Non-Lead | 1996 | Yes |  | 2019-01-11 |  | Non-lead
206957 | 503C PEARY CT |  | Unknown, Non-Lead | No |  |  |  | Unknown, Non-Lead | 1996 | No |  |  |  | Non-lead
206958 | 502A PEARY CT |  | Unknown, Non-Lead | No |  |  |  | Unknown, Non-Lead | 1996 | No |  |  |  | Non-lead
206959 | 502B PEARY CT |  | Unknown, Non-Lead | Yes |  | 2022-02-10 |  | Unknown, Non-Lead | 1996 | Yes |  | 2022-02-10 |  | Non-lead
206960 | 502C PEARY CT |  | Unknown, Non-Lead | No |  |  |  | Unknown, Non-Lead | 1996 | No |  |  |  | Non-lead
206961 | 501A PEARY CT |  | Unknown, Non-Lead | No |  |  |  | Unknown, Non-Lead | 1996 | No |  |  |  | Non-lead
206962 | 501B PEARY CT |  | Unknown, Non-Lead | No |  |  |  | Unknown, Non-Lead | 1996 | No |  |  |  | Non-lead
206963 | 501C PEARY CT |  | Unknown, Non-Lead | Yes |  | 2019-06-10 |  | PVC | 1996 | Yes |  | 2019-06-10 |  | Non-lead
206964 | 520A PEARY CT |  | Unknown, Non-Lead | No |  |  |  | Unknown, Non-Lead | 1996 | No |  |  |  | Non-lead
206965 | 520B PEARY CT |  | Polytube | Yes |  | 2019-06-10 |  | PVC | 1996 | Yes |  | 2019-06-10 |  | Non-lead
206966 | 520C PEARY CT |  | Unknown, Non-Lead | No |  |  |  | Unknown, Non-Lead | 1996 | No |  |  |  | Non-lead
206967 | 522A PEARY CT |  | Unknown, Non-Lead | No |  |  |  | Unknown, Non-Lead | 1996 | No |  |  |  | Non-lead
206968 | 522B PEARY CT |  | Unknown, Non-Lead | No |  |  |  | Unknown, Non-Lead | 1996 | No |  |  |  | Non-lead
206969 | 522C PEARY CT |  | Unknown, Non-Lead | No |  |  |  | Unknown, Non-Lead | 1996 | No |  |  |  | Non-lead
206970 | 524A PEARY CT |  | Unknown, Non-Lead | Yes |  | 2019-05-31 |  | Unknown, Non-Lead | 1996 | Yes |  | 2019-05-31 |  | Non-lead
206971 | 524B PEARY CT |  | Polytube | Yes |  | 2023-03-17 |  | PVC | 1996 | Yes |  | 2023-03-17 |  | Non-lead
206972 | 524C PEARY CT |  | Unknown, Non-Lead | No |  |  |  | Unknown, Non-Lead | 1996 | No |  |  |  | Non-lead
206973 | 523A PEARY CT |  | Unknown, Non-Lead | No |  |  |  | Unknown, Non-Lead | 1996 | No |  |  |  | Non-lead
206974 | 523B PEARY CT |  | Unknown, Non-Lead | Yes |  | 2024-09-12 |  | PVC | 1996 | Yes |  | 2024-09-12 |  | Non-lead
206975 | 523C PEARY CT |  | Unknown, Non-Lead | No |  |  |  | Unknown, Non-Lead | 1996 | No |  |  |  | Non-lead
206976 | 526A PEARY CT |  | Unknown, Non-Lead | Yes |  | 2019-05-31 |  | Unknown, Non-Lead | 1996 | Yes |  | 2019-05-31 |  | Non-lead
206977 | 526B PEARY CT |  | Unknown, Non-Lead | Yes |  | 2024-07-02 |  | Unknown, Non-Lead | 1996 | Yes |  | 2024-07-02 |  | Non-lead
206978 | 526C PEARY CT |  | Unknown, Non-Lead | No |  |  |  | Unknown, Non-Lead | 1996 | No |  |  |  | Non-lead
206979 | 525A PEARY CT |  | Unknown, Non-Lead | No |  |  |  | Unknown, Non-Lead | 1996 | No |  |  |  | Non-lead
206980 | 525B PEARY CT |  | Unknown, Non-Lead | No |  |  |  | Unknown, Non-Lead | 1996 | No |  |  |  | Non-lead
206981 | 525C PEARY CT |  | Unknown, Non-Lead | No |  |  |  | Unknown, Non-Lead | 1996 | No |  |  |  | Non-lead
206982 | 19640 CALOOSA ST |  | Unknown, Non-Lead | Yes |  | 2024-06-12 |  | Unknown, Non-Lead | 2016 | Yes |  | 2024-06-12 |  | Non-lead
206983 | LS #6 N 1673 R/W BUTTONWOOD DR |  | Polytube | Yes |  | 2022-12-15 |  | Unknown, Non-Lead | 2016 | Yes |  | 2022-12-15 |  | Non-lead
206984 | LOT 9 & 10 LS #7 S 250 FATHER TONY WAY |  | Polytube | Yes |  | 2023-12-20 |  | Polytube | 2016 | Yes |  | 2023-12-20 |  | Non-lead
206985 | LOT 12 LS #7 1775 BITTERSWEET AVE |  | Polytube | Yes |  | 2022-12-21 |  | Unknown, Non-Lead | 2016 | Yes |  | 2022-12-21 |  | Non-lead
206986 | LOT 9 LS #8 S 31400 AVENUE E R/W |  | Polytube | Yes |  | 2022-11-08 |  | PVC | 2016 | Yes |  | 2022-11-08 |  | Non-lead
206987 | LOT 13 LS #8 N 1885 BITTERSWEET AVE |  | Unknown, Non-Lead | No |  |  |  | Unknown, Non-Lead | 1997 | No |  |  |  | Non-lead
206988 | LOT 10 LS #9 S 150 1ST STREET R/W |  | Unknown, Non-Lead | No |  |  |  | Unknown, Non-Lead | 2004 | No |  |  |  | Non-lead
206989 | LS #9 1615 NARCISSUS AVE |  | Polytube | Yes |  | 2022-12-15 |  | PVC | 2016 | Yes |  | 2022-12-15 |  | Non-lead
206991 | LOT 15 LS #10 S 151 5TH ST R/W |  | Polytube | Yes |  | 2022-07-15 |  | Polytube | 2016 | Yes |  | 2022-07-15 |  | Non-lead
206992 | LOT 10 LS #10 N 1265 WEST SHORE DR R/W |  | Polytube | Yes |  | 2022-12-19 |  | Unknown, Non-Lead | 2016 | Yes |  | 2022-12-19 |  | Non-lead
206993 | LOT 9 LS #11 S 144 COUNTRY RD R/W |  | Polytube | Yes |  | 2022-11-09 |  | PVC | 2016 | Yes |  | 2022-11-09 |  | Non-lead
206994 | TRACT A LS #11 N 29181 MANGO LANE R/W |  | Polytube | Yes |  | 2022-12-14 |  | Polytube | 2016 | Yes |  | 2022-12-14 |  | Non-lead
206995 | LOT 1 LS #12 S 30721 HAMMOCK DR |  | Polytube | Yes |  | 2022-07-15 |  | Unknown | 1943 | Yes |  | 2022-07-15 |  | Lead Status Unknown
206996 | LOT 14 LS #12 N 29192 ASTER LANE R/W |  | Polytube | Yes |  | 2022-12-14 |  | PVC | 2016 | Yes |  | 2022-12-14 |  | Non-lead
206997 | TRACT C LS #15 N 30333 WATSON BLVD R/W |  | Polytube | Yes |  | 2022-11-16 |  | Copper | 2016 | Yes |  | 2022-11-16 |  | Non-lead
206998 | LOT 1 LS #16 N 1570 WATSON BLVD R/W |  | Unknown, Non-Lead | Yes |  | 2020-02-10 |  | Unknown, Non-Lead | 1993 | Yes |  | 2020-02-10 |  | Non-lead
206999 | LOT 7 LS #17 N 1747 SUNRISE DR R/W |  | Polytube | Yes |  | 2022-11-16 |  | Unknown, Non-Lead | 2016 | Yes |  | 2022-11-16 |  | Non-lead
207002 | LOT 38 LS #18 N 2225 SAN SEBASTIAN DR R/W |  | Polytube | Yes |  | 2022-11-30 |  | Unknown, Non-Lead | 2016 | Yes |  | 2022-11-30 |  | Non-lead
207003 | LOT 21 LS #19 N 2070 SAN REMO DR R/W |  | Polytube | Yes |  | 2024-05-22 |  | Unknown, Non-Lead | 2016 | Yes |  | 2024-05-22 |  | Non-lead
207004 | LOT 31 LS #20 N 2133 SAN MARCO DR R/W |  | Unknown, Non-Lead | No |  |  |  | Unknown, Non-Lead | 2017 | No |  |  |  | Non-lead
207005 | LOT 22 LS #21 N 2019 MATTHEWS RD R/W |  | Polytube | Yes |  | 2022-06-10 |  | Polytube | 2016 | Yes |  | 2022-06-10 |  | Non-lead
207006 | LOT 43 LS #22 N 30970 MINORCA DR R/W |  | Polytube | Yes |  | 2022-11-17 |  | Steel | 2016 | Yes |  | 2022-11-17 |  | Non-lead
207007 | LS #23 1019 R/W MATTHEWS RD |  | Polytube | Yes |  | 2022-11-28 |  | PVC | 2016 | Yes |  | 2022-11-28 |  | Non-lead
207008 | LOT 8 LS #24 N 30966 OETTLEY DR R/W |  | Polytube | Yes |  | 2022-11-17 |  | Unknown, Non-Lead | 2016 | Yes |  | 2022-11-17 |  | Non-lead
207011 | LOT 1 & 47 LS #2 S 258 SHIPS WAY R/W |  | Polytube | Yes |  | 2022-12-05 |  | Unknown | 1983 | Yes |  | 2022-12-05 |  | Lead Status Unknown
207012 | LOT 37 LS #3 S 152 SHIPS WAY R/W |  | Polytube | Yes |  | 2022-06-24 |  | Unknown, Non-Lead | 2016 | Yes |  | 2022-06-24 |  | Non-lead
207013 | LS #13 S 17 R/W NEWFOUND BLVD |  | Polytube | Yes |  | 2022-12-12 |  | Unknown, Non-Lead | 2016 | Yes |  | 2022-12-12 |  | Non-lead
207014 | LOT 16 LS #14 S 229 LOBSTERTAIL TRAIL R/W |  | Polytube | Yes |  | 2022-12-12 |  | Unknown, Non-Lead | 2016 | Yes |  | 2022-12-12 |  | Non-lead
207015 | LOT 13 LS #15 S 191 EAST CAHILL CT R/W |  | Polytube | Yes |  | 2022-12-12 |  | Unknown | 1975 | Yes |  | 2022-12-12 |  | Lead Status Unknown
207016 | LOT 1 LS #1 N 27710 KYLE BLVD R/W |  | Polytube | Yes |  | 2023-01-11 |  | Unknown, Non-Lead | 2016 | Yes |  | 2023-01-11 |  | Non-lead
207017 | LOT 1 LS #2 N 27910 KYLE BLVD R/W |  | Unknown, Non-Lead | No |  |  |  | Unknown, Non-Lead | 1990 | No |  |  |  | Non-lead
207018 | LOT 1 LS #3 N 27910 GULF BLVD R/W |  | Polytube | Yes |  | 2023-01-11 |  | Unknown, Non-Lead | 2016 | Yes |  | 2023-01-11 |  | Non-lead
207019 | LOT 52 LS #1 S 360 SHIPS WAY R/W |  | Polytube | Yes |  | 2022-12-05 |  | Polytube | 2016 | Yes |  | 2022-12-05 |  | Non-lead
207020 | LOT 1 LS #4 N 28210 GULF BLVD R/W |  | Polytube | Yes |  | 2022-12-05 |  | PVC | 2016 | Yes |  | 2022-12-05 |  | Non-lead
207021 | LOT 1 LS #13 N 1150 MILLS RD R/W |  | Polytube | Yes |  | 2023-01-11 |  | Unknown, Non-Lead | 2016 | Yes |  | 2023-01-11 |  | Non-lead
207022 | LOT 1 LS #14 N 1450 MILLS RD R/W |  | Polytube | Yes |  | 2023-01-11 |  | Unknown | 1979 | Yes |  | 2023-01-11 |  | Lead Status Unknown
207024 | UNIT 1 4043 LOUISA ST |  | Unknown, Non-Lead | Yes |  | 2022-04-22 |  | Unknown, Non-Lead | 2017 | Yes |  | 2022-04-22 |  | Non-lead
207025 | 241 W SEAVIEW DR |  | Polytube | Yes |  | 2022-06-09 |  | PVC | 2018 | Yes |  | 2022-06-09 |  | Non-lead
207028 | 29683 FORRESTAL AVE |  | Unknown, Non-Lead | Yes |  | 2016-11-18 |  | Unknown, Non-Lead | 2017 | Yes |  | 2016-11-18 |  | Non-lead
207029 | 536 BEACH RD |  | Polytube | Yes |  | 2022-07-06 |  | PVC | 1968 | Yes |  | 2022-07-06 |  | Non-lead
207031 | 608D PEARY CT |  | Unknown, Non-Lead | Yes |  | 2020-05-27 |  | Unknown, Non-Lead | 1996 | Yes |  | 2020-05-27 |  | Non-lead
207032 | 506E PEARY COURT |  | Unknown, Non-Lead | Yes |  | 2023-01-25 |  | Unknown, Non-Lead | 1996 | Yes |  | 2023-01-25 |  | Non-lead
207033 | 509E PEARY COURT |  | Polytube | No |  |  |  | PVC | 1996 | No |  |  |  | Non-lead
207035 | 1664 LAMBERT DR |  | Unknown, Non-Lead | Yes |  | 2022-01-12 |  | Unknown, Non-Lead | 2019 | Yes |  | 2022-01-12 |  | Non-lead
207038 | 19527 CALOOSA ST |  | Unknown, Non-Lead | Yes |  | 2022-10-04 |  | Unknown, Non-Lead | 2017 | Yes |  | 2022-10-04 |  | Non-lead
207039 | 1664 DUNLAP DR |  | Ductile Iron | Yes |  | 2024-05-22 |  | Copper | 1966 | Yes |  | 2024-05-22 |  | Non-lead
207040 | 311 73RD ST OCEAN IRRIGATION |  | Unknown, Non-Lead | Yes |  | 2024-03-15 |  | Unknown, Non-Lead | 2016 | Yes |  | 2024-03-15 |  | Non-lead
207042 | 460 LES ROHDE DR |  | Polytube | Yes |  | 2023-06-07 |  | PVC | 2017 | Yes |  | 2023-06-07 |  | Non-lead
207043 | 38 CORAL Way |  | Unknown, Non-Lead | Yes |  | 2021-02-09 |  | PVC | 2018 | Yes |  | 2021-02-09 |  | Non-lead
207046 | A-4174 WASTEWATER PLANT |  | Polytube | Yes |  | 2023-09-08 |  | PVC | 2016 | Yes |  | 2023-09-08 |  | Non-lead
207050 | 143 PLANTATION AVE |  | Polytube | Yes |  | 2022-06-13 |  | PVC | 2018 | Yes |  | 2022-06-13 |  | Non-lead
207051 | 85 HOLIDAY BLVD |  | Unknown, Non-Lead | Yes |  | 2018-05-02 |  | PVC | 2018 | Yes |  | 2018-05-02 |  | Non-lead
207053 | 1105 GRAND ST |  | Unknown, Non-Lead | Yes |  | 2019-09-11 |  | PVC | 2017 | Yes |  | 2019-09-11 |  | Non-lead
207054 | 217 E BRUCE CT |  | Unknown, Non-Lead | Yes |  | 2022-02-25 |  | Unknown, Non-Lead | 2017 | Yes |  | 2022-02-25 |  | Non-lead
207059 | 102 W BRUCE Ct |  | Unknown, Non-Lead | No |  |  |  | Unknown, Non-Lead | 2017 | No |  |  |  | Non-lead
207060 | 1921 GROUPER DR |  | Unknown, Non-Lead | Yes |  | 2022-03-21 |  | Unknown, Non-Lead | 2017 | Yes |  | 2022-03-21 |  | Non-lead
207062 | 23 COCONUT DR |  | Unknown, Non-Lead | Yes |  | 2017-03-30 |  | Unknown, Non-Lead | 2004 | Yes |  | 2017-03-30 |  | Non-lead
207064 | 30343 FALCON LN |  | Unknown, Non-Lead | Yes |  | 2019-04-29 |  | Unknown, Non-Lead | 1989 | Yes |  | 2019-04-29 |  | Non-lead
207070 | 79 W PLAZA DEL SOL |  | Polytube | Yes |  | 2023-10-19 |  | PVC | 1988 | Yes |  | 2023-10-19 |  | Non-lead
207072 | ICE MAKER DOCK ST BEHIND FISH TAILS |  | Polytube | Yes |  | 2024-08-15 |  | PVC | 2016 | Yes |  | 2024-08-15 |  | Non-lead
207076 | 489 BEACH RD |  | Unknown, Non-Lead | Yes |  | 2019-05-24 |  | Unknown, Non-Lead | 2018 | Yes |  | 2019-05-24 |  | Non-lead
207077 | 27358 HAITI LN |  | Unknown, Non-Lead | Yes |  | 2020-07-09 |  | Unknown, Non-Lead | 2017 | Yes |  | 2020-07-09 |  | Non-lead
207078 | 27412 W INDIES DR |  | Unknown, Non-Lead | Yes |  | 2024-04-17 |  | Unknown, Non-Lead | 2016 | Yes |  | 2024-04-17 |  | Non-lead
207079 | IRRIGATION 541 WHITE ST |  | Unknown, Non-Lead | Yes |  | 2024-05-15 |  | PVC | 1996 | Yes |  | 2024-05-15 |  | Non-lead
207080 | HYDRANT MK-233 US1 & 104TH ST |  | Unknown, Non-Lead | No |  |  |  | Unknown, Non-Lead | 2016 | No |  |  |  | Non-lead
207083 | 1175 HAKLUYT LN |  | Unknown, Non-Lead | No |  |  |  | Unknown, Non-Lead | 2020 | No |  |  |  | Non-lead
207084 | 1701 LAIRD ST |  | Unknown, Non-Lead | Yes |  | 2021-11-29 |  | Unknown, Non-Lead | 2018 | Yes |  | 2021-11-29 |  | Non-lead
207087 | 836 JAMAICA LN |  | Unknown, Non-Lead | Yes |  | 2019-11-20 |  | Unknown, Non-Lead | 2018 | Yes |  | 2019-11-20 |  | Non-lead
207089 | 167 BAHAMA AVE |  | Unknown, Non-Lead | No |  |  |  | Unknown, Non-Lead | 2018 | No |  |  |  | Non-lead
207090 | 31005 HIBISCUS DR |  | Unknown, Non-Lead | Yes |  | 2024-03-25 |  | Unknown, Non-Lead | 2017 | Yes |  | 2024-03-25 |  | Non-lead
207091 | 166 S BAHAMA DR |  | Unknown, Non-Lead | No |  |  |  | Unknown, Non-Lead | 2017 | No |  |  |  | Non-lead
207092 | 80 LE GRAND DR |  | Unknown, Non-Lead | Yes |  | 2019-10-10 |  | PVC | 2017 | Yes |  | 2019-10-10 |  | Non-lead
207093 | 82 LE GRAND DR |  | Polytube | Yes |  | 2023-02-01 |  | PVC | 1960 | Yes |  | 2023-02-01 |  | Non-lead
207094 | COW KEY MARINA 5031 5TH AVE |  | Polytube | Yes |  | 2023-03-10 |  | PVC | 1960 | Yes |  | 2023-03-10 |  | Non-lead
207095 | 2129 SAN MARCO DR |  | Unknown, Non-Lead | Yes |  | 2021-05-21 |  | Unknown, Non-Lead | 2017 | Yes |  | 2021-05-21 |  | Non-lead
207103 | 110 N INDIES DR |  | Unknown, Non-Lead | Yes |  | 2023-12-21 |  | Unknown, Non-Lead | 2016 | Yes |  | 2023-12-21 |  | Non-lead
207104 | 262 LINCOLN AVENUE |  | Unknown, Non-Lead | Yes |  | 2021-04-30 |  | PVC | 2018 | Yes |  | 2021-04-30 |  | Non-lead
207105 | 89 AVENUE D |  | Unknown, Non-Lead | No |  |  |  | Unknown, Non-Lead | 2020 | No |  |  |  | Non-lead
207122 | 106 REDWING RD |  | Unknown, Non-Lead | Yes |  | 2020-09-08 |  | Unknown, Non-Lead | 2020 | Yes |  | 2020-09-08 |  | Non-lead
207123 | 29851 FISCHER LN |  | Unknown, Non-Lead | Yes |  | 2024-09-25 |  | Unknown, Non-Lead | 1991 | Yes |  | 2024-09-25 |  | Non-lead
207124 | 17446 JAMAICA LN |  | Unknown, Non-Lead | No |  |  |  | Unknown, Non-Lead | 2018 | No |  |  |  | Non-lead
207125 | 8951 OCEAN TER |  | Unknown, Non-Lead | Yes |  | 2022-04-01 |  | Unknown, Non-Lead | 2018 | Yes |  | 2022-04-01 |  | Non-lead
207126 | 1005 HAWKSBILL LN |  | Unknown, Non-Lead | No |  |  |  | Unknown, Non-Lead | 2018 | No |  |  |  | Non-lead
207131 | 121 LA PALOMA RD |  | Unknown, Non-Lead | Yes |  | 2021-09-22 |  | Unknown, Non-Lead | 2017 | Yes |  | 2021-09-22 |  | Non-lead
207134 | 154 NEWFOUND HARBOR RD |  | Unknown, Non-Lead | No |  |  |  | Unknown, Non-Lead | 1990 | No |  |  |  | Non-lead
207136 | 2411 SEIDENBERG AVE |  | Unknown, Non-Lead | No |  |  |  | Unknown, Non-Lead | 2017 | No |  |  |  | Non-lead
207137 | 2413 SEIDENBERG AVE |  | Unknown, Non-Lead | No |  |  |  | Unknown, Non-Lead | 2017 | No |  |  |  | Non-lead
207139 | 151 COUNTY RD |  | Unknown, Non-Lead | Yes |  | 2022-09-20 |  | PVC | 2017 | Yes |  | 2022-09-20 |  | Non-lead
207141 | 1235 A DAVID PORTER RD |  | Polytube | No |  |  |  | PVC | 2017 | No |  |  |  | Non-lead
207142 | 1235 B DAVID PORTER RD |  | Polytube | Yes |  | 2020-01-07 |  | PVC | 1965 | Yes |  | 2020-01-07 |  | Non-lead
207143 | 1233 A DAVID PORTER RD |  | Polytube | Yes |  | 2021-03-03 |  | PVC | 2017 | Yes |  | 2021-03-03 |  | Non-lead
207144 | 1233 B DAVID PORTER RD |  | Polytube | No |  |  |  | PVC | 2017 | No |  |  |  | Non-lead
207145 | 27314 ST LUCIE LN |  | Unknown, Non-Lead | Yes |  | 2023-09-11 |  | Unknown, Non-Lead | 2017 | Yes |  | 2023-09-11 |  | Non-lead
207146 | 10817 1ST GULF Ave |  | Unknown, Non-Lead | Yes |  | 2022-04-22 |  | PVC | 2017 | Yes |  | 2022-04-22 |  | Non-lead
207149 | LOT 54 17238 STARFISH LANE E |  | Unknown, Non-Lead | Yes |  | 2024-09-11 |  | Unknown, Non-Lead | 2019 | Yes |  | 2024-09-11 |  | Non-lead
207150 | A 1236 DAVID PORTER RD |  | Polytube | Yes |  | 2021-03-29 |  | Polytube | 2017 | Yes |  | 2021-03-29 |  | Non-lead
207151 | 1236 B DAVID PORTER RD |  | Polytube | No |  |  |  | Polytube | 2017 | No |  |  |  | Non-lead
207152 | 1232 A DAVID PORTER RD |  | Polytube | Yes |  | 2021-02-03 |  | Polytube | 2017 | Yes |  | 2021-02-03 |  | Non-lead
207153 | 1232 B DAVID PORTER RD |  | Polytube | Yes |  | 2024-08-06 |  | Polytube | 2017 | Yes |  | 2024-08-06 |  | Non-lead
207154 | 1234 A DAVID PORTER RD |  | Polytube | No |  |  |  | Polytube | 2017 | No |  |  |  | Non-lead
207155 | 1234 B DAVID PORTER RD |  | Polytube | No |  |  |  | Polytube | 2017 | No |  |  |  | Non-lead
207156 | 1242 A DAVID PORTER RD |  | Polytube | No |  |  |  | Polytube | 2017 | No |  |  |  | Non-lead
207157 | 1242 B DAVID PORTER RD |  | Polytube | Yes |  | 2017-07-13 |  | Polytube | 2017 | Yes |  | 2017-07-13 |  | Non-lead
207158 | 1248 A DAVID PORTER RD |  | Polytube | Yes |  | 2020-05-08 |  | Polytube | 2017 | Yes |  | 2020-05-08 |  | Non-lead
207159 | 1248 B DAVID PORTER RD |  | Polytube | Yes |  | 2018-10-15 |  | Polytube | 1965 | Yes |  | 2018-10-15 |  | Non-lead
207160 | 1246 B DAVID PORTER RD |  | Polytube | No |  |  |  | Polytube | 2017 | No |  |  |  | Non-lead
207161 | 1246 B DAVID PORTER RD |  | Polytube | No |  |  |  | Polytube | 2017 | No |  |  |  | Non-lead
207162 | 1238 A DAVID PORTER RD |  | Polytube | No |  |  |  | Polytube | 2017 | No |  |  |  | Non-lead
207163 | 1238 B DAVID PORTER RD |  | Polytube | No |  |  |  | Polytube | 2017 | No |  |  |  | Non-lead
207164 | 1240 A DAVID PORTER RD |  | Cast Iron | Yes |  | 2018-08-10 |  | PVC | 1965 | Yes |  | 2018-08-10 |  | Non-lead
207165 | 1240 B DAVID PORTER RD |  | Cast Iron | Yes |  | 2021-03-04 |  | PVC | 1965 | Yes |  | 2021-03-04 |  | Non-lead
207166 | 1244 A DAVID PORTER RD |  | Polytube | No |  |  |  | Polytube | 2017 | No |  |  |  | Non-lead
207167 | 1244 B DAVID PORTER RD |  | Polytube | No |  |  |  | Polytube | 2017 | No |  |  |  | Non-lead
207168 | 1250 A DAVID PORTER RD |  | Polytube | Yes |  | 2017-06-27 |  | Polytube | 2017 | Yes |  | 2017-06-27 |  | Non-lead
207169 | 1250 B DAVID PORTER RD |  | Polytube | No |  |  |  | Polytube | 2017 | No |  |  |  | Non-lead
207170 | 367 SAWYER Dr |  | Unknown, Non-Lead | No |  |  |  | Unknown, Non-Lead | 2018 | No |  |  |  | Non-lead
207171 | 147 ORLANDO DR |  | Unknown, Non-Lead | Yes |  | 2017-03-22 |  | Unknown, Non-Lead | 2018 | Yes |  | 2017-03-22 |  | Non-lead
207174 | 451 5TH ST |  | Unknown, Non-Lead | Yes |  | 2017-05-08 |  | Unknown, Non-Lead | 2017 | Yes |  | 2017-05-08 |  | Non-lead
207179 | 83268 OVERSEAS HWY |  | Unknown, Non-Lead | No |  |  |  | Unknown, Non-Lead | 2018 | No |  |  |  | Non-lead
207182 | 26 S HARBOR DR |  | Unknown, Non-Lead | No |  |  |  | Unknown, Non-Lead | 2019 | No |  |  |  | Non-lead
207186 | 175 PLANTATION DR |  | Polytube | Yes |  | 2022-11-08 |  | PVC | 2021 | Yes |  | 2022-11-08 |  | Non-lead
207189 | 88952 OVERSEAS HWY |  | Unknown, Non-Lead | No |  |  |  | Unknown, Non-Lead | 1992 | No |  |  |  | Non-lead
207190 | 532 AVENIDA PRIMICERIA |  | Unknown, Non-Lead | Yes |  | 2024-04-25 |  | Unknown, Non-Lead | 2017 | Yes |  | 2024-04-25 |  | Non-lead
207191 | UNIT 1 203 SOMBRERO BEACH RD |  | Unknown, Non-Lead | No |  |  |  | Unknown, Non-Lead | 2017 | No |  |  |  | Non-lead
207192 | UNIT 2 203 SOMBRERO BEACH RD |  | Unknown, Non-Lead | No |  |  |  | Unknown, Non-Lead | 2017 | No |  |  |  | Non-lead
207193 | UNIT 1 223 SOMBRERO BEACH RD |  | Unknown, Non-Lead | Yes |  | 2017-04-11 |  | Unknown, Non-Lead | 2017 | Yes |  | 2017-04-11 |  | Non-lead
207194 | UNIT 2 223 SOMBRERO BEACH RD |  | PVC | Yes |  | 2022-05-16 |  | PVC | 2017 | Yes |  | 2022-05-16 |  | Non-lead
207196 | 65780 OVERSEAS HWY |  | Unknown, Non-Lead | Yes |  | 2022-12-05 |  | Polytube | 2018 | Yes |  | 2022-12-05 |  | Non-lead
207197 | 132 ATLANTIC AVE |  | Unknown, Non-Lead | Yes |  | 2023-02-09 |  | Unknown, Non-Lead | 2018 | Yes |  | 2023-02-09 |  | Non-lead
207198 | 29153 CLOVER LN |  | Unknown, Non-Lead | Yes |  | 2018-06-28 |  | Polytube | 2020 | Yes |  | 2018-06-28 |  | Non-lead
207202 | 57444 GIBSON ST |  | Unknown, Non-Lead | Yes |  | 2017-05-01 |  | Unknown, Non-Lead | 2017 | Yes |  | 2017-05-01 |  | Non-lead
207204 | 393 POMPANO DR |  | Unknown, Non-Lead | Yes |  | 2021-02-02 |  | Unknown, Non-Lead | 2018 | Yes |  | 2021-02-02 |  | Non-lead
207207 | 545 PALM DR |  | Unknown, Non-Lead | Yes |  | 2021-06-29 |  | Unknown, Non-Lead | 2017 | Yes |  | 2021-06-29 |  | Non-lead
207208 | 1368 MARLIN DR |  | Unknown, Non-Lead | Yes |  | 2020-02-18 |  | PVC | 2019 | Yes |  | 2020-02-18 |  | Non-lead
207210 | 95 EXUMA ST |  | Unknown, Non-Lead | Yes |  | 2024-10-03 |  | Unknown, Non-Lead | 2018 | Yes |  | 2024-10-03 |  | Non-lead
207215 | 543 PALM DR |  | Unknown, Non-Lead | Yes |  | 2019-09-16 |  | Unknown, Non-Lead | 2017 | Yes |  | 2019-09-16 |  | Non-lead
207216 | 875 LAPALOMA RD |  | Unknown, Non-Lead | Yes |  | 2020-12-10 |  | Unknown, Non-Lead | 2018 | Yes |  | 2020-12-10 |  | Non-lead
207217 | UNIT B 1119 VARELA ST |  | Polytube | Yes |  | 2023-03-16 |  | PVC | 1938 | Yes |  | 2023-03-16 |  | Non-lead
207218 | HYDRANT UK4-030 PALM AVE & OLD HWY |  | None | Yes |  | 2023-05-04 |  | None | 2017 | Yes |  | 2023-05-04 |  | Non-lead
207219 | 22949 PRIVATEER DR |  | Polytube | No |  |  |  | PVC | 2017 | No |  |  |  | Non-lead
207220 | MASTER TAP 235 FKAA KNIGHTS KEY TAP |  | Unknown, Non-Lead | Yes |  | 2022-12-20 |  | Cast Iron | 2017 | Yes |  | 2022-12-20 |  | Non-lead
207221 | 1872 107TH ST GULF |  | Unknown, Non-Lead | Yes |  | 2017-03-09 |  | Unknown, Non-Lead | 2018 | Yes |  | 2017-03-09 |  | Non-lead
207223 | 788 BOSTWICK DRIVE |  | Unknown, Non-Lead | Yes |  | 2021-01-25 |  | PVC | 2018 | Yes |  | 2021-01-25 |  | Non-lead
207225 | 36 DRIFTWOOD DR |  | Polytube | Yes |  | 2024-07-01 |  | None | 2017 | Yes |  | 2024-07-01 |  | Non-lead
207226 | 38 DRIFTWOOD DR |  | Polytube | Yes |  | 2024-07-01 |  | None | 2017 | Yes |  | 2024-07-01 |  | Non-lead
207229 | 30964 NATHALIE RD |  | Polytube | Yes |  | 2024-09-27 |  | PVC | 2017 | Yes |  | 2024-09-27 |  | Non-lead
207231 | 125 SOUTH DR |  | Polytube | Yes |  | 2022-06-10 |  | PVC | 2017 | Yes |  | 2022-06-10 |  | Non-lead
207232 | 27345 ST LUCIE LANE |  | Unknown, Non-Lead | Yes |  | 2022-05-27 |  | Unknown, Non-Lead | 2020 | Yes |  | 2022-05-27 |  | Non-lead
207233 | 27365 ST LUCIE LANE |  | Unknown, Non-Lead | Yes |  | 2022-02-01 |  | Unknown, Non-Lead | 2020 | Yes |  | 2022-02-01 |  | Non-lead
207234 | 726 E CARIBBEAN DR |  | Polytube | Yes |  | 2024-07-29 |  | PVC | 1987 | Yes |  | 2024-07-29 |  | Non-lead
207237 | LOT 5 538 S AIRPORT DR |  | Polytube | Yes |  | 2020-07-09 |  | PVC | 2018 | Yes |  | 2020-07-09 |  | Non-lead
207239 | UNIT 22 5020 5TH AVE |  | Unknown, Non-Lead | No |  |  |  | Unknown, Non-Lead | 2017 | No |  |  |  | Non-lead
207241 | 27362 ST MARTIN LN |  | Unknown, Non-Lead | No |  |  |  | Unknown, Non-Lead | 2017 | No |  |  |  | Non-lead
207244 | 222 PUEBLO ST |  | Unknown, Non-Lead | Yes |  | 2021-09-20 |  | Unknown, Non-Lead | 2019 | Yes |  | 2021-09-20 |  | Non-lead
207245 | 241 PUEBLO ST |  | Unknown, Non-Lead | No |  |  |  | Unknown, Non-Lead | 2018 | No |  |  |  | Non-lead
207246 | 356 BUTTONWOOD DR |  | Unknown, Non-Lead | Yes |  | 2018-06-19 |  | PVC | 2017 | Yes |  | 2018-06-19 |  | Non-lead
207249 | 1142 CALLE ENSENADA |  | Unknown, Non-Lead | No |  |  |  | Unknown, Non-Lead | 2017 | No |  |  |  | Non-lead
207251 | 266 BOUGAINVILLEA ST |  | Unknown, Non-Lead | Yes |  | 2022-03-24 |  | Unknown, Non-Lead | 2017 | Yes |  | 2022-03-24 |  | Non-lead
207253 | 908 LOGGERHEAD LN |  | Unknown, Non-Lead | No |  |  |  | Unknown, Non-Lead | 2019 | No |  |  |  | Non-lead
207254 | 34 SUNSET KEY DR |  | Unknown, Non-Lead | No |  |  |  | Unknown, Non-Lead | 2018 | No |  |  |  | Non-lead
207255 | 82663 OLD HWY |  | Polytube | Yes |  | 2022-08-17 |  | PVC | 1978 | Yes |  | 2022-08-17 |  | Non-lead
207256 | 82663 OLD HWY |  | Polytube | Yes |  | 2022-07-11 |  | PVC | 1978 | Yes |  | 2022-07-11 |  | Non-lead
207258 | 667 COLSON DR |  | Unknown, Non-Lead | No |  |  |  | Unknown, Non-Lead | 2018 | No |  |  |  | Non-lead
207259 | 1023 WASHINGTON ST |  | Unknown, Non-Lead | Yes |  | 2024-01-26 |  | Unknown, Non-Lead | 2018 | Yes |  | 2024-01-26 |  | Non-lead
207260 | 118 PELICAN RD |  | Unknown, Non-Lead | No |  |  |  | Unknown, Non-Lead | 2019 | No |  |  |  | Non-lead
207261 | 29665 CONSTITUTION AVE |  | Unknown, Non-Lead | No |  |  |  | Unknown, Non-Lead | 2017 | No |  |  |  | Non-lead
207262 | ICE MACHINE 4540 OVERSEAS Hwy |  | Polytube | Yes |  | 2023-02-16 |  | PVC | 1953 | Yes |  | 2023-02-16 |  | Non-lead
207264 | 110 1ST AVE |  | Unknown, Non-Lead | Yes |  | 2017-08-08 |  | Unknown, Non-Lead | 2017 | Yes |  | 2017-08-08 |  | Non-lead
207265 | 264 BOUGAINVILLEA ST |  | Unknown, Non-Lead | Yes |  | 2022-03-31 |  | PVC | 2017 | Yes |  | 2022-03-31 |  | Non-lead
207266 | 145 ATLANTIC AVE |  | Unknown, Non-Lead | Yes |  | 2022-01-10 |  | PVC | 2018 | Yes |  | 2022-01-10 |  | Non-lead
207268 | 27302 ANTIGUA LN |  | Unknown, Non-Lead | Yes |  | 2017-07-24 |  | Unknown, Non-Lead | 2017 | Yes |  | 2017-07-24 |  | Non-lead
207270 | 32 N BOUNTY LN |  | Polytube | Yes |  | 2022-08-22 |  | PVC | 2017 | Yes |  | 2022-08-22 |  | Non-lead
207271 | 417 HECK AVE |  | Unknown, Non-Lead | Yes |  | 2023-09-22 |  | Unknown, Non-Lead | 2017 | Yes |  | 2023-09-22 |  | Non-lead
207273 | 142 MOCKINGBIRD RD |  | Unknown, Non-Lead | Yes |  | 2019-03-12 |  | PVC | 2019 | Yes |  | 2019-03-12 |  | Non-lead
207275 | 413 CALLE LIMON |  | Unknown, Non-Lead | Yes |  | 2017-07-17 |  | Unknown, Non-Lead | 2018 | Yes |  | 2017-07-17 |  | Non-lead
207280 | 22859 BLACKBEARD LN |  | Polytube | Yes |  | 2024-07-26 |  | PVC | 2017 | Yes |  | 2024-07-26 |  | Non-lead
207287 | 300 14TH ST |  | Polytube | Yes |  | 2022-10-04 |  | PVC | 2018 | Yes |  | 2022-10-04 |  | Non-lead
207289 | 85 JOHN ST |  | Polytube | Yes |  | 2023-04-25 |  | PVC | 2017 | Yes |  | 2023-04-25 |  | Non-lead
207290 | UNIT 101 2504 N ROOSEVELT BLVD |  | Copper | Yes |  | 2023-03-23 |  | PVC | 1958 | Yes |  | 2023-03-23 |  | Non-lead
207291 | APT 103 751 73RD St |  | Unknown, Non-Lead | Yes |  | 2019-06-10 |  | Unknown, Non-Lead | 2016 | Yes |  | 2019-06-10 |  | Non-lead
207292 | APT 105 751 73RD ST OCEAN |  | Unknown, Non-Lead | Yes |  | 2020-01-07 |  | PVC | 2016 | Yes |  | 2020-01-07 |  | Non-lead
207293 | APT 106 751 73RD ST OCEAN |  | Unknown, Non-Lead | Yes |  | 2021-11-12 |  | PVC | 2016 | Yes |  | 2021-11-12 |  | Non-lead
207294 | APT 107 751 73RD ST OCEAN |  | Unknown, Non-Lead | Yes |  | 2022-04-28 |  | PVC | 2016 | Yes |  | 2022-04-28 |  | Non-lead
207295 | APT 108 751 73RD ST OCEAN |  | Unknown, Non-Lead | Yes |  | 2017-08-31 |  | Unknown, Non-Lead | 2016 | Yes |  | 2017-08-31 |  | Non-lead
207296 | APT 109 751 73RD ST OCEAN |  | Polytube | Yes |  | 2019-08-06 |  | PVC | 2016 | Yes |  | 2019-08-06 |  | Non-lead
207297 | APT 110 751 73RD St |  | Unknown, Non-Lead | Yes |  | 2017-08-31 |  | Unknown, Non-Lead | 2016 | Yes |  | 2017-08-31 |  | Non-lead
207298 | APT 201 751 73RD ST OCEAN |  | Unknown, Non-Lead | Yes |  | 2017-08-31 |  | Unknown, Non-Lead | 2016 | Yes |  | 2017-08-31 |  | Non-lead
207299 | APT 202 751 73RD OCEAN ST |  | Unknown, Non-Lead | No |  |  |  | Unknown, Non-Lead | 2016 | No |  |  |  | Non-lead
207300 | APT 203 751 73RD St |  | Unknown, Non-Lead | No |  |  |  | Unknown, Non-Lead | 2016 | No |  |  |  | Non-lead
207301 | APT 204 751 73RD ST OCEAN |  | Unknown, Non-Lead | Yes |  | 2021-12-17 |  | PVC | 2016 | Yes |  | 2021-12-17 |  | Non-lead
207302 | APT 102 751 73RD St |  | Unknown, Non-Lead | Yes |  | 2018-06-26 |  | Unknown, Non-Lead | 2016 | Yes |  | 2018-06-26 |  | Non-lead
207303 | APT 206 751 73RD St |  | Unknown, Non-Lead | Yes |  | 2017-08-31 |  | Unknown, Non-Lead | 2016 | Yes |  | 2017-08-31 |  | Non-lead
207304 | APT 207 751 73RD AT |  | Unknown, Non-Lead | Yes |  | 2017-10-31 |  | Unknown, Non-Lead | 2016 | Yes |  | 2017-10-31 |  | Non-lead
207305 | APT 208 751 73RD St |  | Unknown, Non-Lead | Yes |  | 2017-08-31 |  | Unknown, Non-Lead | 2016 | Yes |  | 2017-08-31 |  | Non-lead
207306 | APT 209 751 73RD St |  | Unknown, Non-Lead | No |  |  |  | Unknown, Non-Lead | 2016 | No |  |  |  | Non-lead
207307 | APT 210 751 73RD St |  | Polytube | Yes |  | 2017-09-21 |  | PVC | 2016 | Yes |  | 2017-09-21 |  | Non-lead
207308 | APT 301 751 73RD St |  | Unknown, Non-Lead | Yes |  | 2024-03-19 |  | Unknown, Non-Lead | 2016 | Yes |  | 2024-03-19 |  | Non-lead
207309 | TRACT A & B LS #25 N 30890 BAY SHORE DR R/W |  | Polytube | Yes |  | 2022-11-17 |  | Unknown | 1979 | Yes |  | 2022-11-17 |  | Lead Status Unknown
207310 | APT 302 751 73RD ST OCEAN |  | Unknown, Non-Lead | Yes |  | 2017-08-31 |  | Unknown, Non-Lead | 2016 | Yes |  | 2017-08-31 |  | Non-lead
207311 | APT 303 751 73RD St |  | Unknown, Non-Lead | No |  |  |  | Unknown, Non-Lead | 2016 | No |  |  |  | Non-lead
207312 | APT 304 751 73RD ST OCEAN |  | Unknown, Non-Lead | No |  |  |  | Unknown, Non-Lead | 2016 | No |  |  |  | Non-lead
207313 | APT 305 751 73RD St |  | Unknown, Non-Lead | Yes |  | 2017-08-31 |  | Unknown, Non-Lead | 2016 | Yes |  | 2017-08-31 |  | Non-lead
207314 | APT 306 751 73RD ST OCEAN |  | Unknown, Non-Lead | Yes |  | 2019-01-22 |  | Unknown, Non-Lead | 2016 | Yes |  | 2019-01-22 |  | Non-lead
207315 | FIRE BLDG 3 751 73RD ST OCEAN |  | Unknown, Non-Lead | Yes |  | 2018-01-25 |  | Unknown, Non-Lead | 2016 | Yes |  | 2018-01-25 |  | Non-lead
207318 | UNIT 1 209 SOMBRERO BEACH RD |  | Unknown, Non-Lead | Yes |  | 2021-07-30 |  | Unknown, Non-Lead | 2017 | Yes |  | 2021-07-30 |  | Non-lead
207319 | UNIT 2 209 SOMBRERO BEACH RD |  | Polytube | Yes |  | 2023-04-21 |  | PVC | 2017 | Yes |  | 2023-04-21 |  | Non-lead
207320 | 1 219 SOMBRERO BEACH RD |  | Unknown, Non-Lead | Yes |  | 2017-06-21 |  | Unknown, Non-Lead | 2017 | Yes |  | 2017-06-21 |  | Non-lead
207321 | 2 219 SOMBRERO BEACH RD |  | Unknown, Non-Lead | No |  |  |  | Unknown, Non-Lead | 2017 | No |  |  |  | Non-lead
207322 | 10330 OVERSEAS HWY |  | Polytube | Yes |  | 2023-01-20 |  | Unknown | 1964 | Yes |  | 2023-01-20 |  | Lead Status Unknown
207323 | 75840 OVERSEAS HWY |  | Unknown, Non-Lead | Yes |  | 2022-04-07 |  | PVC | 2006 | Yes |  | 2022-04-07 |  | Non-lead
207327 | 38 S BOUNTY LN |  | Polytube | Yes |  | 2023-09-12 |  | PVC | 2019 | Yes |  | 2023-09-12 |  | Non-lead
207330 | 17 COUNTRY CLUB RD |  | Unknown, Non-Lead | Yes |  | 2019-05-22 |  | PVC | 2018 | Yes |  | 2019-05-22 |  | Non-lead
207334 | 660 9TH STREET |  | Polytube | Yes |  | 2023-09-06 |  | PVC | 2019 | Yes |  | 2023-09-06 |  | Non-lead
207335 | MASTER TAP FKAA KW PLANT INTERCONNECT |  | Unknown, Non-Lead | Yes |  | 2023-03-06 |  | Ductile Iron | 2017 | Yes |  | 2023-03-06 |  | Non-lead
207336 | UNIT 2 935 73RD ST OCEAN |  | Unknown, Non-Lead | Yes |  | 2017-07-20 |  | PVC | 2003 | Yes |  | 2017-07-20 |  | Non-lead
207337 | APT 3 935 73RD ST |  | Unknown, Non-Lead | Yes |  | 2017-07-20 |  | Unknown, Non-Lead | 2017 | Yes |  | 2017-07-20 |  | Non-lead
207338 | UNIT 4 935 73RD ST OCEAN |  | Unknown, Non-Lead | Yes |  | 2017-07-24 |  | PVC | 2017 | Yes |  | 2017-07-24 |  | Non-lead
207339 | 66 SE MARLIN AVE |  | Unknown, Non-Lead | Yes |  | 2023-05-11 |  | Unknown, Non-Lead | 2018 | Yes |  | 2023-05-11 |  | Non-lead
207341 | 111 JASMINE DR |  | Unknown, Non-Lead | Yes |  | 2019-09-12 |  | PVC | 2017 | Yes |  | 2019-09-12 |  | Non-lead
207346 | 208 KING AVE |  | Unknown, Non-Lead | Yes |  | 2019-07-31 |  | PVC | 2018 | Yes |  | 2019-07-31 |  | Non-lead
207348 | 102091 OVERSEAS Hwy |  | Polytube | Yes |  | 2023-03-20 |  | PVC | 2017 | Yes |  | 2023-03-20 |  | Non-lead
207349 | 149 APACHE ST |  | Unknown, Non-Lead | Yes |  | 2019-01-31 |  | Unknown, Non-Lead | 2018 | Yes |  | 2019-01-31 |  | Non-lead
207353 | 29329 INDEPENDENCE AVE |  | Unknown, Non-Lead | No |  |  |  | Unknown, Non-Lead | 2018 | No |  |  |  | Non-lead
207354 | MASTER TAP 110 FKAA JEWFISH CREEK NORTH TAP |  | None | Yes |  | 2022-09-26 |  | None | 2017 | Yes |  | 2022-09-26 |  | Non-lead
207355 | MASTER TAP 51 FKAA AVIATION BLVD TAP |  | Unknown, Non-Lead | Yes |  | 2024-08-16 |  | Unknown, Non-Lead | 2017 | Yes |  | 2024-08-16 |  | Non-lead
207359 | 121 VENETIAN DR |  | Unknown, Non-Lead | Yes |  | 2017-10-23 |  | PVC | 2018 | Yes |  | 2017-10-23 |  | Non-lead
207365 | 243 W SEAVIEW CIRCLE |  | Unknown, Non-Lead | Yes |  | 2024-06-10 |  | Unknown, Non-Lead | 2018 | Yes |  | 2024-06-10 |  | Non-lead
207366 | FKAA CUDJOE WASTEWATER TREATMENT PLANT |  | Unknown, Non-Lead | Yes |  | 2024-06-04 |  | Unknown, Non-Lead | 2015 | Yes |  | 2024-06-04 |  | Non-lead
207368 | MM88 OLD RD |  | Polytube | Yes |  | 2023-08-25 |  | PVC | 2017 | Yes |  | 2023-08-25 |  | Non-lead
207369 | 27 SUSAN ST |  | Polytube | Yes |  | 2022-10-17 |  | PVC | 2017 | Yes |  | 2022-10-17 |  | Non-lead
207370 | 121 BIMINI DR |  | Unknown, Non-Lead | No |  |  |  | Unknown, Non-Lead | 2019 | No |  |  |  | Non-lead
207372 | IRRIGATION 20876 1ST AVE W |  | Polytube | Yes |  | 2022-12-29 |  | PVC | 2017 | Yes |  | 2022-12-29 |  | Non-lead
207381 | 764 MUSA DR |  | Unknown, Non-Lead | Yes |  | 2018-06-27 |  | Unknown, Non-Lead | 2018 | Yes |  | 2018-06-27 |  | Non-lead
207382 | 411 CORAL AVE |  | Unknown, Non-Lead | Yes |  | 2017-05-11 |  | Unknown, Non-Lead | 1990 | Yes |  | 2017-05-11 |  | Non-lead
207385 | 155 TEQUESTA ST |  | Unknown, Non-Lead | Yes |  | 2019-10-22 |  | Unknown, Non-Lead | 2019 | Yes |  | 2019-10-22 |  | Non-lead
207386 | UNIT 101 30663 OVERSEAS HWY |  | Unknown, Non-Lead | Yes |  | 2018-03-02 |  | Unknown, Non-Lead | 2018 | Yes |  | 2018-03-02 |  | Non-lead
207387 | UNIT 102 30663 OVERSEAS HWY |  | Polytube | Yes |  | 2019-12-17 |  | PVC | 2018 | Yes |  | 2019-12-17 |  | Non-lead
207388 | UNIT 103 30663 OVERSEAS HWY |  | Unknown, Non-Lead | Yes |  | 2020-09-04 |  | Unknown, Non-Lead | 2018 | Yes |  | 2020-09-04 |  | Non-lead
207389 | UNIT 104 30663 OVERSEAS HWY |  | Unknown, Non-Lead | Yes |  | 2018-04-20 |  | Unknown, Non-Lead | 2018 | Yes |  | 2018-04-20 |  | Non-lead
207390 | UNIT 105 30663 OVERSEAS HWY |  | Unknown, Non-Lead | Yes |  | 2018-02-28 |  | Unknown, Non-Lead | 2018 | Yes |  | 2018-02-28 |  | Non-lead
207391 | UNIT 106 30663 OVERSEAS HWY |  | Unknown, Non-Lead | Yes |  | 2024-05-13 |  | Unknown, Non-Lead | 2018 | Yes |  | 2024-05-13 |  | Non-lead
207392 | UNIT 107 30663 OVERSEAS HWY |  | Unknown, Non-Lead | Yes |  | 2018-02-28 |  | Unknown, Non-Lead | 2018 | Yes |  | 2018-02-28 |  | Non-lead
207393 | UNIT 108 30663 OVERSEAS HWY |  | Unknown, Non-Lead | Yes |  | 2018-03-02 |  | Unknown, Non-Lead | 2018 | Yes |  | 2018-03-02 |  | Non-lead
207394 | UNIT 109 30663 OVERSEAS HWY |  | Unknown, Non-Lead | Yes |  | 2018-02-28 |  | Unknown, Non-Lead | 2018 | Yes |  | 2018-02-28 |  | Non-lead
207395 | UNIT 110 30663 OVERSEAS HWY |  | Unknown, Non-Lead | Yes |  | 2018-03-02 |  | Unknown, Non-Lead | 2018 | Yes |  | 2018-03-02 |  | Non-lead
207396 | UNIT 201 30663 OVERSEAS HWY |  | Unknown, Non-Lead | Yes |  | 2024-05-28 |  | PVC | 2018 | Yes |  | 2024-05-28 |  | Non-lead
207397 | UNIT 202 30663 OVERSEAS HWY |  | Unknown, Non-Lead | Yes |  | 2024-07-17 |  | Unknown, Non-Lead | 2018 | Yes |  | 2024-07-17 |  | Non-lead
207398 | UNIT 203 30663 OVERSEAS HWY |  | Unknown, Non-Lead | Yes |  | 2018-03-02 |  | Unknown, Non-Lead | 2018 | Yes |  | 2018-03-02 |  | Non-lead
207399 | 22 RIVIERA DR |  | Unknown, Non-Lead | Yes |  | 2018-01-30 |  | Unknown, Non-Lead | 2017 | Yes |  | 2018-01-30 |  | Non-lead
207400 | UNIT 204 30663 OVERSEAS HWY |  | Unknown, Non-Lead | Yes |  | 2023-10-06 |  | Unknown, Non-Lead | 2018 | Yes |  | 2023-10-06 |  | Non-lead
207401 | UNIT 205 30663 OVERSEAS HWY |  | Unknown, Non-Lead | Yes |  | 2018-03-02 |  | Unknown, Non-Lead | 2018 | Yes |  | 2018-03-02 |  | Non-lead
207402 | 29590 W CAHILL CT |  | Unknown, Non-Lead | No |  |  |  | Unknown, Non-Lead | 2019 | No |  |  |  | Non-lead
207403 | UNIT 206 30663 OVERSEAS HWY |  | Unknown, Non-Lead | Yes |  | 2018-11-13 |  | Unknown, Non-Lead | 2018 | Yes |  | 2018-11-13 |  | Non-lead
207404 | FIRE 30663 OVERSEAS HWY |  | Unknown, Non-Lead | Yes |  | 2023-10-05 |  | Unknown, Non-Lead | 2018 | Yes |  | 2023-10-05 |  | Non-lead
207406 | 872 LAPALOMA RD |  | Polytube | Yes |  | 2022-08-18 |  | PVC | 2017 | Yes |  | 2022-08-18 |  | Non-lead
207412 | 12 ATLANTIC AVE |  | Unknown, Non-Lead | Yes |  | 2023-09-27 |  | Unknown, Non-Lead | 2020 | Yes |  | 2023-09-27 |  | Non-lead
207414 | 716 BARCELONA RD |  | Unknown, Non-Lead | Yes |  | 2021-09-30 |  | Unknown, Non-Lead | 2018 | Yes |  | 2021-09-30 |  | Non-lead
207416 | 1400 WATSON BLVD |  | Unknown, Non-Lead | Yes |  | 2023-06-29 |  | Unknown, Non-Lead | 2019 | Yes |  | 2023-06-29 |  | Non-lead
207417 | 118 MADEIRA CT |  | Unknown, Non-Lead | Yes |  | 2018-09-17 |  | PVC | 2018 | Yes |  | 2018-09-17 |  | Non-lead
207418 | 46 S BLACKWATER LN |  | Unknown, Non-Lead | Yes |  | 2021-02-02 |  | Unknown, Non-Lead | 2018 | Yes |  | 2021-02-02 |  | Non-lead
207419 | 19 BLUEWATER DR |  | Unknown, Non-Lead | Yes |  | 2017-06-09 |  | Unknown, Non-Lead | 2017 | Yes |  | 2017-06-09 |  | Non-lead
207421 | 983 GIBRALTAR RD |  | Unknown, Non-Lead | Yes |  | 2019-06-25 |  | PVC | 2018 | Yes |  | 2019-06-25 |  | Non-lead
207426 | MASTER TAP 49 FKAA MARATHON BOOSTER TAP |  | Stainless | Yes |  | 2023-02-07 |  | Stainless | 2017 | Yes |  | 2023-02-07 |  | Non-lead
207428 | APT 2 306 BUTTONWOOD CIRCLE |  | Unknown, Non-Lead | Yes |  | 2017-05-24 |  | Unknown, Non-Lead | 2017 | Yes |  | 2017-05-24 |  | Non-lead
207429 | 48 MUTINY PL |  | Unknown, Non-Lead | Yes |  | 2018-01-30 |  | Unknown, Non-Lead | 2021 | Yes |  | 2018-01-30 |  | Non-lead
207431 | 17427 CAYMEN DR |  | Unknown, Non-Lead | No |  |  |  | Unknown, Non-Lead | 2019 | No |  |  |  | Non-lead
207432 | 1725 BAYVIEW DR |  | Unknown, Non-Lead | Yes |  | 2019-10-23 |  | PVC | 2019 | Yes |  | 2019-10-23 |  | Non-lead
207433 | 111 N INDIES DR |  | Unknown, Non-Lead | No |  |  |  | Unknown, Non-Lead | 2021 | No |  |  |  | Non-lead
207434 | 237 BUTTONWOOD SHORES Dr |  | Unknown, Non-Lead | Yes |  | 2019-10-30 |  | Unknown, Non-Lead | 2019 | Yes |  | 2019-10-30 |  | Non-lead
207437 | 231 E SHORE Dr |  | Unknown, Non-Lead | Yes |  | 2024-01-18 |  | Copper | 2017 | Yes |  | 2024-01-18 |  | Non-lead
207438 | 126 S BAY HARBOR DR |  | Unknown, Non-Lead | Yes |  | 2018-08-29 |  | Unknown, Non-Lead | 2017 | Yes |  | 2018-08-29 |  | Non-lead
207439 | 1077 PICARD LN |  | Unknown, Non-Lead | Yes |  | 2018-06-11 |  | Polytube | 2017 | Yes |  | 2018-06-11 |  | Non-lead
207440 | 385 E SEAVIEW DR |  | Unknown, Non-Lead | Yes |  | 2017-06-05 |  | Unknown, Non-Lead | 2020 | Yes |  | 2017-06-05 |  | Non-lead
207441 | 842 E SHORE DR |  | Unknown, Non-Lead | Yes |  | 2021-08-11 |  | Unknown, Non-Lead | 2018 | Yes |  | 2021-08-11 |  | Non-lead
207443 | 136 HARBOR DR |  | Unknown, Non-Lead | Yes |  | 2021-07-27 |  | Unknown, Non-Lead | 2019 | Yes |  | 2021-07-27 |  | Non-lead
207444 | 27245 MARIPOSA RD |  | Unknown, Non-Lead | Yes |  | 2018-01-30 |  | Unknown, Non-Lead | 2018 | Yes |  | 2018-01-30 |  | Non-lead
207445 | 146 BAYVIEW DR |  | Polytube | Yes |  | 2022-11-16 |  | PVC | 2021 | Yes |  | 2022-11-16 |  | Non-lead
207446 | 408 COLLINS ST |  | Unknown, Non-Lead | Yes |  | 2017-06-05 |  | Unknown, Non-Lead | 2018 | Yes |  | 2017-06-05 |  | Non-lead
207447 | 445 SOMBRERO BEACH RD |  | Unknown, Non-Lead | Yes |  | 2018-06-08 |  | Unknown, Non-Lead | 2020 | Yes |  | 2018-06-08 |  | Non-lead
207448 | 447 SOMBRERO BEACH RD |  | Unknown, Non-Lead | Yes |  | 2018-06-08 |  | Unknown, Non-Lead | 2020 | Yes |  | 2018-06-08 |  | Non-lead
207449 | 449 SOMBRERO BEACH RD |  | Unknown, Non-Lead | Yes |  | 2018-06-08 |  | Unknown, Non-Lead | 2019 | Yes |  | 2018-06-08 |  | Non-lead
207450 | IRRIGATION 453 SOMBRERO BEACH Rd |  | Copper | Yes |  | 2022-08-03 |  | PVC | 2019 | Yes |  | 2022-08-03 |  | Non-lead
207451 | 103021 OVERSEAS HWY |  | Unknown, Non-Lead | Yes |  | 2020-02-06 |  | Unknown, Non-Lead | 2018 | Yes |  | 2020-02-06 |  | Non-lead
207452 | APT 202 5582 FIRST AVE |  | Unknown, Non-Lead | Yes |  | 2020-12-30 |  | Unknown, Non-Lead | 2018 | Yes |  | 2020-12-30 |  | Non-lead
207453 | APT 203 5582 FIRST AVE |  | Polytube | No |  |  |  | PVC | 2018 | No |  |  |  | Non-lead
207454 | APT 204 5582 FIRST AVE |  | Unknown, Non-Lead | Yes |  | 2019-12-30 |  | Unknown, Non-Lead | 2018 | Yes |  | 2019-12-30 |  | Non-lead
207456 | 5711 COLLEGE RD |  | Unknown, Non-Lead | Yes |  | 2022-01-14 |  | Unknown, Non-Lead | 2015 | Yes |  | 2022-01-14 |  | Non-lead
207457 | 29490 RANGER AVE |  | Polytube | Yes |  | 2023-01-24 |  | PVC | 2018 | Yes |  | 2023-01-24 |  | Non-lead
207460 | 2373 PENSACOLA RD |  | Polytube | Yes |  | 2022-11-17 |  | PVC | 1984 | Yes |  | 2022-11-17 |  | Non-lead
207462 | 47 ORANGE DR |  | Unknown, Non-Lead | Yes |  | 2019-07-29 |  | Unknown, Non-Lead | 2017 | Yes |  | 2019-07-29 |  | Non-lead
207465 | 832 FLAGSHIP DR |  | Unknown, Non-Lead | Yes |  | 2018-01-30 |  | Unknown, Non-Lead | 1990 | Yes |  | 2018-01-30 |  | Non-lead
207467 | 24827 PARK DR |  | Unknown, Non-Lead | No |  |  |  | Unknown, Non-Lead | 2018 | No |  |  |  | Non-lead
207468 | 27436 W INDIES DR |  | Unknown, Non-Lead | Yes |  | 2022-03-30 |  | Unknown, Non-Lead | 2018 | Yes |  | 2022-03-30 |  | Non-lead
207472 | UNIT 1 217 SOMBRERO BEACH RD |  | Unknown, Non-Lead | Yes |  | 2017-08-31 |  | PVC | 2017 | Yes |  | 2017-08-31 |  | Non-lead
207473 | UNIT 2 217 SOMBRERO BEACH RD |  | Unknown, Non-Lead | Yes |  | 2017-08-31 |  | Unknown, Non-Lead | 2017 | Yes |  | 2017-08-31 |  | Non-lead
207474 | 255 W SEAVIEW CIRCLE |  | Polytube | Yes |  | 2022-06-09 |  | PVC | 2019 | Yes |  | 2022-06-09 |  | Non-lead
207475 | 820 NARRAGANSETT LN |  | Polytube | Yes |  | 2023-05-04 |  | PVC | 2017 | Yes |  | 2023-05-04 |  | Non-lead
207478 | 208 CORSAIR RD |  | Unknown, Non-Lead | Yes |  | 2023-08-02 |  | Unknown, Non-Lead | 1996 | Yes |  | 2023-08-02 |  | Non-lead
207480 | 236 OCEAN BLVD |  | Unknown, Non-Lead | Yes |  | 2021-01-21 |  | PVC | 2010 | Yes |  | 2021-01-21 |  | Non-lead
207481 | 27334 GUADALOUPE LN |  | Unknown, Non-Lead | Yes |  | 2023-11-29 |  | Unknown, Non-Lead | 2018 | Yes |  | 2023-11-29 |  | Non-lead
207482 | 5 CALLE DOS |  | Unknown, Non-Lead | Yes |  | 2017-10-18 |  | Unknown, Non-Lead | 2019 | Yes |  | 2017-10-18 |  | Non-lead
207483 | 211 SHORE AVE |  | Unknown, Non-Lead | Yes |  | 2018-01-30 |  | Unknown, Non-Lead | 2018 | Yes |  | 2018-01-30 |  | Non-lead
207484 | 211 GASPARILLA DR |  | Unknown, Non-Lead | Yes |  | 2021-10-28 |  | Unknown, Non-Lead | 2019 | Yes |  | 2021-10-28 |  | Non-lead
207485 | 202 PLANTATION SHORES Dr |  | Unknown, Non-Lead | Yes |  | 2023-03-06 |  | PVC | 2018 | Yes |  | 2023-03-06 |  | Non-lead
207488 | 873 LA PALOMA RD |  | Unknown, Non-Lead | Yes |  | 2019-09-11 |  | Unknown, Non-Lead | 2018 | Yes |  | 2019-09-11 |  | Non-lead
207491 | 165 LAPALOMA RD |  | Unknown, Non-Lead | Yes |  | 2018-11-30 |  | Unknown, Non-Lead | 2018 | Yes |  | 2018-11-30 |  | Non-lead
207492 | 17 CINNAMON BARK LN |  | Unknown, Non-Lead | No |  |  |  | Unknown, Non-Lead | 2019 | No |  |  |  | Non-lead
207493 | 1613 JOSEPHINE ST |  | Unknown, Non-Lead | No |  |  |  | Unknown, Non-Lead | 2017 | No |  |  |  | Non-lead
207495 | 970 69TH St |  | Unknown, Non-Lead | Yes |  | 2019-05-22 |  | Unknown, Non-Lead | 2017 | Yes |  | 2019-05-22 |  | Non-lead
207496 | 27086 DOLPHIN RD |  | Unknown, Non-Lead | No |  |  |  | Unknown, Non-Lead | 2018 | No |  |  |  | Non-lead
207497 | 160 CAMINO REAL |  | Unknown, Non-Lead | Yes |  | 2021-05-18 |  | Unknown, Non-Lead | 2018 | Yes |  | 2021-05-18 |  | Non-lead
207499 | 29566 RANGER AVE |  | Unknown, Non-Lead | Yes |  | 2024-09-18 |  | Unknown, Non-Lead | 2018 | Yes |  | 2024-09-18 |  | Non-lead
207500 | 235 W SEAVIEW DR |  | Unknown, Non-Lead | Yes |  | 2023-08-30 |  | Unknown, Non-Lead | 2020 | Yes |  | 2023-08-30 |  | Non-lead
207504 | 101000 OVERSEAS HWY |  | Polytube | Yes |  | 2020-06-02 |  | PVC | 1974 | Yes |  | 2020-06-02 |  | Non-lead
207505 | MCDONALDS 101000 OVERSEAS HWY |  | Polytube | Yes |  | 2023-02-03 |  | Copper | 1974 | Yes |  | 2023-02-03 |  | Non-lead
207506 | 101000 OVERSEAS Hwy |  | Polytube | Yes |  | 2023-02-03 |  | Copper | 1974 | Yes |  | 2023-02-03 |  | Non-lead
207508 | 65 TARPON AVE |  | Unknown, Non-Lead | Yes |  | 2019-02-14 |  | Unknown, Non-Lead | 2018 | Yes |  | 2019-02-14 |  | Non-lead
207509 | 1 DOLPHIN RD |  | Unknown, Non-Lead | No |  |  |  | Unknown, Non-Lead | 2017 | No |  |  |  | Non-lead
207511 | 10 KEY HAVEN @ SHORELINE BLVD RD |  | Unknown, Non-Lead | Yes |  | 2022-11-07 |  | Polytube | 2017 | Yes |  | 2022-11-07 |  | Non-lead
207514 | 669 COLSON DR |  | Unknown, Non-Lead | Yes |  | 2018-04-20 |  | Unknown, Non-Lead | 2018 | Yes |  | 2018-04-20 |  | Non-lead
207519 | 68 MUTINY PL |  | Unknown, Non-Lead | Yes |  | 2021-05-24 |  | Unknown, Non-Lead | 2019 | Yes |  | 2021-05-24 |  | Non-lead
207521 | 22929 PRIVATEER RD |  | Unknown, Non-Lead | Yes |  | 2018-01-30 |  | Unknown, Non-Lead | 2018 | Yes |  | 2018-01-30 |  | Non-lead
207522 | 443 LESROHDE DR |  | Unknown, Non-Lead | No |  |  |  | Unknown, Non-Lead | 2018 | No |  |  |  | Non-lead
207525 | 118 VILLABELLA DR |  | Polytube | Yes |  | 2021-06-09 |  | PVC | 2021 | Yes |  | 2021-06-09 |  | Non-lead
207529 | 323 OVERSEAS HWY |  | Polytube | Yes |  | 2023-08-14 |  | PVC | 1966 | Yes |  | 2023-08-14 |  | Non-lead
207530 | 2163 MATTHEWS RD |  | Unknown, Non-Lead | Yes |  | 2022-07-20 |  | Unknown, Non-Lead | 2020 | Yes |  | 2022-07-20 |  | Non-lead
207531 | 207 SOMBRERO BEACH RD |  | Unknown, Non-Lead | No |  |  |  | Unknown, Non-Lead | 2018 | No |  |  |  | Non-lead
207532 | UNIT 2 205 SOMBRERO BEACH RD |  | Unknown, Non-Lead | No |  |  |  | Unknown, Non-Lead | 2018 | No |  |  |  | Non-lead
207533 | 255 SOMBRERO BEACH RD |  | Unknown, Non-Lead | No |  |  |  | Unknown, Non-Lead | 2017 | No |  |  |  | Non-lead
207535 | 170 OCEAN SHORES DR |  | Unknown, Non-Lead | Yes |  | 2018-04-30 |  | Unknown, Non-Lead | 2018 | Yes |  | 2018-04-30 |  | Non-lead
207537 | IRRIGATION 6751 5TH BERNSTIEN PARK AVE |  | Polytube | Yes |  | 2023-03-29 |  | Copper | 2018 | Yes |  | 2023-03-29 |  | Non-lead
207538 | 109 OCEAN SHORES DR |  | Unknown, Non-Lead | Yes |  | 2020-09-22 |  | PVC | 2019 | Yes |  | 2020-09-22 |  | Non-lead
207539 | 27361 ST CROIX LN |  | Unknown, Non-Lead | Yes |  | 2018-10-09 |  | Unknown, Non-Lead | 2018 | Yes |  | 2018-10-09 |  | Non-lead
207540 | 831 104TH St |  | Unknown, Non-Lead | No |  |  |  | Unknown, Non-Lead | 2018 | No |  |  |  | Non-lead
207541 | 27317 TOBAGO LN |  | Unknown, Non-Lead | Yes |  | 2018-01-30 |  | Unknown, Non-Lead | 2018 | Yes |  | 2018-01-30 |  | Non-lead
207542 | 17254 LABRISA LN |  | Polytube | Yes |  | 2023-07-19 |  | PVC | 2018 | Yes |  | 2023-07-19 |  | Non-lead
207543 | 22314 LAFITTE DR |  | Unknown, Non-Lead | Yes |  | 2018-01-16 |  | Unknown, Non-Lead | 2018 | Yes |  | 2018-01-16 |  | Non-lead
207545 | 149 DOVE LAKE DR |  | Polytube | Yes |  | 2022-06-23 |  | PVC | 2018 | Yes |  | 2022-06-23 |  | Non-lead
207549 | 95 CALLE ENSUENO |  | Polytube | Yes |  | 2022-09-22 |  | PVC | 2019 | Yes |  | 2022-09-22 |  | Non-lead
207550 | 301 CORAL AVE |  | Polytube | Yes |  | 2018-01-30 |  | PVC | 2018 | Yes |  | 2018-01-30 |  | Non-lead
207551 | 129 BIMINI DR |  | Unknown, Non-Lead | Yes |  | 2023-07-03 |  | Unknown, Non-Lead | 2020 | Yes |  | 2023-07-03 |  | Non-lead
207556 | 30360 OVERSEAS HWY |  | Polytube | Yes |  | 2022-12-08 |  | PVC | 1975 | Yes |  | 2022-12-08 |  | Non-lead
207557 | 144 NEWFOUND BLVD |  | Unknown, Non-Lead | Yes |  | 2021-05-31 |  | PVC | 2017 | Yes |  | 2021-05-31 |  | Non-lead
207559 | 865 ELLEN DR |  | Unknown, Non-Lead | Yes |  | 2018-12-07 |  | PVC | 2018 | Yes |  | 2018-12-07 |  | Non-lead
207560 | 22747 BLACKBEARD LN |  | Polytube | Yes |  | 2024-01-25 |  | PVC | 2018 | Yes |  | 2024-01-25 |  | Non-lead
207561 | 22809 BLACKBEARD LN |  | Unknown, Non-Lead | Yes |  | 2024-09-25 |  | Unknown, Non-Lead | 2018 | Yes |  | 2024-09-25 |  | Non-lead
207562 | 129 TAVERN DR |  | Unknown, Non-Lead | Yes |  | 2019-11-04 |  | PVC | 2018 | Yes |  | 2019-11-04 |  | Non-lead
207563 | COCO PLUM DR BCH RESTROOMS |  | Polytube | Yes |  | 2023-10-10 |  | PVC | 2017 | Yes |  | 2023-10-10 |  | Non-lead
207564 | 21 SUNSET CAY RD |  | Unknown, Non-Lead | Yes |  | 2020-01-02 |  | PVC | 2019 | Yes |  | 2020-01-02 |  | Non-lead
207565 | UNIT 1 11 KNIGHTS KEY BLVD |  | Unknown, Non-Lead | Yes |  | 2022-09-13 |  | Polytube | 2018 | Yes |  | 2022-09-13 |  | Non-lead
207566 | UNIT 2 11 KNIGHTS KEY BLVD |  | Unknown, Non-Lead | Yes |  | 2022-05-13 |  | Polytube | 2018 | Yes |  | 2022-05-13 |  | Non-lead
207567 | 204 HARBOR DR |  | Unknown, Non-Lead | Yes |  | 2024-03-07 |  | PVC | 2018 | Yes |  | 2024-03-07 |  | Non-lead
207568 | UNIT 3 11 KNIGHTS KEY BLVD |  | Unknown, Non-Lead | Yes |  | 2022-05-13 |  | Polytube | 2018 | Yes |  | 2022-05-13 |  | Non-lead
207569 | UNIT 4 11 KNIGHTS KEY BLVD |  | Unknown, Non-Lead | Yes |  | 2022-03-15 |  | PVC | 2018 | Yes |  | 2022-03-15 |  | Non-lead
207570 | UNIT 5 11 KNIGHTS KEY BLVD |  | Unknown, Non-Lead | Yes |  | 2022-05-13 |  | Polytube | 2018 | Yes |  | 2022-05-13 |  | Non-lead
207571 | UNIT 6 11 KNIGHTS KEY BLVD |  | Unknown, Non-Lead | Yes |  | 2022-05-13 |  | Polytube | 2018 | Yes |  | 2022-05-13 |  | Non-lead
207572 | UNIT 7 11 KNIGHTS KEY BLVD |  | Unknown, Non-Lead | Yes |  | 2022-05-13 |  | Polytube | 2018 | Yes |  | 2022-05-13 |  | Non-lead
207573 | UNIT 8 11 KNIGHTS KEY BLVD |  | Unknown, Non-Lead | Yes |  | 2022-05-13 |  | Polytube | 2018 | Yes |  | 2022-05-13 |  | Non-lead
207574 | UNIT 9 11 KNIGHTS KEY BLVD |  | Unknown, Non-Lead | Yes |  | 2022-05-13 |  | Polytube | 2018 | Yes |  | 2022-05-13 |  | Non-lead
207575 | UNIT 10 11 KNIGHTS KEY BLVD |  | Unknown, Non-Lead | Yes |  | 2022-05-13 |  | Polytube | 2018 | Yes |  | 2022-05-13 |  | Non-lead
207576 | UNIT 11 11 KNIGHTS KEY BLVD |  | Unknown, Non-Lead | No |  |  |  | Polytube | 2018 | No |  |  |  | Non-lead
207577 | UNIT 12 11 KNIGHTS KEY BLVD |  | Unknown, Non-Lead | Yes |  | 2022-05-13 |  | Polytube | 2018 | Yes |  | 2022-05-13 |  | Non-lead
207578 | UNIT 13 11 KNIGHTS KEY BLVD |  | Unknown, Non-Lead | Yes |  | 2022-05-13 |  | Polytube | 2018 | Yes |  | 2022-05-13 |  | Non-lead
207579 | UNIT 14 11 KNIGHTS KEY BLVD |  | Unknown, Non-Lead | Yes |  | 2022-05-13 |  | Polytube | 2018 | Yes |  | 2022-05-13 |  | Non-lead
207580 | UNIT 15 11 KNIGHTS KEY BLVD |  | Unknown, Non-Lead | Yes |  | 2022-05-13 |  | Polytube | 2018 | Yes |  | 2022-05-13 |  | Non-lead
207581 | UNIT 16 11 KNIGHTS KEY BLVD |  | Unknown, Non-Lead | Yes |  | 2022-05-13 |  | Polytube | 2018 | Yes |  | 2022-05-13 |  | Non-lead
207582 | UNIT 17 11 KNIGHTS KEY BLVD |  | Unknown, Non-Lead | Yes |  | 2022-05-13 |  | Polytube | 2018 | Yes |  | 2022-05-13 |  | Non-lead
207583 | UNIT 18 11 KNIGHTS KEY BLVD |  | Unknown, Non-Lead | Yes |  | 2018-07-20 |  | Polytube | 2018 | Yes |  | 2018-07-20 |  | Non-lead
207584 | UNIT 19 11 KNIGHTS KEY BLVD |  | Unknown, Non-Lead | Yes |  | 2022-05-13 |  | Polytube | 2018 | Yes |  | 2022-05-13 |  | Non-lead
207585 | UNIT 20 11 KNIGHTS KEY BLVD |  | Unknown, Non-Lead | Yes |  | 2022-05-13 |  | Polytube | 2018 | Yes |  | 2022-05-13 |  | Non-lead
207586 | UNIT 21 11 KNIGHTS KEY BLVD |  | Unknown, Non-Lead | Yes |  | 2022-05-13 |  | Polytube | 2018 | Yes |  | 2022-05-13 |  | Non-lead
207587 | UNIT 22 11 KNIGHTS KEY BLVD |  | Unknown, Non-Lead | Yes |  | 2022-05-13 |  | Polytube | 2018 | Yes |  | 2022-05-13 |  | Non-lead
207590 | UNIT 23 11 KNIGHTS KEY BLVD |  | Unknown, Non-Lead | Yes |  | 2022-05-13 |  | Polytube | 2018 | Yes |  | 2022-05-13 |  | Non-lead
207591 | UNIT 25 11 KNIGHTS KEY BLVD |  | Unknown, Non-Lead | Yes |  | 2022-05-13 |  | Polytube | 2018 | Yes |  | 2022-05-13 |  | Non-lead
207592 | UNIT 24 11 KNIGHTS KEY BLVD |  | Unknown, Non-Lead | Yes |  | 2022-05-13 |  | Polytube | 2018 | Yes |  | 2022-05-13 |  | Non-lead
207593 | UNIT 26 11 KNIGHTS KEY BLVD |  | Unknown, Non-Lead | Yes |  | 2022-05-13 |  | Polytube | 2018 | Yes |  | 2022-05-13 |  | Non-lead
207594 | UNIT 27 11 KNIGHTS KEY BLVD |  | Unknown, Non-Lead | Yes |  | 2022-05-13 |  | Polytube | 2018 | Yes |  | 2022-05-13 |  | Non-lead
207595 | UNIT 28 11 KNIGHTS KEY BLVD |  | Unknown, Non-Lead | Yes |  | 2022-05-13 |  | Polytube | 2018 | Yes |  | 2022-05-13 |  | Non-lead
207596 | UNIT 29 11 KNIGHTS KEY BLVD |  | Unknown, Non-Lead | Yes |  | 2022-05-13 |  | Polytube | 2018 | Yes |  | 2022-05-13 |  | Non-lead
207597 | UNIT 30 11 KNIGHTS KEY BLVD |  | Unknown, Non-Lead | Yes |  | 2022-05-13 |  | Polytube | 2018 | Yes |  | 2022-05-13 |  | Non-lead
207598 | IRRIGATION 11 KNIGHTS KEY Blvd |  | Unknown, Non-Lead | Yes |  | 2022-05-13 |  | Polytube | 2018 | Yes |  | 2022-05-13 |  | Non-lead
207599 | 13847 OVERSEAS HWY |  | Polytube | Yes |  | 2022-06-06 |  | Copper | 1990 | Yes |  | 2022-06-06 |  | Non-lead
207601 | BUILDING F-1 NAVY RESEARCH LAB |  | Copper | Yes |  | 2023-09-22 |  | PVC | 2017 | Yes |  | 2023-09-22 |  | Non-lead
207603 | 63 PLAZA DEL SOL |  | Unknown, Non-Lead | No |  |  |  | Unknown, Non-Lead | 2019 | No |  |  |  | Non-lead
207604 | 1456 KENNEDY DR |  | Copper | Yes |  | 2023-05-04 |  | PVC | 1982 | Yes |  | 2023-05-04 |  | Non-lead
207606 | 531 4TH ST |  | Unknown, Non-Lead | Yes |  | 2023-06-20 |  | Unknown, Non-Lead | 2018 | Yes |  | 2023-06-20 |  | Non-lead
207608 | 487 BEACH RD |  | Unknown, Non-Lead | Yes |  | 2020-10-23 |  | Unknown, Non-Lead | 2018 | Yes |  | 2020-10-23 |  | Non-lead
207612 | 34 S BOUNTY LN |  | Polytube | Yes |  | 2023-06-30 |  | PVC | 2019 | Yes |  | 2023-06-30 |  | Non-lead
207613 | 17 TINA PL |  | Unknown, Non-Lead | Yes |  | 2022-03-09 |  | Unknown, Non-Lead | 2018 | Yes |  | 2022-03-09 |  | Non-lead
207614 | 49 DOLPHIN RD |  | Unknown, Non-Lead | Yes |  | 2018-12-10 |  | PVC | 2018 | Yes |  | 2018-12-10 |  | Non-lead
207615 | 31227 HOLLERICH DR |  | Unknown, Non-Lead | No |  |  |  | Unknown, Non-Lead | 2019 | No |  |  |  | Non-lead
207616 | 258 PELICAN LN |  | Unknown, Non-Lead | Yes |  | 2019-05-28 |  | Unknown, Non-Lead | 2019 | Yes |  | 2019-05-28 |  | Non-lead
207619 | 54 TINA PL |  | Unknown, Non-Lead | Yes |  | 2019-01-14 |  | PVC | 2018 | Yes |  | 2019-01-14 |  | Non-lead
207620 | 791 OCEANA AVE |  | Unknown, Non-Lead | Yes |  | 2019-01-28 |  | Unknown, Non-Lead | 2018 | Yes |  | 2019-01-28 |  | Non-lead
207623 | 27138 DOLPHIN RD |  | Polytube | Yes |  | 2022-12-15 |  | PVC | 2017 | Yes |  | 2022-12-15 |  | Non-lead
207624 | 221 NAVAJO ST |  | Unknown, Non-Lead | Yes |  | 2019-05-31 |  | Unknown, Non-Lead | 2018 | Yes |  | 2019-05-31 |  | Non-lead
207625 | 171 BOUGAINVILLEA ST |  | Unknown, Non-Lead | Yes |  | 2021-11-10 |  | Unknown, Non-Lead | 2018 | Yes |  | 2021-11-10 |  | Non-lead
207628 | 106 ALYNN PL |  | Unknown, Non-Lead | Yes |  | 2018-04-19 |  | Unknown, Non-Lead | 2018 | Yes |  | 2018-04-19 |  | Non-lead
207629 | 17235 E GREEN TURTLE LANE |  | Unknown, Non-Lead | No |  |  |  | Unknown, Non-Lead | 2019 | No |  |  |  | Non-lead
207633 | 120 WILLOW LN |  | Unknown, Non-Lead | Yes |  | 2023-07-17 |  | Unknown, Non-Lead | 2018 | Yes |  | 2023-07-17 |  | Non-lead
207634 | 80639 OLD HWY |  | Polytube | Yes |  | 2021-05-28 |  | PVC | 2019 | Yes |  | 2021-05-28 |  | Non-lead
207636 | 210 S ANGLERS DR |  | Polytube | Yes |  | 2022-06-30 |  | PVC | 2017 | Yes |  | 2022-06-30 |  | Non-lead
207640 | 178 E SANDY CIR |  | Polytube | Yes |  | 2023-05-25 |  | PVC | 1986 | Yes |  | 2023-05-25 |  | Non-lead
207641 | 154 E SANDY CIR |  | Polytube | Yes |  | 2022-12-06 |  | PVC | 1974 | Yes |  | 2022-12-06 |  | Non-lead
207644 | 1145 THATCH LN |  | Polytube | Yes |  | 2024-04-02 |  | PVC | 2017 | Yes |  | 2024-04-02 |  | Non-lead
207647 | WATSON FIELD . KEY DEER BLVD & SOUTH ST |  | Polytube | Yes |  | 2024-04-29 |  | PVC | 2017 | Yes |  | 2024-04-29 |  | Non-lead
207648 | APT 2 901 TRUMAN AVE |  | Unknown | Yes |  | 2023-03-28 |  | Polytube | 1943 | Yes |  | 2023-03-28 |  | Lead Status Unknown
207649 | APT 3 901 TRUMAN AVE |  | Unknown | Yes |  | 2023-03-28 |  | Polytube | 1943 | Yes |  | 2023-03-28 |  | Lead Status Unknown
207650 | APT 4 901 TRUMAN AVE |  | Unknown | Yes |  | 2023-03-28 |  | Polytube | 1943 | Yes |  | 2023-03-28 |  | Lead Status Unknown
207651 | APT 5 901 TRUMAN AVE |  | Unknown | Yes |  | 2023-03-28 |  | Polytube | 1943 | Yes |  | 2023-03-28 |  | Lead Status Unknown
207652 | APT 6 901 TRUMAN AVE |  | Unknown | Yes |  | 2023-03-28 |  | Polytube | 1943 | Yes |  | 2023-03-28 |  | Lead Status Unknown
207653 | APT 7 901 TRUMAN AVE |  | Copper | Yes |  | 2022-09-14 |  | Polytube | 1943 | Yes |  | 2022-09-14 |  | Non-lead
207655 | 30060 NORTH SANDY CIR |  | Polytube | Yes |  | 2022-12-06 |  | Copper | 1973 | Yes |  | 2022-12-06 |  | Non-lead
207656 | 7766 AVIATION BLVD |  | Unknown, Non-Lead | No |  |  |  | Unknown, Non-Lead | 1997 | No |  |  |  | Non-lead
207657 | 700 EATON IRRIGATION ST |  | Polytube | Yes |  | 2022-05-03 |  | PVC | 2017 | Yes |  | 2022-05-03 |  | Non-lead
207658 | 700 EATON ST |  | Unknown, Non-Lead | No |  |  |  | Unknown, Non-Lead | 2017 | No |  |  |  | Non-lead
207666 | 29550 WILDWOOD LN |  | Polytube | Yes |  | 2022-11-17 |  | PVC | 1979 | Yes |  | 2022-11-17 |  | Non-lead
207671 | 459 MARGATE Dr |  | Polytube | Yes |  | 2024-04-17 |  | PVC | 2017 | Yes |  | 2024-04-17 |  | Non-lead
207676 | 3 DIAMOND DR |  | Unknown, Non-Lead | Yes |  | 2025-03-27 |  | PVC | 2018 | Yes |  | 2025-03-27 |  | Non-lead
207677 | 178 CORAL RD |  | Unknown, Non-Lead | No |  |  |  | Unknown, Non-Lead | 2019 | No |  |  |  | Non-lead
207678 | 1003 PETER JAY ST |  | Polytube | Yes |  | 2022-11-30 |  | PVC | 1964 | Yes |  | 2022-11-30 |  | Non-lead
207682 | 2828 CENTRAL AVE |  | Polytube | Yes |  | 2023-01-10 |  | PVC | 1963 | Yes |  | 2023-01-10 |  | Non-lead
207687 | APT REAR 2109 HARRIS AVE |  | Copper | Yes |  | 2023-04-26 |  | PVC | 1953 | Yes |  | 2023-04-26 |  | Non-lead
207690 | 31011 HIBISCUS DR |  | Unknown, Non-Lead | No |  |  |  | Unknown, Non-Lead | 2017 | No |  |  |  | Non-lead
207694 | 16 JEWFISH AVE |  | Unknown, Non-Lead | Yes |  | 2018-05-31 |  | PVC | 2018 | Yes |  | 2018-05-31 |  | Non-lead
207697 | 2274 NAPLES RD |  | Polytube | Yes |  | 2024-04-24 |  | PVC | 1987 | Yes |  | 2024-04-24 |  | Non-lead
207699 | 131 INDIAN MOUND Trl |  | Unknown, Non-Lead | No |  |  |  | Unknown, Non-Lead | 2018 | No |  |  |  | Non-lead
207700 | 164 HIBISCUS ST |  | Unknown, Non-Lead | Yes |  | 2021-10-04 |  | Unknown, Non-Lead | 2018 | Yes |  | 2021-10-04 |  | Non-lead
207701 | 41 JEAN LAFITTE DR |  | Polytube | Yes |  | 2024-01-24 |  | PVC | 2018 | Yes |  | 2024-01-24 |  | Non-lead
207703 | 75 JEAN LA FITTE Dr |  | Polytube | Yes |  | 2023-01-31 |  | PVC | 2017 | Yes |  | 2023-01-31 |  | Non-lead
207705 | 132 OCEAN DR |  | Unknown, Non-Lead | Yes |  | 2018-08-22 |  | Unknown, Non-Lead | 2020 | Yes |  | 2018-08-22 |  | Non-lead
207710 | 248 SUNSET DR |  | Polytube | Yes |  | 2022-06-29 |  | PVC | 2017 | Yes |  | 2022-06-29 |  | Non-lead
207711 | 211 HISPANOLA RD |  | Polytube | Yes |  | 2023-09-28 |  | PVC | 1978 | Yes |  | 2023-09-28 |  | Non-lead
207713 | 360 S COCONUT PALM BLVD |  | Polytube | Yes |  | 2022-12-12 |  | PVC | 2020 | Yes |  | 2022-12-12 |  | Non-lead
207716 | 1 HARBOR ISLAND DR |  | Unknown, Non-Lead | Yes |  | 2019-09-06 |  | PVC | 2019 | Yes |  | 2019-09-06 |  | Non-lead
207718 | 578 HAMMOCK DR |  | Polytube | Yes |  | 2022-07-06 |  | PVC | 1962 | Yes |  | 2022-07-06 |  | Non-lead
207721 | 32 BAY DR |  | Unknown, Non-Lead | Yes |  | 2024-09-19 |  | Unknown, Non-Lead | 2018 | Yes |  | 2024-09-19 |  | Non-lead
207726 | 7790 AVIATION BLVD |  | Polytube | Yes |  | 2023-10-19 |  | PVC | 2017 | Yes |  | 2023-10-19 |  | Non-lead
207727 | 127 1ST RD |  | Unknown, Non-Lead | Yes |  | 2022-10-31 |  | PVC | 2018 | Yes |  | 2022-10-31 |  | Non-lead
207729 | 600 BARRY AVE |  | Unknown, Non-Lead | Yes |  | 2018-06-29 |  | Unknown, Non-Lead | 2019 | Yes |  | 2018-06-29 |  | Non-lead
207732 | 966 CRANE BLVD |  | Polytube | No |  |  |  | PVC | 2020 | No |  |  |  | Non-lead
207738 | 425 CALLE LIMON |  | Unknown, Non-Lead | Yes |  | 2024-08-08 |  | Unknown, Non-Lead | 2018 | Yes |  | 2024-08-08 |  | Non-lead
207745 | 441 5TH ST |  | Unknown, Non-Lead | No |  |  |  | PVC | 2017 | No |  |  |  | Non-lead
207749 | HYDRANT KW-104 SOUTH & GRINNELL ST |  | Unknown, Non-Lead | Yes |  | 2022-07-15 |  | Unknown, Non-Lead | 2017 | Yes |  | 2022-07-15 |  | Non-lead
207750 | LOT 041 1571 OVERSEAS HWY |  | PVC | Yes |  | 2024-09-18 |  | PVC | 1952 | Yes |  | 2024-09-18 |  | Non-lead
207753 | 104 FAIRWICH CT |  | Unknown, Non-Lead | Yes |  | 2021-09-13 |  | Unknown, Non-Lead | 2019 | Yes |  | 2021-09-13 |  | Non-lead
207755 | 416 COLLINS ST |  | Unknown, Non-Lead | Yes |  | 2019-08-02 |  | PVC | 2018 | Yes |  | 2019-08-02 |  | Non-lead
207758 | 194 OCEAN SHORES Dr |  | Unknown, Non-Lead | Yes |  | 2019-05-13 |  | Unknown, Non-Lead | 2020 | Yes |  | 2019-05-13 |  | Non-lead
207759 | CORN JEWFISH 103401 OVERSEAS Hwy |  | Unknown, Non-Lead | No |  |  |  | Unknown, Non-Lead | 2021 | No |  |  |  | Non-lead
207761 | GUEST 2 THURMOND St |  | Polytube | Yes |  | 2023-02-01 |  | PVC | 1966 | Yes |  | 2023-02-01 |  | Non-lead
207763 | 165 LA FITTE RD |  | Unknown, Non-Lead | Yes |  | 2019-07-19 |  | PVC | 2018 | Yes |  | 2019-07-19 |  | Non-lead
207766 | 112 LAPALOMA RD |  | Unknown, Non-Lead | No |  |  |  | Unknown, Non-Lead | 2018 | No |  |  |  | Non-lead
207767 | 52 TARPON AVE |  | Unknown, Non-Lead | Yes |  | 2022-05-10 |  | Unknown, Non-Lead | 2018 | Yes |  | 2022-05-10 |  | Non-lead
207768 | UNIT 1 82779 OLD HWY |  | Unknown, Non-Lead | Yes |  | 2019-02-22 |  | Unknown, Non-Lead | 2020 | Yes |  | 2019-02-22 |  | Non-lead
207770 | UNIT 2 82779 OLD HWY |  | Unknown, Non-Lead | Yes |  | 2021-10-21 |  | Unknown, Non-Lead | 2020 | Yes |  | 2021-10-21 |  | Non-lead
207771 | UNIT 3 82779 OLD HWY |  | Unknown, Non-Lead | Yes |  | 2020-08-23 |  | Unknown, Non-Lead | 2020 | Yes |  | 2020-08-23 |  | Non-lead
207772 | UNIT 4 82779 OLD HWY |  | Unknown, Non-Lead | Yes |  | 2019-06-24 |  | Unknown, Non-Lead | 2020 | Yes |  | 2019-06-24 |  | Non-lead
207773 | UNIT 5 82779 OLD HWY |  | Unknown, Non-Lead | Yes |  | 2019-02-21 |  | Unknown, Non-Lead | 2020 | Yes |  | 2019-02-21 |  | Non-lead
207774 | UNIT 7 82779 OLD HWY |  | Unknown, Non-Lead | Yes |  | 2019-02-21 |  | Unknown, Non-Lead | 2020 | Yes |  | 2019-02-21 |  | Non-lead
207775 | UNIT 6 82779 OLD HWY |  | Unknown, Non-Lead | Yes |  | 2022-03-22 |  | Unknown, Non-Lead | 2020 | Yes |  | 2022-03-22 |  | Non-lead
207776 | UNIT 8 82779 OLD HWY |  | Unknown, Non-Lead | Yes |  | 2019-02-21 |  | Unknown, Non-Lead | 2020 | Yes |  | 2019-02-21 |  | Non-lead
207777 | UNIT 9 82779 OLD HWY |  | Unknown, Non-Lead | Yes |  | 2019-02-22 |  | Unknown, Non-Lead | 2020 | Yes |  | 2019-02-22 |  | Non-lead
207778 | UNIT 10 82779 OLD HWY |  | Unknown, Non-Lead | Yes |  | 2019-04-18 |  | Unknown, Non-Lead | 2020 | Yes |  | 2019-04-18 |  | Non-lead
207779 | UNIT 11 82779 OLD HWY |  | Unknown, Non-Lead | Yes |  | 2019-02-22 |  | Unknown, Non-Lead | 2020 | Yes |  | 2019-02-22 |  | Non-lead
207780 | UNIT 12 82779 OLD HWY |  | Unknown, Non-Lead | Yes |  | 2020-07-24 |  | Unknown, Non-Lead | 2020 | Yes |  | 2020-07-24 |  | Non-lead
207781 | UNIT 13 82779 OLD HWY |  | Unknown, Non-Lead | Yes |  | 2021-10-21 |  | Unknown, Non-Lead | 2020 | Yes |  | 2021-10-21 |  | Non-lead
207782 | UNIT 14 82779 OLD HWY |  | Unknown, Non-Lead | No |  |  |  | Unknown, Non-Lead | 2020 | No |  |  |  | Non-lead
207783 | UNIT 15 82779 OLD HWY |  | Unknown, Non-Lead | No |  |  |  | Unknown, Non-Lead | 2020 | No |  |  |  | Non-lead
207784 | UNIT 16 82779 OLD HWY |  | Unknown, Non-Lead | No |  |  |  | Unknown, Non-Lead | 2020 | No |  |  |  | Non-lead
207785 | UNIT 17 82779 OLD HWY |  | Unknown, Non-Lead | No |  |  |  | Unknown, Non-Lead | 2020 | No |  |  |  | Non-lead
207786 | UNIT 18 82779 OLD HWY |  | Unknown, Non-Lead | No |  |  |  | Unknown, Non-Lead | 2020 | No |  |  |  | Non-lead
207787 | UNIT 19 82779 OLD HWY |  | Unknown, Non-Lead | No |  |  |  | Unknown, Non-Lead | 2020 | No |  |  |  | Non-lead
207788 | UNIT 20 82779 OLD HWY |  | Unknown, Non-Lead | No |  |  |  | Unknown, Non-Lead | 2020 | No |  |  |  | Non-lead
207789 | UNIT 21 82779 OLD HWY |  | Unknown, Non-Lead | Yes |  | 2019-05-23 |  | Unknown, Non-Lead | 2020 | Yes |  | 2019-05-23 |  | Non-lead
207790 | UNIT 22 82779 OLD HWY |  | Polytube | No |  |  |  | PVC | 2020 | No |  |  |  | Non-lead
207791 | UNIT 23 82779 OLD HWY |  | Unknown, Non-Lead | No |  |  |  | Unknown, Non-Lead | 2020 | No |  |  |  | Non-lead
207798 | 811 104TH St |  | Unknown, Non-Lead | Yes |  | 2024-01-22 |  | Unknown, Non-Lead | 2018 | Yes |  | 2024-01-22 |  | Non-lead
207799 | 821 104TH St |  | Unknown, Non-Lead | No |  |  |  | Unknown, Non-Lead | 2018 | No |  |  |  | Non-lead
207801 | 9 CORRINE PL |  | Unknown, Non-Lead | Yes |  | 2023-01-05 |  | PVC | 2018 | Yes |  | 2023-01-05 |  | Non-lead
207805 | 351 PALMETTO AVE |  | Polytube | Yes |  | 2022-11-29 |  | PVC | 1948 | Yes |  | 2022-11-29 |  | Non-lead
207806 | 611 PIRATES RD |  | Polytube | Yes |  | 2023-01-31 |  | PVC | 2019 | Yes |  | 2023-01-31 |  | Non-lead
207812 | 104 CORTEZ Dr |  | Unknown, Non-Lead | No |  |  |  | Unknown, Non-Lead | 2019 | No |  |  |  | Non-lead
207814 | 5 COUNTRY CLUB RD |  | Unknown, Non-Lead | Yes |  | 2019-08-07 |  | Unknown, Non-Lead | 2019 | Yes |  | 2019-08-07 |  | Non-lead
207815 | 33 KEY HAVEN RD |  | Polytube | Yes |  | 2023-10-13 |  | PVC | 2018 | Yes |  | 2023-10-13 |  | Non-lead
207820 | 17467 CAYMEN DR |  | Unknown, Non-Lead | Yes |  | 2018-04-18 |  | Unknown, Non-Lead | 2018 | Yes |  | 2018-04-18 |  | Non-lead
207824 | 27354 GUADALOUPE LN |  | Unknown, Non-Lead | Yes |  | 2024-07-29 |  | Unknown, Non-Lead | 2021 | Yes |  | 2024-07-29 |  | Non-lead
207827 | 229 SOMBRERO BEACH RD |  | Unknown, Non-Lead | Yes |  | 2019-03-13 |  | Unknown, Non-Lead | 2018 | Yes |  | 2019-03-13 |  | Non-lead
207830 | 101463 OVERSEAS HWY |  | Copper | Yes |  | 2023-06-27 |  | Polytube | 1987 | Yes |  | 2023-06-27 |  | Non-lead
207832 | 4 COCONUT DR |  | Unknown, Non-Lead | Yes |  | 2023-09-20 |  | PVC | 2018 | Yes |  | 2023-09-20 |  | Non-lead
207833 | 526 B AVENIDA PRIMICERIA |  | Polytube | Yes |  | 2023-03-23 |  | PVC | 1979 | Yes |  | 2023-03-23 |  | Non-lead
207834 | UNIT A 1020 18TH TER |  | Polytube | Yes |  | 2023-09-20 |  | PVC | 1976 | Yes |  | 2023-09-20 |  | Non-lead
207835 | POOL HOUSE 1020 18TH TER |  | Polytube | Yes |  | 2022-05-20 |  | PVC | 1976 | Yes |  | 2022-05-20 |  | Non-lead
207836 | 1020 18TH TER |  | Polytube | Yes |  | 2022-05-20 |  | PVC | 1976 | Yes |  | 2022-05-20 |  | Non-lead
207837 | 804 CATHERINE ST |  | Polytube | Yes |  | 2023-03-30 |  | PVC | 1943 | Yes |  | 2023-03-30 |  | Non-lead
207838 | 139 1ST RD |  | Polytube | Yes |  | 2022-07-14 |  | PVC | 2018 | Yes |  | 2022-07-14 |  | Non-lead
207839 | 8981 OCEAN TER |  | Polytube | Yes |  | 2022-08-16 |  | PVC | 2018 | Yes |  | 2022-08-16 |  | Non-lead
207840 | 9100 AVIATION BLVD |  | Polytube | Yes |  | 2024-01-26 |  | PVC | 2018 | Yes |  | 2024-01-26 |  | Non-lead
207841 | 145 AVENUE D |  | Unknown, Non-Lead | No |  |  |  | Unknown, Non-Lead | 2018 | No |  |  |  | Non-lead
207845 | 165 OCALA DR |  | Unknown, Non-Lead | Yes |  | 2020-04-02 |  | Unknown, Non-Lead | 2018 | Yes |  | 2020-04-02 |  | Non-lead
207848 | 319-1 SOMBRERO BEACH RD |  | Unknown, Non-Lead | No |  |  |  | Unknown, Non-Lead | 2018 | No |  |  |  | Non-lead
207849 | 21 POMPANO AVE |  | Unknown, Non-Lead | Yes |  | 2023-05-31 |  | Unknown, Non-Lead | 2018 | Yes |  | 2023-05-31 |  | Non-lead
207850 | 108 AVENUE L |  | Polytube | Yes |  | 2024-08-07 |  | PVC | 2020 | Yes |  | 2024-08-07 |  | Non-lead
207851 | 225 OVERSEAS HWY |  | Polytube | Yes |  | 2024-07-25 |  | PVC | 2018 | Yes |  | 2024-07-25 |  | Non-lead
207854 | 116 SANDS LN |  | Unknown, Non-Lead | No |  |  |  | Unknown, Non-Lead | 2019 | No |  |  |  | Non-lead
207856 | 29757 SPRINGTIME RD |  | Polytube | Yes |  | 2023-06-28 |  | PVC | 1983 | Yes |  | 2023-06-28 |  | Non-lead
207858 | 105 SANDS LN |  | Unknown, Non-Lead | No |  |  |  | Unknown, Non-Lead | 2018 | No |  |  |  | Non-lead
207859 | 5 GULF DR |  | Polytube | Yes |  | 2019-02-26 |  | PVC | 2018 | Yes |  | 2019-02-26 |  | Non-lead
207860 | 7 GULF DR |  | Unknown, Non-Lead | Yes |  | 2018-12-12 |  | PVC | 2018 | Yes |  | 2018-12-12 |  | Non-lead
207861 | 558 70TH ST |  | Unknown, Non-Lead | No |  |  |  | Unknown, Non-Lead | 2018 | No |  |  |  | Non-lead
207862 | 213 SOMBRERO BEACH RD |  | Unknown, Non-Lead | Yes |  | 2024-09-20 |  | Unknown, Non-Lead | 2018 | Yes |  | 2024-09-20 |  | Non-lead
207863 | 1 211 SOMBRERO BEACH Rd |  | Unknown, Non-Lead | Yes |  | 2018-07-31 |  | Unknown, Non-Lead | 2018 | Yes |  | 2018-07-31 |  | Non-lead
207864 | 2 211 SOMBRERO BEACH Rd |  | Unknown, Non-Lead | Yes |  | 2024-09-18 |  | Unknown, Non-Lead | 2018 | Yes |  | 2024-09-18 |  | Non-lead
207866 | 467 PIRATES RD |  | Unknown, Non-Lead | Yes |  | 2024-07-22 |  | Unknown, Non-Lead | 2018 | Yes |  | 2024-07-22 |  | Non-lead
207868 | 1220 FERN AVE |  | Unknown, Non-Lead | Yes |  | 2018-03-02 |  | Unknown, Non-Lead | 2018 | Yes |  | 2018-03-02 |  | Non-lead
207872 | L.STAT/RESTROOM 2000 S ROOSEVELT BLVD |  | Polytube | Yes |  | 2024-08-19 |  | PVC | 2018 | Yes |  | 2024-08-19 |  | Non-lead
207873 | 75383 OVERSEAS HWY |  | Unknown, Non-Lead | Yes |  | 2021-12-15 |  | Unknown, Non-Lead | 2019 | Yes |  | 2021-12-15 |  | Non-lead
207874 | 186 CORRINE PL |  | Unknown, Non-Lead | Yes |  | 2019-07-31 |  | Unknown, Non-Lead | 2019 | Yes |  | 2019-07-31 |  | Non-lead
207875 | 188 CORRINE PL |  | Unknown, Non-Lead | Yes |  | 2022-07-25 |  | PVC | 2020 | Yes |  | 2022-07-25 |  | Non-lead
207886 | 1505 SUNRISE DR |  | Unknown, Non-Lead | Yes |  | 2018-03-28 |  | Unknown, Non-Lead | 2019 | Yes |  | 2018-03-28 |  | Non-lead
207887 | #1 130 STERLING DR |  | Polytube | Yes |  | 2023-02-15 |  | PVC | 1958 | Yes |  | 2023-02-15 |  | Non-lead
207894 | 6000 PENINSULAR AVE |  | Unknown, Non-Lead | Yes |  | 2021-04-12 |  | Unknown, Non-Lead | 2008 | Yes |  | 2021-04-12 |  | Non-lead
207895 | 162 SEMINOLE Blvd |  | Unknown, Non-Lead | Yes |  | 2019-07-31 |  | Polytube | 2021 | Yes |  | 2019-07-31 |  | Non-lead
207898 | 160 SUNSET LN |  | Polytube | Yes |  | 2023-08-16 |  | PVC | 2019 | Yes |  | 2023-08-16 |  | Non-lead
207899 | 30562 5TH AVE |  | Polytube | Yes |  | 2022-12-08 |  | PVC | 1975 | Yes |  | 2022-12-08 |  | Non-lead
207900 | HYDRANT KW-239 ANN & CAROLINE ST |  | Unknown, Non-Lead | Yes |  | 2023-05-04 |  | Unknown, Non-Lead | 2018 | Yes |  | 2023-05-04 |  | Non-lead
207901 | 871 65TH ST |  | Unknown, Non-Lead | No |  |  |  | Unknown, Non-Lead | 2018 | No |  |  |  | Non-lead
207903 | 650 64TH ST |  | Unknown, Non-Lead | No |  |  |  | Unknown, Non-Lead | 2018 | No |  |  |  | Non-lead
207904 | 26970 MARIPOSA RD |  | Unknown, Non-Lead | Yes |  | 2018-04-24 |  | Unknown, Non-Lead | 2018 | Yes |  | 2018-04-24 |  | Non-lead
207906 | BLD 437 TRUMAN ANNEX |  | PVC | Yes |  | 2023-08-14 |  | PVC | 2018 | Yes |  | 2023-08-14 |  | Non-lead
207907 | UNIT 1 205 SOMBRERO BCH RD |  | Polytube | Yes |  | 2018-04-04 |  | PVC | 2018 | Yes |  | 2018-04-04 |  | Non-lead
207908 | 239 SOMBRERO BCH RD |  | Unknown, Non-Lead | Yes |  | 2024-06-13 |  | Unknown, Non-Lead | 2018 | Yes |  | 2024-06-13 |  | Non-lead
207911 | 900 OVERSEAS HWY |  | Polytube | Yes |  | 2022-09-23 |  | PVC | 2018 | Yes |  | 2022-09-23 |  | Non-lead
207914 | 57423 GOODLEY ST |  | Unknown, Non-Lead | Yes |  | 2021-06-17 |  | Unknown, Non-Lead | 2018 | Yes |  | 2021-06-17 |  | Non-lead
207917 | 1157 CAMINO DEL VIENTOS |  | Unknown, Non-Lead | Yes |  | 2024-01-18 |  | PVC | 2018 | Yes |  | 2024-01-18 |  | Non-lead
207918 | 57434 GIBSON ST |  | Polytube | Yes |  | 2023-04-24 |  | PVC | 2018 | Yes |  | 2023-04-24 |  | Non-lead
207921 | BLD 438 TRUMAN ANNEX |  | PVC | Yes |  | 2023-08-14 |  | PVC | 2018 | Yes |  | 2023-08-14 |  | Non-lead
207922 | BLD 439 TRUMAN ANNEX |  | PVC | Yes |  | 2023-08-14 |  | PVC | 2018 | Yes |  | 2023-08-14 |  | Non-lead
207923 | BLD 1350 TRUMAN ANNEX |  | Polytube | Yes |  | 2022-07-11 |  | PVC | 2018 | Yes |  | 2022-07-11 |  | Non-lead
207924 | BLD 1351 TRUMAN ANNEX |  | Unknown | Yes |  | 2023-08-14 |  | Unknown | 2018 | Yes |  | 2023-08-14 |  | Lead Status Unknown
207925 | BLD 1332 TRUMAN ANNEX |  | PVC | Yes |  | 2023-08-14 |  | PVC | 2018 | Yes |  | 2023-08-14 |  | Non-lead
207926 | BLD A4203 BOCA CHICA |  | Unknown, Non-Lead | Yes |  | 2023-09-08 |  | Unknown, Non-Lead | 2018 | Yes |  | 2023-09-08 |  | Non-lead
207927 | 917 WINDSOR LN |  | Polytube | Yes |  | 2022-07-13 |  | PVC | 2006 | Yes |  | 2022-07-13 |  | Non-lead
207928 | BLD 4214 TRUMAN ANNEX |  | PVC | Yes |  | 2023-08-14 |  | PVC | 2018 | Yes |  | 2023-08-14 |  | Non-lead
207929 | BLD A4085 BOCA CHICA |  | PVC | Yes |  | 2023-09-08 |  | PVC | 2018 | Yes |  | 2023-09-08 |  | Non-lead
207930 | . BLD 4160 4161 4162 BOCA CHICA . |  | Polytube | Yes |  | 2023-09-08 |  | PVC | 2018 | Yes |  | 2023-09-08 |  | Non-lead
207931 | UNIT A 1676 DUNLAP DR |  | Copper | Yes |  | 2022-07-14 |  | PVC | 1966 | Yes |  | 2022-07-14 |  | Non-lead
207932 | UNIT B 1676 DUNLAP DR |  | Copper | Yes |  | 2022-07-14 |  | PVC | 1966 | Yes |  | 2022-07-14 |  | Non-lead
207933 | UNIT C 1676 DUNLAP DR |  | Copper | Yes |  | 2022-07-14 |  | PVC | 1966 | Yes |  | 2022-07-14 |  | Non-lead
207934 | APT D 1676 DUNLAP DR |  | Unknown | Yes |  | 2022-05-17 |  | PVC | 1966 | Yes |  | 2022-05-17 |  | Lead Status Unknown
207935 | FIRELINE 1676 DUNLAP DR |  | Unknown | Yes |  | 2022-07-14 |  | Unknown | 1966 | Yes |  | 2022-07-14 |  | Lead Status Unknown
207937 | 19543 NAVAJO ST |  | Unknown, Non-Lead | Yes |  | 2018-04-20 |  | Unknown, Non-Lead | 2018 | Yes |  | 2018-04-20 |  | Non-lead
207939 | LOT 21 717 SHARON PL |  | Unknown, Non-Lead | No |  |  |  | Unknown, Non-Lead | 2018 | No |  |  |  | Non-lead
207940 | LOT 24 723 SHARON PL |  | Unknown, Non-Lead | Yes |  | 2018-07-09 |  | Unknown, Non-Lead | 2018 | Yes |  | 2018-07-09 |  | Non-lead
207944 | 667 NORTH LAKE DR |  | Unknown, Non-Lead | Yes |  | 2020-04-28 |  | Unknown, Non-Lead | 2019 | Yes |  | 2020-04-28 |  | Non-lead
207945 | 117 ATLANTIC AVE |  | Unknown, Non-Lead | Yes |  | 2021-01-14 |  | Unknown, Non-Lead | 2020 | Yes |  | 2021-01-14 |  | Non-lead
207946 | 131 ATLANTIC AVE |  | Unknown, Non-Lead | Yes |  | 2023-05-04 |  | Unknown, Non-Lead | 2018 | Yes |  | 2023-05-04 |  | Non-lead
207947 | 142 PACIFIC AVE |  | Unknown, Non-Lead | No |  |  |  | Unknown, Non-Lead | 2018 | No |  |  |  | Non-lead
207948 | 211 PLANTATION AVE |  | Unknown, Non-Lead | Yes |  | 2019-11-19 |  | Unknown, Non-Lead | 2019 | Yes |  | 2019-11-19 |  | Non-lead
207949 | 1183 DE LUSSAN LN |  | Unknown, Non-Lead | Yes |  | 2018-06-06 |  | Unknown, Non-Lead | 2019 | Yes |  | 2018-06-06 |  | Non-lead
207952 | 54 TRANSYLVANIA AVE |  | Unknown, Non-Lead | Yes |  | 2018-08-08 |  | Unknown, Non-Lead | 2020 | Yes |  | 2018-08-08 |  | Non-lead
207953 | 56 TRANSYLVANIA AVE |  | Unknown, Non-Lead | Yes |  | 2019-09-09 |  | PVC | 2019 | Yes |  | 2019-09-09 |  | Non-lead
207954 | HYDRANT SI-087 US 1 & KEY HAVEN FM BLVD |  | Unknown, Non-Lead | Yes |  | 2018-10-03 |  | Unknown, Non-Lead | 2018 | Yes |  | 2018-10-03 |  | Non-lead
207955 | 254 BOUGAINVILLEA ST |  | Unknown, Non-Lead | Yes |  | 2020-12-08 |  | Unknown, Non-Lead | 2007 | Yes |  | 2020-12-08 |  | Non-lead
207958 | V 4059A SIGSBEE NAS |  | Unknown, Non-Lead | Yes |  | 2023-08-07 |  | Unknown, Non-Lead | 2018 | Yes |  | 2023-08-07 |  | Non-lead
207959 | UNIT 1 2390 COCO PLUM DR |  | Polytube | Yes |  | 2024-08-12 |  | PVC | 2019 | Yes |  | 2024-08-12 |  | Non-lead
207960 | UNIT 2 2394 COCO PLUM DR |  | Unknown, Non-Lead | Yes |  | 2024-08-08 |  | Unknown, Non-Lead | 2019 | Yes |  | 2024-08-08 |  | Non-lead
207961 | UNIT 3 2394 COCO PLUM DR |  | Unknown, Non-Lead | Yes |  | 2024-08-08 |  | PVC | 2019 | Yes |  | 2024-08-08 |  | Non-lead
207963 | 234 PESCAYO AVE |  | Unknown, Non-Lead | Yes |  | 2020-07-14 |  | Unknown, Non-Lead | 2021 | Yes |  | 2020-07-14 |  | Non-lead
207967 | 75 W PLAZA DEL LAGO |  | Unknown, Non-Lead | Yes |  | 2019-11-19 |  | Unknown, Non-Lead | 2019 | Yes |  | 2019-11-19 |  | Non-lead
207968 | LOT 047 1571 OVERSEAS HWY |  | PVC | Yes |  | 2024-08-23 |  | PVC | 1952 | Yes |  | 2024-08-23 |  | Non-lead
207969 | 863 86TH St |  | Unknown, Non-Lead | Yes |  | 2022-03-29 |  | Unknown, Non-Lead | 2018 | Yes |  | 2022-03-29 |  | Non-lead
207970 | 431 LAGUNA AVE |  | Unknown, Non-Lead | Yes |  | 2019-07-09 |  | Unknown, Non-Lead | 2019 | Yes |  | 2019-07-09 |  | Non-lead
207971 | 30372 POINCIANA RD |  | Polytube | Yes |  | 2023-05-04 |  | PVC | 1979 | Yes |  | 2023-05-04 |  | Non-lead
207974 | LOT 10 27419 ST VINCENT LN |  | Unknown, Non-Lead | Yes |  | 2019-05-24 |  | Unknown, Non-Lead | 2019 | Yes |  | 2019-05-24 |  | Non-lead
207979 | 116 N BAHAMA DR |  | Unknown, Non-Lead | No |  |  |  | Unknown, Non-Lead | 2020 | No |  |  |  | Non-lead
207980 | 124 NASSAU ST |  | Unknown, Non-Lead | Yes |  | 2021-11-17 |  | PVC | 2020 | Yes |  | 2021-11-17 |  | Non-lead
207983 | LOT 15 153 GALLEON LN |  | Polytube | Yes |  | 2022-10-04 |  | PVC | 2018 | Yes |  | 2022-10-04 |  | Non-lead
207984 | IRRIGATION 16710 CYPRESS RD |  | Polytube | Yes |  | 2023-05-12 |  | None | 1977 | Yes |  | 2023-05-12 |  | Non-lead
207986 | UNIT 2 97 ORANGE LN |  | Polytube | Yes |  | 2023-02-27 |  | PVC | 2018 | Yes |  | 2023-02-27 |  | Non-lead
207987 | UNIT 3 97 ORANGE LN |  | Unknown, Non-Lead | Yes |  | 2018-08-31 |  | Unknown, Non-Lead | 2018 | Yes |  | 2018-08-31 |  | Non-lead
207988 | UNIT 4 97 ORANGE LN |  | Unknown, Non-Lead | Yes |  | 2021-03-19 |  | Unknown, Non-Lead | 2018 | Yes |  | 2021-03-19 |  | Non-lead
207989 | UNIT 5 97 ORANGE LN |  | Unknown, Non-Lead | Yes |  | 2024-05-02 |  | PVC | 2018 | Yes |  | 2024-05-02 |  | Non-lead
207990 | UNIT 6 97 ORANGE LN |  | Unknown, Non-Lead | Yes |  | 2024-02-12 |  | Unknown, Non-Lead | 2018 | Yes |  | 2024-02-12 |  | Non-lead
207991 | 49 MUTINY Pl |  | Unknown, Non-Lead | Yes |  | 2020-01-28 |  | Unknown, Non-Lead | 2019 | Yes |  | 2020-01-28 |  | Non-lead
207992 | 102940 OVERSEAS HWY |  | Unknown, Non-Lead | No |  |  |  | Unknown, Non-Lead | 2020 | No |  |  |  | Non-lead
207995 | L6A YACHT BASIN . E SHORE DR |  | Polytube | Yes |  | 2023-12-27 |  | PVC | 2018 | Yes |  | 2023-12-27 |  | Non-lead
207997 | 120 PEACE AVE |  | Unknown, Non-Lead | Yes |  | 2019-04-08 |  | Unknown, Non-Lead | 2020 | Yes |  | 2019-04-08 |  | Non-lead
208000 | FIRE DETECTOR 825 OVERSEAS HWY |  | Ductile Iron | Yes |  | 2022-09-23 |  | Ductile Iron | 2018 | Yes |  | 2022-09-23 |  | Non-lead
208001 | FIRE DETECTOR 825 OVERSEAS HWY |  | Ductile Iron | Yes |  | 2022-09-23 |  | Ductile Iron | 2018 | Yes |  | 2022-09-23 |  | Non-lead
208002 | UNIT 01 825 OVERSEAS Hwy |  | Unknown, Non-Lead | Yes |  | 2018-10-05 |  | Unknown, Non-Lead | 2018 | Yes |  | 2018-10-05 |  | Non-lead
208003 | UNIT 02 825 OVERSEAS Hwy |  | Unknown, Non-Lead | Yes |  | 2018-10-05 |  | Unknown, Non-Lead | 2018 | Yes |  | 2018-10-05 |  | Non-lead
208004 | UNIT 03 825 OVERSEAS Hwy |  | Unknown, Non-Lead | Yes |  | 2018-10-26 |  | Unknown, Non-Lead | 2018 | Yes |  | 2018-10-26 |  | Non-lead
208005 | UNIT 04 825 OVERSEAS Hwy |  | Unknown, Non-Lead | Yes |  | 2018-10-16 |  | Unknown, Non-Lead | 2018 | Yes |  | 2018-10-16 |  | Non-lead
208006 | UNIT 05 825 OVERSEAS Hwy |  | Unknown, Non-Lead | Yes |  | 2018-10-16 |  | Unknown, Non-Lead | 2018 | Yes |  | 2018-10-16 |  | Non-lead
208007 | UNIT 06 825 OVERSEAS HWY |  | Unknown, Non-Lead | Yes |  | 2024-05-31 |  | Unknown, Non-Lead | 2018 | Yes |  | 2024-05-31 |  | Non-lead
208008 | UNIT 07 825 OVERSEAS HWY |  | Unknown, Non-Lead | Yes |  | 2018-12-12 |  | Unknown, Non-Lead | 2018 | Yes |  | 2018-12-12 |  | Non-lead
208009 | UNIT 08 825 OVERSEAS Hwy |  | Unknown, Non-Lead | Yes |  | 2019-06-14 |  | Unknown, Non-Lead | 2018 | Yes |  | 2019-06-14 |  | Non-lead
208010 | UNIT 09 825 OVERSEAS HWY |  | Unknown, Non-Lead | Yes |  | 2018-10-12 |  | Unknown, Non-Lead | 2018 | Yes |  | 2018-10-12 |  | Non-lead
208011 | UNIT 10 825 OVERSEAS Hwy |  | Unknown, Non-Lead | Yes |  | 2018-10-16 |  | Unknown, Non-Lead | 2018 | Yes |  | 2018-10-16 |  | Non-lead
208012 | 106 JAMAICA ST |  | Unknown, Non-Lead | Yes |  | 2022-02-16 |  | Unknown, Non-Lead | 2019 | Yes |  | 2022-02-16 |  | Non-lead
208014 | LOT 9 &12 5 19 MIAMI DR |  | Unknown, Non-Lead | No |  |  |  | Unknown, Non-Lead | 2020 | No |  |  |  | Non-lead
208017 | LOT 11 407 COLLINS ST |  | Unknown, Non-Lead | No |  |  |  | Unknown, Non-Lead | 2019 | No |  |  |  | Non-lead
208018 | APT 2 1425 CATHERINE ST |  | Polytube | Yes |  | 2022-08-29 |  | PVC | 1938 | Yes |  | 2022-08-29 |  | Non-lead
208019 | APT 1 1425 CATHERINE ST |  | Polytube | Yes |  | 2022-08-29 |  | PVC | 1938 | Yes |  | 2022-08-29 |  | Non-lead
208020 | L30 B3 541 PLANTE ST |  | Unknown, Non-Lead | Yes |  | 2022-09-30 |  | Unknown, Non-Lead | 2019 | Yes |  | 2022-09-30 |  | Non-lead
208021 | 161 DOVE LAKE DR |  | Unknown, Non-Lead | Yes |  | 2022-03-31 |  | Unknown, Non-Lead | 2019 | Yes |  | 2022-03-31 |  | Non-lead
208022 | 180 INDIAN MOUND TRL |  | Polytube | Yes |  | 2024-02-22 |  | PVC | 2020 | Yes |  | 2024-02-22 |  | Non-lead
208026 | 74 DRIFTWOOD DR |  | Polytube | Yes |  | 2022-11-09 |  | PVC | 2018 | Yes |  | 2022-11-09 |  | Non-lead
208027 | 108 SUNRISE DR |  | Polytube | Yes |  | 2023-02-28 |  | PVC | 2019 | Yes |  | 2023-02-28 |  | Non-lead
208028 | 114 IROQUOIS St |  | Unknown, Non-Lead | Yes |  | 2022-05-05 |  | Unknown, Non-Lead | 2019 | Yes |  | 2022-05-05 |  | Non-lead
208029 | 27163 MARIPOSA RD |  | Unknown, Non-Lead | Yes |  | 2018-05-17 |  | Unknown, Non-Lead | 2018 | Yes |  | 2018-05-17 |  | Non-lead
208030 | 19540 TEQUESTA ST |  | Unknown, Non-Lead | No |  |  |  | Unknown, Non-Lead | 2018 | No |  |  |  | Non-lead
208032 | 132 MOCKINGBIRD Ln |  | Unknown, Non-Lead | Yes |  | 2022-04-21 |  | PVC | 2021 | Yes |  | 2022-04-21 |  | Non-lead
208033 | 428 SAWYER DR |  | Polytube | Yes |  | 2022-11-09 |  | PVC | 2018 | Yes |  | 2022-11-09 |  | Non-lead
208035 | 19530 TEQUESTA ST |  | Unknown, Non-Lead | Yes |  | 2024-03-29 |  | Polytube | 2018 | Yes |  | 2024-03-29 |  | Non-lead
208036 | 27389 HAITI LN |  | Unknown, Non-Lead | Yes |  | 2018-05-31 |  | Unknown, Non-Lead | 2018 | Yes |  | 2018-05-31 |  | Non-lead
208037 | 215 E BRUCE CT |  | Unknown, Non-Lead | Yes |  | 2023-07-17 |  | Unknown, Non-Lead | 2019 | Yes |  | 2023-07-17 |  | Non-lead
208039 | 84001 OVERSEAS HWY |  | Polytube | Yes |  | 2024-10-08 |  | PVC | 1973 | Yes |  | 2024-10-08 |  | Non-lead
208040 | 29538 ENTERPRISE AVE |  | Unknown, Non-Lead | No |  |  |  | Unknown, Non-Lead | 2020 | No |  |  |  | Non-lead
208041 | 145 STROMBOLI DR |  | Polytube | Yes |  | 2023-09-21 |  | Polytube | 2020 | Yes |  | 2023-09-21 |  | Non-lead
208042 | LOT 9 821 BONITO LN |  | Unknown, Non-Lead | Yes |  | 2023-06-02 |  | Unknown, Non-Lead | 2018 | Yes |  | 2023-06-02 |  | Non-lead
208052 | FIRE 11 KNIGHTS KEY BLVD |  | Cast Iron | Yes |  | 2022-05-13 |  | Cast Iron | 2018 | Yes |  | 2022-05-13 |  | Non-lead
208053 | COMMON AREA 11 KNIGHTS KEY BLVD |  | Unknown, Non-Lead | Yes |  | 2022-05-13 |  | Polytube | 2018 | Yes |  | 2022-05-13 |  | Non-lead
208056 | 224 SAWYER DR |  | Unknown, Non-Lead | Yes |  | 2018-10-25 |  | Unknown, Non-Lead | 2020 | Yes |  | 2018-10-25 |  | Non-lead
208059 | UNIT A 21 E CIRCLE DR |  | Polytube | Yes |  | 2018-06-25 |  | PVC | 2018 | Yes |  | 2018-06-25 |  | Non-lead
208062 | 1245 COURY DR |  | Unknown, Non-Lead | No |  |  |  | Unknown, Non-Lead | 2020 | No |  |  |  | Non-lead
208064 | 27255 MARIPOSA RD |  | Unknown, Non-Lead | No |  |  |  | Unknown, Non-Lead | 2019 | No |  |  |  | Non-lead
208069 | 3156 DORN RD |  | Unknown, Non-Lead | Yes |  | 2024-04-23 |  | Unknown, Non-Lead | 1994 | Yes |  | 2024-04-23 |  | Non-lead
208070 | 3216 CATHERINE RD |  | Unknown | Yes |  | 2024-04-17 |  | Unknown | 1981 | Yes |  | 2024-04-17 |  | Lead Status Unknown
208076 | 4008 DORN RD |  | Unknown, Non-Lead | Yes |  | 2024-09-20 |  | Unknown, Non-Lead | 1995 | Yes |  | 2024-09-20 |  | Non-lead
208078 | 4016 DORN RD |  | Unknown, Non-Lead | Yes |  | 2023-07-25 |  | Unknown, Non-Lead | 1995 | Yes |  | 2023-07-25 |  | Non-lead
208081 | 4030 EGRET LN |  | Unknown | Yes |  | 2024-04-17 |  | Unknown | 1987 | Yes |  | 2024-04-17 |  | Lead Status Unknown
208083 | 4040 DORN RD |  | Unknown, Non-Lead | Yes |  | 2023-09-13 |  | Unknown, Non-Lead | 1991 | Yes |  | 2023-09-13 |  | Non-lead
208084 | 4049 EGRET LN |  | Polytube | Yes |  | 2023-07-20 |  | PVC | 1986 | Yes |  | 2023-07-20 |  | Non-lead
208090 | 4136 DORN RD |  | Polytube | Yes |  | 2023-07-24 |  | PVC | 2015 | Yes |  | 2023-07-24 |  | Non-lead
208091 | 4150 DORN RD |  | Unknown, Non-Lead | Yes |  | 2023-07-25 |  | Unknown, Non-Lead | 1993 | Yes |  | 2023-07-25 |  | Non-lead
208098 | 4212 DORN RD |  | Polytube | Yes |  | 2023-07-28 |  | PVC | 1989 | Yes |  | 2023-07-28 |  | Non-lead
208100 | 4220 DORN RD |  | Unknown, Non-Lead | Yes |  | 2024-04-17 |  | Unknown, Non-Lead | 1989 | Yes |  | 2024-04-17 |  | Non-lead
208101 | 4230 FILER COVE RD |  | Unknown, Non-Lead | Yes |  | 2023-08-31 |  | Unknown, Non-Lead | 1996 | Yes |  | 2023-08-31 |  | Non-lead
208102 | 4244 DORN RD |  | Unknown | Yes |  | 2024-03-14 |  | Unknown | 1984 | Yes |  | 2024-03-14 |  | Lead Status Unknown
208104 | 4255 EGRET LN |  | Unknown, Non-Lead | Yes |  | 2023-10-23 |  | Unknown, Non-Lead | 1988 | Yes |  | 2023-10-23 |  | Non-lead
208105 | 4260 DORN RD |  | Unknown, Non-Lead | Yes |  | 2023-08-08 |  | Unknown, Non-Lead | 2007 | Yes |  | 2023-08-08 |  | Non-lead
208107 | 4290 FILER COVE RD |  | Unknown, Non-Lead | No |  |  |  | Unknown, Non-Lead | 2019 | No |  |  |  | Non-lead
208108 | 4500 FILER COVE RD |  | Polytube | Yes |  | 2024-07-30 |  | PVC | 1994 | Yes |  | 2024-07-30 |  | Non-lead
208109 | 2222 MIDDLE TORCH RD |  | Unknown, Non-Lead | Yes |  | 2023-07-25 |  | Unknown, Non-Lead | 2006 | Yes |  | 2023-07-25 |  | Non-lead
208110 | 2231 MIDDLE TORCH RD |  | Polytube | Yes |  | 2023-07-14 |  | PVC | 1958 | Yes |  | 2023-07-14 |  | Non-lead
208113 | 2323 MIDDLE TORCH RD |  | Unknown | Yes |  | 2024-04-17 |  | Unknown | 1938 | Yes |  | 2024-04-17 |  | Lead Status Unknown
208114 | 2373 MIDDLE TORCH RD |  | Unknown | Yes |  | 2023-10-26 |  | Unknown | 1977 | Yes |  | 2023-10-26 |  | Lead Status Unknown
208118 | 3025 STEWART RD |  | Unknown | Yes |  | 2024-04-17 |  | Unknown | 1983 | Yes |  | 2024-04-17 |  | Lead Status Unknown
208120 | 3167 STEWART RD |  | Unknown | Yes |  | 2023-08-08 |  | Unknown | 1971 | Yes |  | 2023-08-08 |  | Lead Status Unknown
208121 | 450 MIDDLE TORCH RD |  | PVC | Yes |  | 2023-03-01 |  | PVC | 1988 | Yes |  | 2023-03-01 |  | Non-lead
208128 | 2 215 SOMBRERO BEACH Rd |  | Polytube | Yes |  | 2023-05-10 |  | PVC | 2018 | Yes |  | 2023-05-10 |  | Non-lead
208129 | 1 215 SOMBRERO BEACH Rd |  | Polytube | Yes |  | 2022-08-15 |  | PVC | 2018 | Yes |  | 2022-08-15 |  | Non-lead
208133 | 107 AVE G |  | Unknown, Non-Lead | Yes |  | 2018-06-12 |  | Unknown, Non-Lead | 2020 | Yes |  | 2018-06-12 |  | Non-lead
208135 | 163 SAWYER DR |  | Unknown, Non-Lead | Yes |  | 2018-06-14 |  | Unknown, Non-Lead | 2019 | Yes |  | 2018-06-14 |  | Non-lead
208137 | 373 BAHIA AVE |  | Unknown, Non-Lead | Yes |  | 2020-06-23 |  | Unknown, Non-Lead | 2020 | Yes |  | 2020-06-23 |  | Non-lead
208140 | TRAINING RANGE 10430 AVIATION BLVD |  | Unknown | Yes |  | 2022-10-27 |  | Unknown | 1964 | Yes |  | 2022-10-27 |  | Lead Status Unknown
208146 | UNIT B 912 POHALSKI ST |  | Unknown, Non-Lead | Yes |  | 2019-01-08 |  | PVC | 1988 | Yes |  | 2019-01-08 |  | Non-lead
208147 | UNIT D 912 POHALSKI ST |  | Unknown, Non-Lead | Yes |  | 2018-08-06 |  | Unknown, Non-Lead | 1988 | Yes |  | 2018-08-06 |  | Non-lead
208149 | 520 AVENIDA PRIMICERIA |  | Unknown, Non-Lead | Yes |  | 2023-05-24 |  | Unknown, Non-Lead | 2019 | Yes |  | 2023-05-24 |  | Non-lead
208152 | 4228 DORN RD |  | Unknown, Non-Lead | Yes |  | 2023-07-14 |  | Unknown, Non-Lead | 1998 | Yes |  | 2023-07-14 |  | Non-lead
208154 | 1119 FIRE LINE WHITEHEAD ST |  | Polytube | Yes |  | 2023-03-22 |  | PVC | 1923 | Yes |  | 2023-03-22 |  | Non-lead
208157 | 347 MAHOGANY DR |  | Unknown, Non-Lead | No |  |  |  | Unknown, Non-Lead | 2020 | No |  |  |  | Non-lead
208162 | L5 B5 29523 GERALDINE St |  | Polytube | Yes |  | 2023-07-06 |  | PVC | 2018 | Yes |  | 2023-07-06 |  | Non-lead
208163 | . LAKESIDE Ln |  | Polytube | Yes |  | 2022-10-03 |  | PVC | 2018 | Yes |  | 2022-10-03 |  | Non-lead
208164 | 102 VILLABELLA DR |  | Unknown, Non-Lead | Yes |  | 2021-10-19 |  | Polytube | 2020 | Yes |  | 2021-10-19 |  | Non-lead
208165 | 1245 A DAVID PORTER RD |  | Polytube | No |  |  |  | PVC | 2018 | No |  |  |  | Non-lead
208166 | 1245 B DAVID PORTER RD |  | Polytube | Yes |  | 2018-07-09 |  | PVC | 1965 | Yes |  | 2018-07-09 |  | Non-lead
208167 | 1243 A DAVID PORTER RD |  | Polytube | No |  |  |  | PVC | 2018 | No |  |  |  | Non-lead
208168 | 1243 B DAVID PORTER RD |  | Polytube | No |  |  |  | PVC | 2018 | No |  |  |  | Non-lead
208170 | 1239 A DAVID PORTER RD |  | Polytube | Yes |  | 2021-03-29 |  | PVC | 1965 | Yes |  | 2021-03-29 |  | Non-lead
208171 | 1239 B DAVID PORTER RD |  | Polytube | No |  |  |  | PVC | 2018 | No |  |  |  | Non-lead
208172 | 1237 A DAVID PORTER RD |  | Polytube | Yes |  | 2023-08-16 |  | PVC | 2018 | Yes |  | 2025-10-07 |  | Non-lead
208173 | 1237 B DAVID PORTER RD |  | Polytube | No |  |  |  | PVC | 2018 | No |  |  |  | Non-lead
208174 | 1247 A DAVID PORTER RD |  | Polytube | No |  |  |  | PVC | 2018 | No |  |  |  | Non-lead
208175 | 1247 B DAVID PORTER RD |  | PVC | No |  |  |  | PVC | 2018 | No |  |  |  | Non-lead
208176 | 1249 A DAVID PORTER RD |  | Polytube | No |  |  |  | PVC | 2018 | No |  |  |  | Non-lead
208177 | 1249 B DAVID PORTER RD |  | Polytube | Yes |  | 2024-04-03 |  | Polytube | 2018 | Yes |  | 2024-04-03 |  | Non-lead
208178 | 1251 A DAVID PORTER RD |  | Polytube | No |  |  |  | Polytube | 2018 | No |  |  |  | Non-lead
208179 | 1251 B DAVID PORTER RD |  | Polytube | No |  |  |  | Polytube | 2018 | No |  |  |  | Non-lead
208180 | 1252 A DAVID PORTER RD |  | Polytube | No |  |  |  | Polytube | 1965 | No |  |  |  | Non-lead
208181 | 1252 B DAVID PORTER RD |  | Polytube | No |  |  |  | Polytube | 1965 | No |  |  |  | Non-lead
208182 | 1253 A DAVID PORTER RD |  | Polytube | No |  |  |  | Polytube | 1965 | No |  |  |  | Non-lead
208183 | 1253 B DAVID PORTER RD |  | Polytube | No |  |  |  | Polytube | 1965 | No |  |  |  | Non-lead
208184 | 1256 A MATTHEW PERRY RD |  | Polytube | No |  |  |  | Polytube | 2018 | No |  |  |  | Non-lead
208185 | 1256 B MATTHEW PERRY RD |  | Polytube | No |  |  |  | Polytube | 2018 | No |  |  |  | Non-lead
208186 | 1262 A MATTHEW PERRY RD |  | Polytube | Yes |  | 2021-03-04 |  | Polytube | 1965 | Yes |  | 2021-03-04 |  | Non-lead
208187 | 1262 B MATTHEW PERRY RD |  | Polytube | No |  |  |  | Polytube | 2018 | No |  |  |  | Non-lead
208188 | 1268 A MATTHEW PERRY RD |  | Polytube | No |  |  |  | Polytube | 2018 | No |  |  |  | Non-lead
208189 | 1268 B MATTHEW PERRY RD |  | Polytube | No |  |  |  | Polytube | 2018 | No |  |  |  | Non-lead
208190 | 1230 A STEPHEN MALLORY RD |  | Polytube | No |  |  |  | Polytube | 1965 | No |  |  |  | Non-lead
208191 | 1230 B STEPHEN MALLORY RD |  | Polytube | No |  |  |  | Polytube | 2018 | No |  |  |  | Non-lead
208192 | 1231 A STEPHEN MALLORY RD |  | Polytube | No |  |  |  | Polytube | 2018 | No |  |  |  | Non-lead
208193 | 1231 B STEPHEN MALLORY RD |  | Polytube | Yes |  | 2020-11-06 |  | Polytube | 2018 | Yes |  | 2020-11-06 |  | Non-lead
208194 | 1229 A STEPHEN MALLORY RD |  | Polytube | Yes |  | 2023-09-21 |  | PVC | 2018 | Yes |  | 2023-09-21 |  | Non-lead
208195 | 1229 B STEPHEN MALLORY RD |  | Polytube | Yes |  | 2023-09-21 |  | PVC | 2018 | Yes |  | 2023-09-21 |  | Non-lead
208196 | 1223 A STEPHEN MALLORY RD |  | Polytube | Yes |  | 2023-09-21 |  | PVC | 2018 | Yes |  | 2023-09-21 |  | Non-lead
208197 | 1223 B STEPHEN MALLORY RD |  | Polytube | Yes |  | 2023-09-21 |  | PVC | 2018 | Yes |  | 2023-09-21 |  | Non-lead
208198 | 1224 A STEPHEN MALLORY RD |  | Polytube | Yes |  | 2023-09-21 |  | PVC | 2018 | Yes |  | 2023-09-21 |  | Non-lead
208199 | 1224 B STEPHEN MALLORY RD |  | Polytube | Yes |  | 2023-09-21 |  | PVC | 2018 | Yes |  | 2023-09-21 |  | Non-lead
208200 | 1225 A STEPHEN MALLORY RD |  | Polytube | Yes |  | 2023-09-21 |  | PVC | 2018 | Yes |  | 2023-09-21 |  | Non-lead
208201 | 1225 B STEPHEN MALLORY RD |  | Polytube | Yes |  | 2023-08-07 |  | PVC | 2018 | Yes |  | 2023-08-07 |  | Non-lead
208202 | 1222 A STEPHEN MALLORY RD |  | Polytube | Yes |  | 2023-08-07 |  | PVC | 2018 | Yes |  | 2023-08-07 |  | Non-lead
208203 | 1222 B STEPHEN MALLORY RD |  | Polytube | Yes |  | 2023-09-21 |  | PVC | 2018 | Yes |  | 2023-09-21 |  | Non-lead
208204 | 1228 A STEPHEN MALLORY RD |  | Polytube | Yes |  | 2023-08-07 |  | PVC | 2018 | Yes |  | 2023-08-07 |  | Non-lead
208205 | 1228 B STEPHEN MALLORY RD |  | Polytube | Yes |  | 2023-09-21 |  | PVC | 2018 | Yes |  | 2023-09-21 |  | Non-lead
208206 | 460 SUNSET DR |  | Unknown, Non-Lead | Yes |  | 2018-07-02 |  | Unknown, Non-Lead | 2019 | Yes |  | 2018-07-02 |  | Non-lead
208207 | 27 ABACO RD |  | Unknown, Non-Lead | Yes |  | 2018-06-30 |  | Unknown, Non-Lead | 2019 | Yes |  | 2018-06-30 |  | Non-lead
208208 | 8 BOWEN DR |  | Unknown, Non-Lead | Yes |  | 2023-05-30 |  | Unknown, Non-Lead | 2019 | Yes |  | 2023-05-30 |  | Non-lead
208210 | 153 BAYVIEW DR |  | Unknown, Non-Lead | Yes |  | 2019-05-24 |  | Unknown, Non-Lead | 2019 | Yes |  | 2019-05-24 |  | Non-lead
208213 | 281 LEO LN |  | Unknown, Non-Lead | Yes |  | 2018-06-30 |  | Unknown, Non-Lead | 2018 | Yes |  | 2018-06-30 |  | Non-lead
208214 | 75261 OVERSEAS HWY |  | Unknown, Non-Lead | Yes |  | 2023-07-17 |  | Unknown, Non-Lead | 2020 | Yes |  | 2023-07-17 |  | Non-lead
208218 | 82100 OVERSEAS Hwy |  | Polytube | Yes |  | 2022-07-11 |  | PVC | 1973 | Yes |  | 2022-07-11 |  | Non-lead
208220 | 253 ATLANTIC BLVD |  | Unknown, Non-Lead | Yes |  | 2020-12-29 |  | Unknown, Non-Lead | 2020 | Yes |  | 2020-12-29 |  | Non-lead
208221 | 306 TROPICAL AVE |  | Polytube | Yes |  | 2022-10-22 |  | PVC | 1979 | Yes |  | 2022-10-22 |  | Non-lead
208222 | 157 OCEAN SHORES DR |  | Unknown, Non-Lead | Yes |  | 2018-07-06 |  | Unknown, Non-Lead | 2019 | Yes |  | 2018-07-06 |  | Non-lead
208224 | 3440 DUCK AVE |  | Polytube | Yes |  | 2023-05-04 |  | PVC | 1943 | Yes |  | 2023-05-04 |  | Non-lead
208227 | 3 AQUAMARINE DR |  | Polytube | Yes |  | 2022-09-26 |  | PVC | 2018 | Yes |  | 2022-09-26 |  | Non-lead
208231 | 751 MUSA DR |  | Polytube | Yes |  | 2024-07-26 |  | PVC | 2019 | Yes |  | 2024-07-26 |  | Non-lead
208232 | 197 LOBSTERTAIL RD |  | Unknown, Non-Lead | Yes |  | 2019-05-17 |  | Unknown, Non-Lead | 2018 | Yes |  | 2019-05-17 |  | Non-lead
208233 | 27449 ST VINCENT L7 B6 LN |  | Unknown, Non-Lead | Yes |  | 2024-07-24 |  | Unknown, Non-Lead | 2019 | Yes |  | 2024-07-24 |  | Non-lead
208234 | IRRIGATION 825 OVERSEAS HWY |  | Polytube | Yes |  | 2022-09-23 |  | PVC | 2018 | Yes |  | 2022-09-23 |  | Non-lead
208237 | 201 E BRUCE CT |  | Unknown, Non-Lead | No |  |  |  | Unknown, Non-Lead | 2019 | No |  |  |  | Non-lead
208238 | L32 B8 163 IROQUOIS ST |  | Unknown, Non-Lead | Yes |  | 2019-07-15 |  | PVC | 2018 | Yes |  | 2019-07-15 |  | Non-lead
208251 | 30818 WITTERS LN |  | Unknown, Non-Lead | Yes |  | 2018-08-14 |  | Unknown, Non-Lead | 2018 | Yes |  | 2018-08-14 |  | Non-lead
208255 | PO BOX 9018 NAVAL AIR STATION |  | Unknown, Non-Lead | Yes |  | 2023-07-05 |  | Unknown, Non-Lead | 2018 | Yes |  | 2023-07-05 |  | Non-lead
208259 | 17445 JAMAICA LN |  | Unknown, Non-Lead | No |  |  |  | Unknown, Non-Lead | 2018 | No |  |  |  | Non-lead
208261 | IRRIGATION 27219 OVERSEAS HWY |  | Unknown, Non-Lead | Yes |  | 2021-04-29 |  | PVC | 1996 | Yes |  | 2021-04-29 |  | Non-lead
208264 | 8 GULF DR |  | Polytube | Yes |  | 2022-05-23 |  | PVC | 2018 | Yes |  | 2022-05-23 |  | Non-lead
208266 | 400 3RD St |  | Unknown, Non-Lead | Yes |  | 2022-09-23 |  | Unknown, Non-Lead | 2019 | Yes |  | 2022-09-23 |  | Non-lead
208267 | 249 SOMBRERO BCH RD UNIT 1 |  | Unknown, Non-Lead | Yes |  | 2018-07-24 |  | Unknown, Non-Lead | 2019 | Yes |  | 2018-07-24 |  | Non-lead
208268 | 249 SOMBRERO BCH RD UNIT 2 |  | Unknown, Non-Lead | Yes |  | 2019-01-29 |  | Unknown, Non-Lead | 2019 | Yes |  | 2019-01-29 |  | Non-lead
208270 | 245 SOMBRERO BCH RD |  | Unknown, Non-Lead | Yes |  | 2018-12-17 |  | Unknown, Non-Lead | 2018 | Yes |  | 2018-12-17 |  | Non-lead
208271 | 251 SOMBRERO BCH RD |  | Unknown, Non-Lead | Yes |  | 2018-07-25 |  | Unknown, Non-Lead | 2019 | Yes |  | 2018-07-25 |  | Non-lead
208273 | 122 AVE E |  | Polytube | Yes |  | 2024-02-23 |  | PVC | 2019 | Yes |  | 2024-02-23 |  | Non-lead
208277 | L10 B7 169 PELICAN LN |  | Unknown, Non-Lead | No |  |  |  | Unknown, Non-Lead | 2018 | No |  |  |  | Non-lead
208281 | 174 ATLANTIC CIRCLE DR |  | Unknown, Non-Lead | Yes |  | 2022-09-08 |  | Unknown, Non-Lead | 2020 | Yes |  | 2022-09-08 |  | Non-lead
208282 | 16 N CHANNEL DR |  | Polytube | Yes |  | 2023-05-24 |  | PVC | 2019 | Yes |  | 2023-05-24 |  | Non-lead
208283 | 158 ORLANDO DR |  | Unknown, Non-Lead | Yes |  | 2018-08-17 |  | Unknown, Non-Lead | 2020 | Yes |  | 2018-08-17 |  | Non-lead
208284 | 314 E SEAVIEW DR |  | Unknown, Non-Lead | No |  |  |  | PVC | 2020 | No |  |  |  | Non-lead
208285 | 101 POINSETTA DR |  | Unknown, Non-Lead | Yes |  | 2019-01-28 |  | PVC | 2020 | Yes |  | 2019-01-28 |  | Non-lead
208290 | 4 SE MARLIN AVE |  | Polytube | Yes |  | 2023-02-06 |  | PVC | 2019 | Yes |  | 2023-02-06 |  | Non-lead
208291 | 307 SOUND DR |  | Unknown, Non-Lead | Yes |  | 2018-08-28 |  | Unknown, Non-Lead | 2019 | Yes |  | 2018-08-28 |  | Non-lead
208292 | 456 LIME DR |  | Polytube | Yes |  | 2023-02-02 |  | PVC | 1981 | Yes |  | 2023-02-02 |  | Non-lead
208294 | 53 JENNY LN |  | Unknown, Non-Lead | Yes |  | 2020-03-11 |  | PVC | 2018 | Yes |  | 2020-03-11 |  | Non-lead
208296 | 1039 GULF DR |  | Polytube | Yes |  | 2024-07-29 |  | PVC | 2020 | Yes |  | 2024-07-29 |  | Non-lead
208297 | 9 GULF DR |  | Polytube | Yes |  | 2023-01-26 |  | PVC | 2019 | Yes |  | 2023-01-26 |  | Non-lead
208301 | APT C 265 15TH ST |  | Unknown, Non-Lead | Yes |  | 2024-01-19 |  | Unknown, Non-Lead | 2019 | Yes |  | 2024-01-19 |  | Non-lead
208302 | 119 41ST STREET GULF |  | Polytube | Yes |  | 2023-02-16 |  | PVC | 2018 | Yes |  | 2023-02-16 |  | Non-lead
208303 | B 265 15TH ST |  | Polytube | Yes |  | 2022-05-18 |  | PVC | 2019 | Yes |  | 2022-05-18 |  | Non-lead
208304 | 117 41ST STREET GULF |  | Unknown, Non-Lead | No |  |  |  | Unknown, Non-Lead | 2018 | No |  |  |  | Non-lead
208305 | 115 41ST STREET GULF |  | Polytube | No |  |  |  | Polytube | 2018 | No |  |  |  | Non-lead
208306 | 113 41ST STREET GULF |  | Polytube | No |  |  |  | PVC | 2018 | No |  |  |  | Non-lead
208307 | 111 41ST STREET GULF |  | Unknown, Non-Lead | No |  |  |  | Unknown, Non-Lead | 2018 | No |  |  |  | Non-lead
208308 | 109 41ST GULF St |  | Polytube | Yes |  | 2022-09-08 |  | PVC | 2018 | Yes |  | 2022-09-08 |  | Non-lead
208309 | 107 41ST GULF St |  | Polytube | Yes |  | 2023-02-16 |  | PVC | 2018 | Yes |  | 2023-02-16 |  | Non-lead
208310 | APT A 265 15TH ST |  | Unknown, Non-Lead | Yes |  | 2022-04-27 |  | Unknown, Non-Lead | 2019 | Yes |  | 2022-04-27 |  | Non-lead
208312 | 104 BUENA VISTA Ct |  | Unknown, Non-Lead | Yes |  | 2018-08-28 |  | Unknown, Non-Lead | 2020 | Yes |  | 2018-08-28 |  | Non-lead
208315 | 82685 OVERSEAS HWY |  | Polytube | Yes |  | 2022-07-11 |  | PVC | 1973 | Yes |  | 2022-07-11 |  | Non-lead
208316 | 400 CALLE LIMON |  | Unknown, Non-Lead | Yes |  | 2019-07-24 |  | Unknown, Non-Lead | 2020 | Yes |  | 2019-07-24 |  | Non-lead
208317 | HYDRANT MDK-001 SUNSET VILLAGE #5001 DR |  | Ductile Iron | Yes |  | 2023-05-11 |  | None | 2018 | Yes |  | 2023-05-11 |  | Non-lead
208321 | 807 MIRAMAR DR |  | Unknown, Non-Lead | Yes |  | 2020-04-30 |  | PVC | 2019 | Yes |  | 2020-04-30 |  | Non-lead
208322 | 203 E BRUCE CT |  | Unknown, Non-Lead | No |  |  |  | Unknown, Non-Lead | 2019 | No |  |  |  | Non-lead
208323 | 149 S BAHAMA DR |  | Polytube | Yes |  | 2024-10-03 |  | PVC | 2019 | Yes |  | 2024-10-03 |  | Non-lead
208325 | 171 HARBOR DR |  | Unknown, Non-Lead | Yes |  | 2021-04-22 |  | Unknown, Non-Lead | 2020 | Yes |  | 2021-04-22 |  | Non-lead
208326 | IRRIGATION 6000 PENINSULAR AVE |  | Unknown, Non-Lead | Yes |  | 2018-12-07 |  | Unknown, Non-Lead | 2008 | Yes |  | 2018-12-07 |  | Non-lead
208327 | BACKFLOW 6 6000 PENINSULAR AVE |  | Unknown, Non-Lead | No |  |  |  | Unknown, Non-Lead | 2008 | No |  |  |  | Non-lead
208328 | BCK & DOCK 6000 PENINSULAR AVE |  | Unknown, Non-Lead | Yes |  | 2023-08-04 |  | Unknown, Non-Lead | 2008 | Yes |  | 2023-08-04 |  | Non-lead
208329 | BACKFLOW 14 6000 PENINSULAR AVE |  | Unknown, Non-Lead | Yes |  | 2020-07-27 |  | Unknown, Non-Lead | 2008 | Yes |  | 2020-07-27 |  | Non-lead
208330 | IRRIGATION 6000 PENINSULAR AVE |  | Unknown, Non-Lead | Yes |  | 2018-08-24 |  | Unknown, Non-Lead | 2008 | Yes |  | 2018-08-24 |  | Non-lead
208331 | BARN 3 6000 PENINSULAR AVE |  | Unknown, Non-Lead | Yes |  | 2018-08-24 |  | Unknown, Non-Lead | 2008 | Yes |  | 2018-08-24 |  | Non-lead
208332 | SHIP STR/3 APTS 6000 PENINSULAR AVE |  | Unknown, Non-Lead | Yes |  | 2018-08-24 |  | Unknown, Non-Lead | 2008 | Yes |  | 2018-08-24 |  | Non-lead
208333 | BACKFLOW 1-2 6000 PENINSULAR AVE |  | Ductile Iron | Yes |  | 2023-10-02 |  | Ductile Iron | 2008 | Yes |  | 2023-10-02 |  | Non-lead
208334 | BACKFLOW 4-5 6000 PENINSULAR AVE |  | Unknown, Non-Lead | Yes |  | 2020-09-24 |  | Unknown, Non-Lead | 2008 | Yes |  | 2020-09-24 |  | Non-lead
208335 | BACKFLOW 7-8 6000 PENINSULAR AVE |  | Unknown, Non-Lead | Yes |  | 2023-12-11 |  | Unknown, Non-Lead | 2008 | Yes |  | 2023-12-11 |  | Non-lead
208336 | BACKFLOW 10-11 6000 PENINSULAR AVE |  | Unknown, Non-Lead | Yes |  | 2018-08-24 |  | Unknown, Non-Lead | 2008 | Yes |  | 2018-08-24 |  | Non-lead
208337 | BACKFLOW 12-13 6000 PENINSULAR AVE |  | Unknown, Non-Lead | Yes |  | 2018-08-24 |  | Unknown, Non-Lead | 2008 | Yes |  | 2018-08-24 |  | Non-lead
208338 | BACKFLOW 15-16 6000 PENINSULAR AVE |  | Unknown, Non-Lead | Yes |  | 2023-10-02 |  | Unknown, Non-Lead | 2008 | Yes |  | 2023-10-02 |  | Non-lead
208339 | BACKFLOW 17/18 6000 PENINSULAR AVE |  | Unknown, Non-Lead | Yes |  | 2018-08-24 |  | Unknown, Non-Lead | 2008 | Yes |  | 2018-08-24 |  | Non-lead
208340 | 23 LAKESHORE DR |  | Unknown, Non-Lead | Yes |  | 2022-04-26 |  | PVC | 2020 | Yes |  | 2022-04-26 |  | Non-lead
208342 | 180 ARICA LN |  | Unknown, Non-Lead | No |  |  |  | Unknown, Non-Lead | 2019 | No |  |  |  | Non-lead
208343 | 88800 OVERSEAS HWY |  | Unknown, Non-Lead | Yes |  | 2022-10-13 |  | Unknown, Non-Lead | 1988 | Yes |  | 2022-10-13 |  | Non-lead
208344 | 11457 5TH AVE OCEAN |  | Unknown, Non-Lead | Yes |  | 2020-12-21 |  | Unknown, Non-Lead | 2019 | Yes |  | 2020-12-21 |  | Non-lead
208349 | 221 SOMBRERO BEACH RD |  | Unknown, Non-Lead | Yes |  | 2019-01-09 |  | Unknown, Non-Lead | 2019 | Yes |  | 2019-01-09 |  | Non-lead
208350 | 225 SOMBRERO BEACH RD |  | Polytube | Yes |  | 2022-10-17 |  | PVC | 2018 | Yes |  | 2022-10-17 |  | Non-lead
208351 | 27343 ST MARTIN Ln |  | Unknown, Non-Lead | No |  |  |  | Unknown, Non-Lead | 2019 | No |  |  |  | Non-lead
208354 | 159 PELICAN LN |  | Polytube | Yes |  | 2020-10-01 |  | PVC | 2019 | Yes |  | 2020-10-01 |  | Non-lead
208355 | 733 INDIES DR |  | Polytube | Yes |  | 2023-12-27 |  | PVC | 2018 | Yes |  | 2023-12-27 |  | Non-lead
208356 | 82749 OVERSEAS HWY |  | Unknown | Yes |  | 2022-06-28 |  | Unknown | 1961 | Yes |  | 2022-06-28 |  | Lead Status Unknown
208358 | UNIT 2 5 HAVANA ST |  | Unknown, Non-Lead | No |  |  |  | Unknown, Non-Lead | 1988 | No |  |  |  | Non-lead
208360 | FIRE DETECTOR 2700 FLAGLER AVE |  | Ductile Iron | Yes |  | 2023-05-04 |  | Ductile Iron | 1958 | Yes |  | 2023-05-04 |  | Non-lead
208361 | BLDG A 2700 FLAGLER AVE |  | Polytube | Yes |  | 2023-04-24 |  | PVC | 1958 | Yes |  | 2023-04-24 |  | Non-lead
208362 | PIER TRUMBO-STATION 4 |  | Unknown, Non-Lead | Yes |  | 2023-09-22 |  | Unknown, Non-Lead | 2018 | Yes |  | 2023-09-22 |  | Non-lead
208363 | BLDG C 2700 FLAGLER AVE |  | Polytube | Yes |  | 2023-04-24 |  | PVC | 1958 | Yes |  | 2023-04-24 |  | Non-lead
208364 | PIER TRUMBO-STATION 5 |  | Unknown, Non-Lead | Yes |  | 2023-09-22 |  | Unknown, Non-Lead | 2018 | Yes |  | 2023-09-22 |  | Non-lead
208365 | BLDG B 2700 FLAGLER AVE |  | Polytube | Yes |  | 2023-04-24 |  | PVC | 1958 | Yes |  | 2023-04-24 |  | Non-lead
208366 | BLDG D 2700 FLAGLER AVE |  | Polytube | Yes |  | 2023-04-24 |  | PVC | 1958 | Yes |  | 2023-04-24 |  | Non-lead
208367 | BLDG F 2700 FLAGLER AVE |  | Polytube | Yes |  | 2023-04-24 |  | PVC | 1958 | Yes |  | 2023-04-24 |  | Non-lead
208368 | OFFICE/LAUNDRY 2700 FLAGLER AVE |  | Polytube | Yes |  | 2023-04-24 |  | PVC | 1958 | Yes |  | 2023-04-24 |  | Non-lead
208369 | GARBAGE AREA 2700 FLAGLER AVE |  | Polytube | Yes |  | 2023-04-24 |  | PVC | 1958 | Yes |  | 2023-04-24 |  | Non-lead
208371 | LS-C CYPRESS AVE |  | Polytube | Yes |  | 2022-05-06 |  | Polytube | 2018 | Yes |  | 2022-05-06 |  | Non-lead
208372 | LS-D DRIFTWOOD TER |  | Polytube | Yes |  | 2022-05-09 |  | Polytube | 2018 | Yes |  | 2022-05-09 |  | Non-lead
208374 | 17377 CAYMAN DR |  | Polytube | Yes |  | 2022-07-28 |  | PVC | 2019 | Yes |  | 2022-07-28 |  | Non-lead
208376 | 108 S BAHAMA DR |  | Polytube | Yes |  | 2023-10-30 |  | PVC | 2018 | Yes |  | 2023-10-30 |  | Non-lead
208380 | RESID 3 6000 PENINSULAR AVE |  | Unknown, Non-Lead | No |  |  |  | PVC | 2008 | No |  |  |  | Non-lead
208381 | RESID 1 6000 PENINSULAR AVE |  | Unknown, Non-Lead | No |  |  |  | Unknown, Non-Lead | 2008 | No |  |  |  | Non-lead
208382 | RESID 2 6000 PENINSULAR AVE |  | Unknown, Non-Lead | Yes |  | 2023-10-25 |  | Unknown, Non-Lead | 2008 | Yes |  | 2023-10-25 |  | Non-lead
208384 | 559 POWELL AVE |  | Unknown, Non-Lead | Yes |  | 2021-08-23 |  | PVC | 2019 | Yes |  | 2021-08-23 |  | Non-lead
208385 | 40 CORAL DR |  | Unknown, Non-Lead | Yes |  | 2020-03-23 |  | Unknown, Non-Lead | 2019 | Yes |  | 2020-03-23 |  | Non-lead
208388 | 194 BEACH RD |  | Unknown, Non-Lead | Yes |  | 2019-04-04 |  | Unknown, Non-Lead | 2021 | Yes |  | 2019-04-04 |  | Non-lead
208391 | 29517 FLYING CLOUD AVE |  | Unknown, Non-Lead | Yes |  | 2018-09-28 |  | Unknown, Non-Lead | 2020 | Yes |  | 2018-09-28 |  | Non-lead
208394 | 497 HECK AVE |  | Unknown, Non-Lead | No |  |  |  | Unknown, Non-Lead | 1989 | No |  |  |  | Non-lead
208395 | GYM 1030 UNITED ST |  | PVC | Yes |  | 2022-09-02 |  | Copper | 1975 | Yes |  | 2022-09-02 |  | Non-lead
208399 | 22954 DIRK LN |  | Polytube | Yes |  | 2024-07-08 |  | PVC | 2019 | Yes |  | 2024-07-08 |  | Non-lead
208400 | 27333 ANGUILA LN |  | Unknown, Non-Lead | Yes |  | 2024-04-30 |  | Unknown, Non-Lead | 2019 | Yes |  | 2024-04-30 |  | Non-lead
208404 | LOT 1 1227 MOCKINGBIRD Rd |  | Polytube | Yes |  | 2023-05-04 |  | PVC | 2018 | Yes |  | 2023-05-04 |  | Non-lead
208406 | 143 N INDIES DR |  | Polytube | Yes |  | 2023-02-08 |  | PVC | 2019 | Yes |  | 2023-02-08 |  | Non-lead
208411 | 20745 W 5TH ST |  | Unknown, Non-Lead | Yes |  | 2020-01-07 |  | Unknown, Non-Lead | 2020 | Yes |  | 2020-01-07 |  | Non-lead
208415 | 22845 CUDJOE DR |  | Polytube | Yes |  | 2022-12-28 |  | PVC | 2018 | Yes |  | 2022-12-28 |  | Non-lead
208417 | 131 CORTEZ Dr |  | Unknown, Non-Lead | Yes |  | 2021-07-20 |  | Unknown, Non-Lead | 2019 | Yes |  | 2021-07-20 |  | Non-lead
208419 | 5 CINNAMON BARK Ln |  | Unknown, Non-Lead | Yes |  | 2020-08-04 |  | PVC | 2020 | Yes |  | 2020-08-04 |  | Non-lead
208420 | 64 TARPON AVE |  | Polytube | Yes |  | 2022-07-25 |  | PVC | 1953 | Yes |  | 2022-07-25 |  | Non-lead
208423 | 9000 AVIATION BLVD |  | Polytube | Yes |  | 2023-05-09 |  | PVC | 2019 | Yes |  | 2023-05-09 |  | Non-lead
208424 | 2 FLAMINGO HAMMOCK RD |  | Polytube | Yes |  | 2023-02-17 |  | PVC | 2020 | Yes |  | 2023-02-17 |  | Non-lead
208425 | 100 AVENUE G |  | Unknown, Non-Lead | Yes |  | 2024-05-08 |  | Unknown, Non-Lead | 2019 | Yes |  | 2024-05-08 |  | Non-lead
208428 | 32 SE MARLIN AVE |  | Unknown, Non-Lead | Yes |  | 2019-08-15 |  | Unknown, Non-Lead | 2019 | Yes |  | 2019-08-15 |  | Non-lead
208429 | 6 CANNON POINT |  | Polytube | Yes |  | 2023-03-07 |  | PVC | 2018 | Yes |  | 2023-03-07 |  | Non-lead
208430 | 29632 ENTERPRISE AVE |  | Unknown, Non-Lead | No |  |  |  | Unknown, Non-Lead | 2019 | No |  |  |  | Non-lead
208432 | SOUTH 81212 OLD HWY |  | Polytube | Yes |  | 2022-06-23 |  | PVC | 1969 | Yes |  | 2022-06-23 |  | Non-lead
208434 | 106291 OVERSEAS HWY |  | Polytube | Yes |  | 2022-10-03 |  | PVC | 2018 | Yes |  | 2022-10-03 |  | Non-lead
208438 | 186 BUTTONWOOD LN |  | Polytube | Yes |  | 2022-06-28 |  | PVC | 2018 | Yes |  | 2022-06-28 |  | Non-lead
208439 | 741 11TH St |  | Polytube | Yes |  | 2023-02-06 |  | PVC | 2019 | Yes |  | 2023-02-06 |  | Non-lead
208451 | 152 PALERMO DR |  | Polytube | Yes |  | 2023-03-21 |  | PVC | 2020 | Yes |  | 2023-03-21 |  | Non-lead
208454 | 29530 LUCRECIA ST |  | Polytube | Yes |  | 2024-02-02 |  | PVC | 2018 | Yes |  | 2024-02-02 |  | Non-lead
208455 | 177 CARROLL ST |  | Unknown, Non-Lead | Yes |  | 2024-03-26 |  | Unknown, Non-Lead | 2021 | Yes |  | 2024-03-26 |  | Non-lead
208462 | 17 BLUEWATER DR |  | Unknown, Non-Lead | Yes |  | 2019-06-28 |  | Unknown, Non-Lead | 2019 | Yes |  | 2019-06-28 |  | Non-lead
208463 | 26320 JOHNSON ST |  | Unknown | Yes |  | 2023-10-19 |  | Unknown | 1963 | Yes |  | 2023-10-19 |  | Lead Status Unknown
208467 | 165 SUNSET DR |  | Polytube | Yes |  | 2022-06-28 |  | PVC | 2018 | Yes |  | 2022-06-28 |  | Non-lead
208468 | 171 OCEAN SHORES DR |  | Unknown, Non-Lead | Yes |  | 2023-02-01 |  | PVC | 2018 | Yes |  | 2023-02-01 |  | Non-lead
208469 | 139 TEQUESTA ST |  | Polytube | Yes |  | 2024-04-17 |  | Copper | 2018 | Yes |  | 2024-04-17 |  | Non-lead
208470 | 65 BONEFISH Ave |  | Polytube | Yes |  | 2018-11-30 |  | PVC | 2019 | Yes |  | 2018-11-30 |  | Non-lead
208471 | 21 SWALLOW RD |  | Unknown, Non-Lead | Yes |  | 2018-11-16 |  | Unknown, Non-Lead | 2019 | Yes |  | 2018-11-16 |  | Non-lead
208479 | 125 OCEAN LN |  | Unknown, Non-Lead | Yes |  | 2022-06-28 |  | Polytube | 2021 | Yes |  | 2022-06-28 |  | Non-lead
208484 | 30 PUERTA DR |  | Unknown, Non-Lead | Yes |  | 2024-05-30 |  | Unknown, Non-Lead | 2019 | Yes |  | 2024-05-30 |  | Non-lead
208485 | 216 JOHNNY RD |  | Unknown, Non-Lead | Yes |  | 2019-04-11 |  | Unknown, Non-Lead | 2018 | Yes |  | 2019-04-11 |  | Non-lead
208487 | 233 GARDENIA ST |  | Unknown, Non-Lead | Yes |  | 2022-04-08 |  | Unknown, Non-Lead | 2019 | Yes |  | 2022-04-08 |  | Non-lead
208488 | 952 LOGGERHEAD LN |  | Unknown, Non-Lead | No |  |  |  | Unknown, Non-Lead | 2020 | No |  |  |  | Non-lead
208489 | 164 PARK AVE |  | Unknown, Non-Lead | Yes |  | 2020-10-08 |  | Unknown, Non-Lead | 2020 | Yes |  | 2020-10-08 |  | Non-lead
208490 | 41 HIBISCUS LN |  | Unknown, Non-Lead | Yes |  | 2018-12-26 |  | Unknown, Non-Lead | 2019 | Yes |  | 2018-12-26 |  | Non-lead
208491 | 1012 GIBRALTAR RD |  | Polytube | Yes |  | 2023-02-08 |  | PVC | 2018 | Yes |  | 2023-02-08 |  | Non-lead
208492 | 27375 GUADALOUPE LN |  | Unknown, Non-Lead | Yes |  | 2019-05-06 |  | Unknown, Non-Lead | 2019 | Yes |  | 2019-05-06 |  | Non-lead
208493 | 805 E CARIBBEAN DR |  | Unknown, Non-Lead | No |  |  |  | Unknown, Non-Lead | 2019 | No |  |  |  | Non-lead
208494 | 404 PALM DR |  | Unknown, Non-Lead | Yes |  | 2021-04-19 |  | Unknown, Non-Lead | 1996 | Yes |  | 2021-04-19 |  | Non-lead
208495 | 17 CORAL DR |  | Unknown, Non-Lead | Yes |  | 2018-12-26 |  | PVC | 2019 | Yes |  | 2018-12-26 |  | Non-lead
208496 | 27339 HAITI LN |  | Unknown, Non-Lead | No |  |  |  | Unknown, Non-Lead | 2019 | No |  |  |  | Non-lead
208497 | 103041 OVERSEAS HWY |  | Unknown, Non-Lead | Yes |  | 2022-09-30 |  | Unknown, Non-Lead | 2019 | Yes |  | 2022-09-30 |  | Non-lead
208498 | 120 JAMAICA ST |  | Unknown, Non-Lead | Yes |  | 2022-02-16 |  | Unknown, Non-Lead | 2021 | Yes |  | 2022-02-16 |  | Non-lead
208503 | 127 PEARL AVE |  | Unknown, Non-Lead | Yes |  | 2019-01-03 |  | Unknown, Non-Lead | 2020 | Yes |  | 2019-01-03 |  | Non-lead
208504 | LS-A ALLAMANDA AVE |  | Polytube | Yes |  | 2022-05-04 |  | Polytube | 2018 | Yes |  | 2022-05-04 |  | Non-lead
208505 | 27327 CAYMAN LN |  | Unknown, Non-Lead | No |  |  |  | Unknown, Non-Lead | 2007 | No |  |  |  | Non-lead
208508 | 29565 RANGER AVE |  | Polytube | Yes |  | 2022-12-01 |  | PVC | 1982 | Yes |  | 2022-12-01 |  | Non-lead
208511 | 35 TREASURE RD |  | Unknown, Non-Lead | No |  |  |  | Unknown, Non-Lead | 2019 | No |  |  |  | Non-lead
208514 | 2150 NO NAME DR |  | Unknown, Non-Lead | Yes |  | 2021-07-13 |  | Unknown, Non-Lead | 1991 | Yes |  | 2021-07-13 |  | Non-lead
208516 | 32340 CAT LN |  | Polytube | Yes |  | 2022-12-12 |  | PVC | 1987 | Yes |  | 2022-12-12 |  | Non-lead
208518 | 32763 TORTUGA LN |  | Polytube | Yes |  | 2022-08-01 |  | PVC | 1997 | Yes |  | 2022-08-01 |  | Non-lead
208521 | 32734 BIMINI LN |  | Unknown, Non-Lead | Yes |  | 2021-08-18 |  | Unknown, Non-Lead | 1995 | Yes |  | 2021-08-18 |  | Non-lead
208523 | 1931 SPANISH CHANNEL DR |  | Polytube | Yes |  | 2023-01-26 |  | PVC | 1993 | Yes |  | 2023-01-26 |  | Non-lead
208525 | 32723 TORTUGA LN |  | Polytube | Yes |  | 2024-04-24 |  | PVC | 1991 | Yes |  | 2024-04-24 |  | Non-lead
208526 | 32800 TORTUGA LN |  | Unknown, Non-Lead | Yes |  | 2021-07-13 |  | Unknown, Non-Lead | 1992 | Yes |  | 2021-07-13 |  | Non-lead
208527 | 32836 BIMINI LN |  | Unknown, Non-Lead | Yes |  | 2022-09-07 |  | Unknown, Non-Lead | 1988 | Yes |  | 2022-09-07 |  | Non-lead
208529 | 32844 BIMINI LN |  | Polytube | Yes |  | 2021-11-16 |  | PVC | 1996 | Yes |  | 2021-11-16 |  | Non-lead
208530 | 32731 TORTUGA LN |  | Polytube | Yes |  | 2021-08-23 |  | PVC | 1991 | Yes |  | 2021-08-23 |  | Non-lead
208531 | 32766 BIMINI LN |  | Polytube | Yes |  | 2023-02-17 |  | PVC | 1991 | Yes |  | 2023-02-17 |  | Non-lead
208533 | 32857 TORTUGA LN |  | Polytube | Yes |  | 2024-09-20 |  | PVC | 1976 | Yes |  | 2024-09-20 |  | Non-lead
208534 | 32840 BIMINI LN |  | Unknown, Non-Lead | Yes |  | 2021-11-16 |  | PVC | 1996 | Yes |  | 2021-11-16 |  | Non-lead
208535 | 32865 TORTUGA LN |  | Polytube | Yes |  | 2022-12-06 |  | PVC | 1976 | Yes |  | 2022-12-06 |  | Non-lead
208538 | 2160 BAHIA SHORES RD |  | Polytube | Yes |  | 2023-12-18 |  | PVC | 1978 | Yes |  | 2023-12-18 |  | Non-lead
208539 | 2163 TULIP RD |  | Unknown, Non-Lead | Yes |  | 2021-07-06 |  | Unknown, Non-Lead | 2017 | Yes |  | 2021-07-06 |  | Non-lead
208542 | 2011 BAHIA SHORES RD |  | Unknown, Non-Lead | Yes |  | 2023-01-12 |  | Unknown, Non-Lead | 1988 | Yes |  | 2023-01-12 |  | Non-lead
208543 | 1868 NO NAME DR |  | Unknown, Non-Lead | Yes |  | 2021-07-22 |  | Unknown, Non-Lead | 1991 | Yes |  | 2021-07-22 |  | Non-lead
208544 | 2159 SPANISH CHANNEL DR |  | Unknown, Non-Lead | Yes |  | 2024-08-06 |  | Unknown, Non-Lead | 2002 | Yes |  | 2024-08-06 |  | Non-lead
208545 | 2123 SPANISH CHANNEL DR |  | Polytube | Yes |  | 2022-07-26 |  | None | 1991 | Yes |  | 2022-07-26 |  | Non-lead
208547 | 1957 BAHIA SHORES RD |  | Unknown, Non-Lead | Yes |  | 2023-07-14 |  | Unknown, Non-Lead | 1990 | Yes |  | 2023-07-14 |  | Non-lead
208548 | 1843 BAHIA SHORES RD |  | Unknown, Non-Lead | Yes |  | 2022-05-06 |  | Unknown, Non-Lead | 1990 | Yes |  | 2022-05-06 |  | Non-lead
208549 | 2100 NO NAME DR |  | Polytube | Yes |  | 2022-06-27 |  | PVC | 1994 | Yes |  | 2022-06-27 |  | Non-lead
208550 | 2084 NO NAME DR |  | Unknown | Yes |  | 2024-03-15 |  | Unknown | 1983 | Yes |  | 2024-03-15 |  | Lead Status Unknown
208551 | 2035 BAHIA SHORES RD |  | Unknown, Non-Lead | Yes |  | 2021-07-26 |  | Unknown, Non-Lead | 1988 | Yes |  | 2021-07-26 |  | Non-lead
208555 | 32029 MARGINELLA DR |  | Polytube | Yes |  | 2023-01-05 |  | PVC | 1992 | Yes |  | 2023-01-05 |  | Non-lead
208558 | 1909 BAHIA SHORES RD |  | Polytube | Yes |  | 2023-05-23 |  | PVC | 1979 | Yes |  | 2023-05-23 |  | Non-lead
208565 | 827 GRENADA LN |  | Unknown, Non-Lead | No |  |  |  | Unknown, Non-Lead | 1993 | No |  |  |  | Non-lead
208566 | 29532 FORRESTAL AVE |  | Unknown, Non-Lead | No |  |  |  | Unknown, Non-Lead | 2019 | No |  |  |  | Non-lead
208568 | 38 FLORAL AVE |  | Polytube | Yes |  | 2022-07-27 |  | Polytube | 2018 | Yes |  | 2022-07-27 |  | Non-lead
208571 | 10 FISHERMANS TRL |  | Unknown, Non-Lead | Yes |  | 2019-12-03 |  | PVC | 2019 | Yes |  | 2019-12-03 |  | Non-lead
208574 | 627 CABRERA ST |  | Unknown, Non-Lead | Yes |  | 2019-01-03 |  | Unknown, Non-Lead | 1998 | Yes |  | 2019-01-03 |  | Non-lead
208575 | 1315 COURY DR |  | Unknown, Non-Lead | No |  |  |  | Unknown, Non-Lead | 2020 | No |  |  |  | Non-lead
208577 | 80 WRENN ST |  | Polytube | Yes |  | 2019-09-11 |  | PVC | 2018 | Yes |  | 2019-09-11 |  | Non-lead
208579 | 149 ATLANTIC AVE |  | Unknown, Non-Lead | Yes |  | 2021-03-31 |  | Unknown, Non-Lead | 2020 | Yes |  | 2021-03-31 |  | Non-lead
208582 | 237 PUEBLO ST |  | Unknown, Non-Lead | Yes |  | 2019-01-11 |  | Unknown, Non-Lead | 2021 | Yes |  | 2019-01-11 |  | Non-lead
208583 | 115 WHITEHEAD ST UP |  | PVC | Yes |  | 2022-12-29 |  | PVC | 1934 | Yes |  | 2022-12-29 |  | Non-lead
208587 | IRRIGATION 2222 OVERSEAS HWY |  | Polytube | Yes |  | 2023-01-11 |  | PVC | 2019 | Yes |  | 2023-01-11 |  | Non-lead
208589 | 145 1ST RD |  | Polytube | Yes |  | 2021-04-07 |  | PVC | 2019 | Yes |  | 2021-04-07 |  | Non-lead
208590 | 21011 1ST AVE |  | Polytube | Yes |  | 2022-10-31 |  | PVC | 2019 | Yes |  | 2022-10-31 |  | Non-lead
208591 | 426 CALLE LIMON |  | Unknown, Non-Lead | Yes |  | 2024-08-08 |  | PVC | 2019 | Yes |  | 2024-08-08 |  | Non-lead
208597 | 17447 CAYMAN DR |  | Unknown, Non-Lead | Yes |  | 2019-01-31 |  | Unknown, Non-Lead | 2019 | Yes |  | 2019-01-31 |  | Non-lead
208607 | 45 COCONUT DR |  | Unknown, Non-Lead | Yes |  | 2019-01-31 |  | PVC | 1989 | Yes |  | 2019-01-31 |  | Non-lead
208608 | 47 COCONUT Dr |  | Unknown, Non-Lead | Yes |  | 2019-01-31 |  | PVC | 2019 | Yes |  | 2019-01-31 |  | Non-lead
208610 | 20887 5TH AVE |  | Polytube | Yes |  | 2023-06-16 |  | PVC | 2020 | Yes |  | 2023-06-16 |  | Non-lead
208612 | 441 SOMBRERO BEACH Rd |  | Unknown, Non-Lead | No |  |  |  | PVC | 2019 | No |  |  |  | Non-lead
208613 | 443 SOMBRERO BEACH Rd |  | Unknown, Non-Lead | No |  |  |  | Unknown, Non-Lead | 2019 | No |  |  |  | Non-lead
208614 | 451 SOMBRERO BEACH Rd |  | Unknown, Non-Lead | No |  |  |  | Unknown, Non-Lead | 2019 | No |  |  |  | Non-lead
208615 | 19630 MAYAN ST |  | Unknown, Non-Lead | No |  |  |  | Unknown, Non-Lead | 2019 | No |  |  |  | Non-lead
208617 | 2 BEACH DR |  | Unknown, Non-Lead | Yes |  | 2019-02-27 |  | Unknown, Non-Lead | 2019 | Yes |  | 2019-02-27 |  | Non-lead
208621 | 326 MAHOGANY DR |  | Unknown, Non-Lead | Yes |  | 2019-02-12 |  | Unknown, Non-Lead | 2020 | Yes |  | 2019-02-12 |  | Non-lead
208622 | 67 SNAPPER AVE |  | Unknown, Non-Lead | Yes |  | 2020-02-07 |  | Unknown, Non-Lead | 2019 | Yes |  | 2020-02-07 |  | Non-lead
208623 | 107 BEE St |  | Polytube | Yes |  | 2022-06-13 |  | Polytube | 2019 | Yes |  | 2022-06-13 |  | Non-Lead
208624 | HYDRANT 121 OVERSEAS HWY |  | Unknown, Non-Lead | Yes |  | 2024-02-28 |  | Unknown, Non-Lead | 2019 | Yes |  | 2024-02-28 |  | Non-lead
208625 | 663 INDIES RD |  | Unknown, Non-Lead | No |  |  |  | Unknown, Non-Lead | 2001 | No |  |  |  | Non-lead
208630 | 22352 OVERSEAS HWY |  | Polytube | Yes |  | 2024-05-17 |  | PVC | 2019 | Yes |  | 2024-05-17 |  | Non-lead
208632 | 2286 SAN MARCO DR |  | Polytube | Yes |  | 2022-11-30 |  | PVC | 2019 | Yes |  | 2022-11-30 |  | Non-lead
208634 | 225 HISPANOLA RD |  | Polytube | Yes |  | 2022-07-21 |  | PVC | 1979 | Yes |  | 2022-07-21 |  | Non-lead
208638 | 1255 COURY DR |  | Unknown, Non-Lead | Yes |  | 2020-07-27 |  | Unknown, Non-Lead | 2020 | Yes |  | 2020-07-27 |  | Non-lead
208639 | 8 TARPON AVE |  | Unknown, Non-Lead | Yes |  | 2024-01-08 |  | Unknown, Non-Lead | 2019 | Yes |  | 2024-01-08 |  | Non-lead
208641 | 174 N COCONUT PALM Blvd |  | Unknown, Non-Lead | Yes |  | 2023-09-13 |  | PVC | 2020 | Yes |  | 2023-09-13 |  | Non-lead
208643 | LOT A-19 29859 OVERSEAS HWY |  | Unknown, Non-Lead | No |  |  |  | Polytube | 2020 | No |  |  |  | Non-lead
208644 | LOT B-02 29859 OVERSEAS HWY |  | Unknown, Non-Lead | No |  |  |  | Unknown, Non-Lead | 2020 | No |  |  |  | Non-lead
208645 | 01 29859 OVERSEAS Hwy |  | Polytube | Yes |  | 2022-12-07 |  | PVC | 2019 | Yes |  | 2022-12-07 |  | Non-lead
208646 | 35 29859 OVERSEAS Hwy |  | Polytube | Yes |  | 2022-12-07 |  | PVC | 2019 | Yes |  | 2022-12-07 |  | Non-lead
208647 | LOT B-05 29859 OVERSEAS HWY |  | Unknown, Non-Lead | Yes |  | 2019-05-14 |  | Unknown, Non-Lead | 2020 | Yes |  | 2019-05-14 |  | Non-lead
208648 | LOT B-06 29859 OVERSEAS HWY |  | Unknown, Non-Lead | Yes |  | 2019-05-14 |  | Polytube | 2020 | Yes |  | 2019-05-14 |  | Non-lead
208649 | LOT A-07 29859 OVERSEAS HWY |  | Unknown, Non-Lead | Yes |  | 2019-05-14 |  | Unknown, Non-Lead | 2020 | Yes |  | 2019-05-14 |  | Non-lead
208650 | LOT 54 29859 OVERSEAS HWY |  | Polytube | Yes |  | 2024-05-29 |  | PVC | 2019 | Yes |  | 2024-05-29 |  | Non-lead
208651 | 13 29859 OVERSEAS Hwy |  | Polytube | Yes |  | 2022-12-07 |  | PVC | 2019 | Yes |  | 2022-12-07 |  | Non-lead
208652 | LOT A-05 29859 OVERSEAS HWY |  | Polytube | Yes |  | 2024-08-22 |  | PVC | 1972 | Yes |  | 2024-08-22 |  | Non-lead
208653 | 20 29859 OVERSEAS Hwy |  | Polytube | Yes |  | 2023-01-10 |  | PVC | 2019 | Yes |  | 2023-01-10 |  | Non-lead
208654 | LOT A-06 29859 OVERSEAS HWY |  | Unknown, Non-Lead | Yes |  | 2019-10-03 |  | Unknown, Non-Lead | 2020 | Yes |  | 2019-10-03 |  | Non-lead
208655 | 21 29859 OVERSEAS Hwy |  | Polytube | Yes |  | 2023-01-10 |  | PVC | 2019 | Yes |  | 2023-01-10 |  | Non-lead
208656 | 40 29859 OVERSEAS Hwy |  | Polytube | Yes |  | 2022-12-07 |  | PVC | 2019 | Yes |  | 2022-12-07 |  | Non-lead
208657 | LOT A-04 29859 OVERSEAS HWY |  | Unknown, Non-Lead | Yes |  | 2021-08-02 |  | Unknown, Non-Lead | 2020 | Yes |  | 2021-08-02 |  | Non-lead
208658 | 47 29859 OVERSEAS Hwy |  | Polytube | Yes |  | 2022-08-25 |  | PVC | 2019 | Yes |  | 2022-08-25 |  | Non-lead
208659 | LOT B-13 29859 OVERSEAS HWY |  | Unknown, Non-Lead | Yes |  | 2024-08-22 |  | Unknown, Non-Lead | 2020 | Yes |  | 2024-08-22 |  | Non-lead
208660 | LOT A-14 29859 OVERSEAS HWY |  | Unknown, Non-Lead | Yes |  | 2023-05-17 |  | Unknown, Non-Lead | 2020 | Yes |  | 2023-05-17 |  | Non-lead
208661 | 48 29859 OVERSEAS Hwy |  | Polytube | Yes |  | 2022-12-07 |  | PVC | 2019 | Yes |  | 2022-12-07 |  | Non-lead
208662 | LOT A-18 29859 OVERSEAS HWY |  | Polytube | Yes |  | 2022-11-08 |  | PVC | 2020 | Yes |  | 2022-11-08 |  | Non-lead
208663 | 22 29859 OVERSEAS Hwy |  | Polytube | Yes |  | 2022-12-07 |  | PVC | 2019 | Yes |  | 2022-12-07 |  | Non-lead
208664 | LOT B-14 29859 OVERSEAS HWY |  | Unknown, Non-Lead | Yes |  | 2024-06-21 |  | Unknown, Non-Lead | 2020 | Yes |  | 2024-06-21 |  | Non-lead
208665 | LOT B-08 29859 OVERSEAS HWY |  | Unknown, Non-Lead | No |  |  |  | Unknown, Non-Lead | 2020 | No |  |  |  | Non-lead
208666 | LOT B-01 29859 OVERSEAS HWY |  | Polytube | Yes |  | 2023-09-15 |  | PVC | 2020 | Yes |  | 2023-09-15 |  | Non-lead
208667 | LOT B-18 29859 OVERSEAS HWY |  | Unknown, Non-Lead | Yes |  | 2024-04-24 |  | Unknown, Non-Lead | 2020 | Yes |  | 2024-04-24 |  | Non-lead
208669 | LOT A-11 29859 OVERSEAS HWY |  | Polytube | Yes |  | 2022-07-13 |  | PVC | 2020 | Yes |  | 2022-07-13 |  | Non-lead
208670 | 25 29859 OVERSEAS Hwy |  | Polytube | Yes |  | 2022-12-07 |  | PVC | 2019 | Yes |  | 2022-12-07 |  | Non-lead
208671 | LOT 16 29859 OVERSEAS HWY |  | Polytube | Yes |  | 2022-12-07 |  | PVC | 2019 | Yes |  | 2022-12-07 |  | Non-lead
208672 | 15 29859 OVERSEAS Hwy |  | Polytube | Yes |  | 2022-12-07 |  | PVC | 2019 | Yes |  | 2022-12-07 |  | Non-lead
208673 | 41 29859 OVERSEAS Hwy |  | Polytube | Yes |  | 2022-12-07 |  | PVC | 2019 | Yes |  | 2022-12-07 |  | Non-lead
208674 | 53 29859 OVERSEAS Hwy |  | Polytube | Yes |  | 2022-12-07 |  | PVC | 2019 | Yes |  | 2022-12-07 |  | Non-lead
208675 | 9 29859 OVERSEAS Hwy |  | Polytube | Yes |  | 2022-12-07 |  | PVC | 2019 | Yes |  | 2022-12-07 |  | Non-lead
208676 | 10 29859 OVERSEAS Hwy |  | Polytube | Yes |  | 2022-12-07 |  | PVC | 2019 | Yes |  | 2022-12-07 |  | Non-lead
208677 | LOT A-15 29859 OVERSEAS HWY |  | Unknown, Non-Lead | Yes |  | 2024-07-16 |  | Unknown, Non-Lead | 2020 | Yes |  | 2024-07-16 |  | Non-lead
208678 | LOT A-02 29859 OVERSEAS HWY |  | Unknown, Non-Lead | Yes |  | 2022-10-27 |  | Unknown, Non-Lead | 2020 | Yes |  | 2022-10-27 |  | Non-lead
208679 | 24 29859 OVERSEAS Hwy |  | Polytube | Yes |  | 2023-01-10 |  | PVC | 2019 | Yes |  | 2023-01-10 |  | Non-lead
208680 | 58 29859 OVERSEAS Hwy |  | Polytube | Yes |  | 2024-04-29 |  | PVC | 2019 | Yes |  | 2024-04-29 |  | Non-lead
208681 | 55 29859 OVERSEAS Hwy |  | Polytube | Yes |  | 2022-12-07 |  | PVC | 2019 | Yes |  | 2022-12-07 |  | Non-lead
208682 | LOT A-09 29859 OVERSEAS HWY |  | Unknown, Non-Lead | No |  |  |  | Unknown, Non-Lead | 2020 | No |  |  |  | Non-lead
208683 | LOT A-13 29859 OVERSEAS HWY |  | Unknown, Non-Lead | Yes |  | 2019-08-21 |  | Unknown, Non-Lead | 2020 | Yes |  | 2019-08-21 |  | Non-lead
208684 | 36 29859 OVERSEAS Hwy |  | Polytube | Yes |  | 2022-11-30 |  | PVC | 2019 | Yes |  | 2022-11-30 |  | Non-lead
208685 | LOT A-16 29859 OVERSEAS HWY |  | Unknown, Non-Lead | No |  |  |  | Unknown, Non-Lead | 2020 | No |  |  |  | Non-lead
208686 | 52 29859 OVERSEAS Hwy |  | Polytube | Yes |  | 2022-12-07 |  | PVC | 2019 | Yes |  | 2022-12-07 |  | Non-lead
208687 | 59 29859 OVERSEAS Hwy |  | Polytube | Yes |  | 2022-12-07 |  | PVC | 2019 | Yes |  | 2022-12-07 |  | Non-lead
208688 | 11 29859 OVERSEAS Hwy |  | PVC | Yes |  | 2023-05-04 |  | PVC | 2019 | Yes |  | 2023-05-04 |  | Non-lead
208689 | LOT B-17 29859 OVERSEAS HWY |  | Unknown, Non-Lead | Yes |  | 2022-03-16 |  | Unknown, Non-Lead | 2020 | Yes |  | 2022-03-16 |  | Non-lead
208690 | 19 29859 OVERSEAS Hwy |  | Polytube | Yes |  | 2023-03-14 |  | PVC | 2019 | Yes |  | 2023-03-14 |  | Non-lead
208691 | 42 29859 OVERSEAS Hwy |  | Polytube | Yes |  | 2022-12-07 |  | PVC | 2019 | Yes |  | 2022-12-07 |  | Non-lead
208692 | 5 29859 OVERSEAS Hwy |  | Polytube | Yes |  | 2022-12-07 |  | PVC | 2019 | Yes |  | 2022-12-07 |  | Non-lead
208693 | 12 29859 OVERSEAS Hwy |  | Polytube | Yes |  | 2023-01-27 |  | PVC | 2019 | Yes |  | 2023-01-27 |  | Non-lead
208694 | 18 29859 OVERSEAS Hwy |  | Polytube | Yes |  | 2022-12-07 |  | PVC | 2019 | Yes |  | 2022-12-07 |  | Non-lead
208695 | LOT B-04 29859 OVERSEAS HWY |  | Unknown, Non-Lead | Yes |  | 2020-09-17 |  | Unknown, Non-Lead | 2020 | Yes |  | 2020-09-17 |  | Non-lead
208696 | LOT A-08 29859 OVERSEAS HWY |  | Unknown, Non-Lead | No |  |  |  | Unknown, Non-Lead | 2020 | No |  |  |  | Non-lead
208697 | 17 29859 OVERSEAS Hwy |  | Polytube | Yes |  | 2023-01-10 |  | PVC | 2019 | Yes |  | 2023-01-10 |  | Non-lead
208698 | 23 29859 OVERSEAS HWY |  | Polytube | Yes |  | 2022-12-07 |  | PVC | 2019 | Yes |  | 2022-12-07 |  | Non-lead
208699 | LOT B-12 29859 OVERSEAS HWY |  | Unknown, Non-Lead | Yes |  | 2019-04-29 |  | Unknown, Non-Lead | 2020 | Yes |  | 2019-04-29 |  | Non-lead
208700 | 32 29859 OVERSEAS Hwy |  | Polytube | Yes |  | 2022-12-07 |  | PVC | 2019 | Yes |  | 2022-12-07 |  | Non-lead
208701 | 30 29859 OVERSEAS Hwy |  | Polytube | Yes |  | 2022-06-29 |  | PVC | 2019 | Yes |  | 2022-06-29 |  | Non-lead
208702 | 44 29859 OVERSEAS Hwy |  | Polytube | Yes |  | 2022-12-07 |  | PVC | 2019 | Yes |  | 2022-12-07 |  | Non-lead
208703 | B-3 29859 OVERSEAS Hwy |  | Polytube | Yes |  | 2023-01-12 |  | PVC | 2019 | Yes |  | 2023-01-12 |  | Non-lead
208704 | 8 29859 OVERSEAS Hwy |  | Polytube | Yes |  | 2022-12-07 |  | PVC | 2019 | Yes |  | 2022-12-07 |  | Non-lead
208705 | LOT A-10 29859 OVERSEAS HWY |  | Unknown, Non-Lead | No |  |  |  | Unknown, Non-Lead | 2020 | No |  |  |  | Non-lead
208706 | LOT A-03 29859 OVERSEAS HWY |  | Unknown, Non-Lead | Yes |  | 2020-09-16 |  | Unknown, Non-Lead | 2020 | Yes |  | 2020-09-16 |  | Non-lead
208707 | LOT A-01 29859 OVERSEAS HWY |  | Unknown, Non-Lead | No |  |  |  | Unknown, Non-Lead | 2020 | No |  |  |  | Non-lead
208708 | LOT A-12 29859 OVERSEAS HWY |  | Unknown, Non-Lead | Yes |  | 2019-04-29 |  | Unknown, Non-Lead | 2020 | Yes |  | 2019-04-29 |  | Non-lead
208709 | LOT B-07 29859 OVERSEAS HWY |  | Polytube | Yes |  | 2022-06-28 |  | PVC | 2020 | Yes |  | 2022-06-28 |  | Non-lead
208710 | B-15 29859 OVERSEAS Hwy |  | Polytube | Yes |  | 2022-12-07 |  | PVC | 2019 | Yes |  | 2022-12-07 |  | Non-lead
208711 | LOT B-11 29859 OVERSEAS HWY |  | Unknown, Non-Lead | Yes |  | 2021-09-29 |  | Polytube | 2020 | Yes |  | 2021-09-29 |  | Non-lead
208712 | LOT 04 29859 OVERSEAS HWY |  | Polytube | Yes |  | 2023-10-04 |  | PVC | 2019 | Yes |  | 2023-10-04 |  | Non-lead
208713 | LOT B-16 29859 OVERSEAS HWY |  | Unknown, Non-Lead | Yes |  | 2024-01-16 |  | Unknown, Non-Lead | 2020 | Yes |  | 2024-01-16 |  | Non-lead
208714 | 6 29859 OVERSEAS Hwy |  | Polytube | Yes |  | 2022-12-07 |  | PVC | 2019 | Yes |  | 2022-12-07 |  | Non-lead
208715 | LOT 27 29859 OVERSEAS HWY |  | Polytube | Yes |  | 2022-12-12 |  | PVC | 2019 | Yes |  | 2022-12-12 |  | Non-lead
208716 | LOT A-17 29859 OVERSEAS HWY |  | Unknown, Non-Lead | Yes |  | 2023-05-17 |  | Unknown, Non-Lead | 2020 | Yes |  | 2023-05-17 |  | Non-lead
208717 | LOT B-10 29859 OVERSEAS HWY |  | Polytube | Yes |  | 2024-04-24 |  | PVC | 2020 | Yes |  | 2024-04-24 |  | Non-lead
208718 | 34 29859 OVERSEAS Hwy |  | Polytube | Yes |  | 2023-04-18 |  | PVC | 2019 | Yes |  | 2023-04-18 |  | Non-lead
208719 | 31 29859 OVERSEAS Hwy |  | Polytube | Yes |  | 2023-01-26 |  | PVC | 2019 | Yes |  | 2023-01-26 |  | Non-lead
208720 | LOT A-20 29859 OVERSEAS HWY |  | Unknown, Non-Lead | Yes |  | 2022-10-27 |  | Unknown, Non-Lead | 2020 | Yes |  | 2022-10-27 |  | Non-lead
208721 | 37 29859 OVERSEAS Hwy |  | Polytube | Yes |  | 2024-09-20 |  | PVC | 2019 | Yes |  | 2024-09-20 |  | Non-lead
208722 | 46 29859 OVERSEAS Hwy |  | Polytube | Yes |  | 2022-12-07 |  | PVC | 2019 | Yes |  | 2022-12-07 |  | Non-lead
208723 | 38 29859 OVERSEAS Hwy |  | Polytube | Yes |  | 2022-12-07 |  | PVC | 2019 | Yes |  | 2022-12-07 |  | Non-lead
208724 | 33 29859 OVERSEAS Hwy |  | Polytube | Yes |  | 2022-12-07 |  | PVC | 2019 | Yes |  | 2022-12-07 |  | Non-lead
208725 | 39 29859 OVERSEAS Hwy |  | Polytube | Yes |  | 2022-12-07 |  | PVC | 2019 | Yes |  | 2022-12-07 |  | Non-lead
208726 | 45 29859 OVERSEAS Hwy |  | Polytube | Yes |  | 2022-12-07 |  | PVC | 2019 | Yes |  | 2022-12-07 |  | Non-lead
208727 | LOT B-09 29859 OVERSEAS HWY |  | Unknown, Non-Lead | Yes |  | 2022-03-10 |  | Unknown, Non-Lead | 2020 | Yes |  | 2022-03-10 |  | Non-lead
208728 | 49 29859 OVERSEAS Hwy |  | Polytube | Yes |  | 2023-05-04 |  | PVC | 2019 | Yes |  | 2023-05-04 |  | Non-lead
208729 | 28 29859 OVERSEAS Hwy |  | Polytube | Yes |  | 2022-12-07 |  | PVC | 2019 | Yes |  | 2022-12-07 |  | Non-lead
208730 | 50 29859 OVERSEAS Hwy |  | Polytube | Yes |  | 2024-03-13 |  | PVC | 2019 | Yes |  | 2024-03-13 |  | Non-lead
208731 | 51 29859 OVERSEAS Hwy |  | Polytube | Yes |  | 2022-12-07 |  | PVC | 2019 | Yes |  | 2022-12-07 |  | Non-lead
208732 | 29 29859 OVERSEAS HWY |  | Polytube | Yes |  | 2022-12-07 |  | PVC | 2019 | Yes |  | 2022-12-07 |  | Non-lead
208733 | 57 29859 OVERSEAS Hwy |  | Polytube | Yes |  | 2022-12-07 |  | PVC | 2019 | Yes |  | 2022-12-07 |  | Non-lead
208734 | 60 29859 OVERSEAS Hwy |  | Polytube | Yes |  | 2022-12-07 |  | PVC | 2019 | Yes |  | 2022-12-07 |  | Non-lead
208735 | 43 29859 OVERSEAS Hwy |  | Polytube | Yes |  | 2022-12-07 |  | PVC | 2019 | Yes |  | 2022-12-07 |  | Non-lead
208736 | 56 29859 OVERSEAS HWY |  | Polytube | Yes |  | 2022-12-07 |  | PVC | 2019 | Yes |  | 2022-12-07 |  | Non-lead
208737 | 26 29859 OVERSEAS Hwy |  | Polytube | Yes |  | 2023-01-11 |  | PVC | 2019 | Yes |  | 2023-01-11 |  | Non-lead
208738 | 2 29859 OVERSEAS Hwy |  | Unknown, Non-Lead | No |  |  |  | Unknown, Non-Lead | 2017 | No |  |  |  | Non-lead
208739 | 7 29859 OVERSEAS Hwy |  | Polytube | Yes |  | 2022-12-07 |  | PVC | 2019 | Yes |  | 2022-12-07 |  | Non-lead
208741 | 190 13TH STREET |  | Unknown, Non-Lead | Yes |  | 2020-03-06 |  | PVC | 2020 | Yes |  | 2020-03-06 |  | Non-lead
208742 | APARTM 95175 OVERSEAS Hwy |  | Polytube | Yes |  | 2022-09-20 |  | PVC | 1962 | Yes |  | 2022-09-20 |  | Non-lead
208743 | 29669 INDEPENDENCE AVE |  | Unknown, Non-Lead | Yes |  | 2021-10-19 |  | Unknown, Non-Lead | 2019 | Yes |  | 2021-10-19 |  | Non-lead
208744 | STE 2 95175 OVERSEAS HWY OFFICE |  | Polytube | Yes |  | 2023-02-02 |  | PVC | 1962 | Yes |  | 2023-02-02 |  | Non-lead
208745 | TRUMBO POINT N-005 FLATLEY AVE & WHITING ST |  | Unknown, Non-Lead | Yes |  | 2023-09-21 |  | Unknown, Non-Lead | 2019 | Yes |  | 2023-09-21 |  | Non-lead
208747 | 17246 JAMAICA LN |  | Unknown, Non-Lead | No |  |  |  | Unknown, Non-Lead | 2019 | No |  |  |  | Non-lead
208749 | 11 GULF DR |  | Unknown, Non-Lead | Yes |  | 2019-07-10 |  | Unknown, Non-Lead | 2019 | Yes |  | 2019-07-10 |  | Non-lead
208751 | 178 FONTAINE DR |  | Unknown, Non-Lead | Yes |  | 2022-06-17 |  | Unknown, Non-Lead | 2020 | Yes |  | 2022-06-17 |  | Non-lead
208752 | 174 FONTAINE DR |  | Unknown, Non-Lead | Yes |  | 2020-09-21 |  | Unknown, Non-Lead | 2020 | Yes |  | 2020-09-21 |  | Non-lead
208753 | 170 FONTAINE DR |  | Polytube | Yes |  | 2023-07-07 |  | PVC | 2020 | Yes |  | 2023-07-07 |  | Non-lead
208754 | 166 FONTAINE DR |  | Polytube | Yes |  | 2023-03-31 |  | PVC | 2020 | Yes |  | 2023-03-31 |  | Non-lead
208756 | 219 PLANTATION AVE |  | Unknown, Non-Lead | Yes |  | 2020-09-08 |  | Unknown, Non-Lead | 2019 | Yes |  | 2020-09-08 |  | Non-lead
208761 | UNIT 1 818 51ST ST |  | Unknown, Non-Lead | Yes |  | 2020-10-26 |  | Unknown, Non-Lead | 2020 | Yes |  | 2020-10-26 |  | Non-lead
208767 | 213 E BRUCE COURT |  | PVC | Yes |  | 2021-02-10 |  | Polytube | 2019 | Yes |  | 2021-02-10 |  | Non-lead
208768 | 211 BRUCE CT |  | Unknown, Non-Lead | Yes |  | 2019-10-15 |  | Unknown, Non-Lead | 2019 | Yes |  | 2019-10-15 |  | Non-lead
208769 | 130 ATLANTIC AVE |  | Polytube | Yes |  | 2022-07-20 |  | PVC | 1978 | Yes |  | 2022-07-20 |  | Non-lead
208770 | 27379 JAMAICA LN |  | Polytube | Yes |  | 2023-07-27 |  | PVC | 2019 | Yes |  | 2023-07-27 |  | Non-lead
208771 | 25 E FIRST ST |  | Polytube | Yes |  | 2023-05-04 |  | Stainless | 1958 | Yes |  | 2023-05-04 |  | Non-lead
208772 | 463 LIME DR |  | Unknown, Non-Lead | Yes |  | 2022-04-25 |  | Unknown, Non-Lead | 2020 | Yes |  | 2022-04-25 |  | Non-lead
208773 | 17368 DOLPHIN ST |  | Unknown, Non-Lead | Yes |  | 2019-03-07 |  | Unknown, Non-Lead | 2020 | Yes |  | 2019-03-07 |  | Non-lead
208774 | 82 N BOUNTY LN |  | Unknown, Non-Lead | Yes |  | 2019-03-15 |  | Unknown, Non-Lead | 2016 | Yes |  | 2019-03-15 |  | Non-lead
208775 | VACANT LAND |  | Polytube | Yes |  | 2022-07-05 |  | PVC | 2019 | Yes |  | 2022-07-05 |  | Non-lead
208781 | 136 KEY HEIGHTS DR |  | Polytube | Yes |  | 2022-06-02 |  | Polytube | 2018 | Yes |  | 2022-06-02 |  | Non-lead
208784 | 316 BUTTONWOOD CIR |  | Unknown, Non-Lead | Yes |  | 2019-03-18 |  | Unknown, Non-Lead | 2019 | Yes |  | 2019-03-18 |  | Non-lead
208785 | 20839 W 7TH AVE |  | Unknown, Non-Lead | No |  |  |  | PVC | 2019 | No |  |  |  | Non-lead
208788 | L23 B2 58 SEAGATE BLVD |  | Unknown, Non-Lead | Yes |  | 2023-11-14 |  | Unknown, Non-Lead | 2020 | Yes |  | 2023-11-14 |  | Non-lead
208790 | 20863 2ND AVE |  | Unknown, Non-Lead | Yes |  | 2021-05-19 |  | Unknown, Non-Lead | 2021 | Yes |  | 2021-05-19 |  | Non-lead
208796 | HYDRANT KW-345 N ROOSEVELT BLVD |  | Unknown, Non-Lead | Yes |  | 2019-08-23 |  | Unknown, Non-Lead | 2019 | Yes |  | 2019-08-23 |  | Non-lead
208797 | 108 S BAY HARBOR DR |  | Unknown, Non-Lead | Yes |  | 2021-07-29 |  | Unknown, Non-Lead | 2021 | Yes |  | 2021-07-29 |  | Non-lead
208798 | IRRIGATION 114 ROYAL POINCIANA BLVD |  | Polytube | Yes |  | 2022-06-14 |  | PVC | 1973 | Yes |  | 2022-06-14 |  | Non-lead
208799 | 19601 AZTEC ST |  | Unknown, Non-Lead | No |  |  |  | Unknown, Non-Lead | 2019 | No |  |  |  | Non-lead
208800 | 19611 AZTEC ST |  | Unknown, Non-Lead | No |  |  |  | Unknown, Non-Lead | 2019 | No |  |  |  | Non-lead
208803 | 24813 PARK DR |  | Unknown, Non-Lead | No |  |  |  | Unknown, Non-Lead | 2020 | No |  |  |  | Non-lead
208807 | 223 ALHAMBRA DR |  | Unknown, Non-Lead | Yes |  | 2020-12-23 |  | PVC | 2020 | Yes |  | 2020-12-23 |  | Non-lead
208812 | 816 NARRAGANSETT LN |  | Polytube | Yes |  | 2023-05-04 |  | PVC | 2019 | Yes |  | 2023-05-04 |  | Non-lead
208813 | 29548 FORRESTAL Ave |  | Unknown, Non-Lead | No |  |  |  | Unknown, Non-Lead | 2019 | No |  |  |  | Non-lead
208814 | 528 POWELL AVE |  | Unknown, Non-Lead | Yes |  | 2019-09-16 |  | Unknown, Non-Lead | 2019 | Yes |  | 2019-09-16 |  | Non-lead
208815 | LOT 25011 OVERSEAS HWY |  | Polytube | Yes |  | 2023-04-25 |  | PVC | 2019 | Yes |  | 2023-04-25 |  | Non-lead
208817 | 113 4TH LN |  | Unknown, Non-Lead | Yes |  | 2022-04-26 |  | Unknown, Non-Lead | 1990 | Yes |  | 2022-04-26 |  | Non-lead
208820 | UNIT 1 128 CARROLL ST |  | Unknown, Non-Lead | No |  |  |  | Unknown, Non-Lead | 2020 | No |  |  |  | Non-lead
208821 | UNIT 2 128 CARROLL ST |  | Unknown, Non-Lead | No |  |  |  | Unknown, Non-Lead | 2020 | No |  |  |  | Non-lead
208822 | UNIT 3 128 CARROL ST |  | Unknown, Non-Lead | Yes |  | 2020-11-20 |  | Unknown, Non-Lead | 2020 | Yes |  | 2020-11-20 |  | Non-lead
208823 | UNIT 4 128 CARROLL ST |  | Polytube | Yes |  | 2022-06-21 |  | PVC | 2020 | Yes |  | 2022-06-21 |  | Non-lead
208824 | UNIT 5 128 CARROLL St |  | Unknown, Non-Lead | No |  |  |  | Unknown, Non-Lead | 2020 | No |  |  |  | Non-lead
208825 | 46 CINNAMON BARK LN |  | PVC | Yes |  | 2019-04-15 |  | PVC | 2020 | Yes |  | 2019-04-15 |  | Non-lead
208830 | 515 CORAL LN |  | Polytube | Yes |  | 2022-09-22 |  | Copper | 2019 | Yes |  | 2022-09-22 |  | Non-lead
208831 | 22967 REDFISH LN |  | Unknown, Non-Lead | Yes |  | 2020-02-03 |  | Unknown, Non-Lead | 2019 | Yes |  | 2020-02-03 |  | Non-lead
208832 | 19549 MAYAN ST |  | Polytube | Yes |  | 2023-01-13 |  | PVC | 1958 | Yes |  | 2023-01-13 |  | Non-lead
208834 | 2228 SAN REMO DR |  | Unknown, Non-Lead | Yes |  | 2019-08-23 |  | Unknown, Non-Lead | 2019 | Yes |  | 2019-08-23 |  | Non-lead
208835 | 3 818 51ST St |  | Unknown, Non-Lead | Yes |  | 2020-10-26 |  | PVC | 2020 | Yes |  | 2020-10-26 |  | Non-lead
208836 | 2 818 51ST St |  | Unknown, Non-Lead | Yes |  | 2020-11-24 |  | PVC | 2020 | Yes |  | 2020-11-24 |  | Non-lead
208840 | FIRE LINE 82779 OVERSEAS Hwy |  | Unknown, Non-Lead | Yes |  | 2022-07-12 |  | Unknown, Non-Lead | 2019 | Yes |  | 2022-07-12 |  | Non-lead
208841 | DMA METER . KEY HAVEN & US 1 HWY |  | Ductile Iron | Yes |  | 2022-05-10 |  | Ductile Iron | 2019 | Yes |  | 2022-05-10 |  | Non-lead
208842 | 201 WILLIAM ST |  | PVC | Yes |  | 2023-01-04 |  | Unknown | 1970 | Yes |  | 2023-01-04 |  | Lead Status Unknown
208843 | 135 13TH STREET |  | Unknown, Non-Lead | No |  |  |  | PVC | 2020 | No |  |  |  | Non-lead
208845 | 230 PESCAYO AVE |  | Unknown, Non-Lead | Yes |  | 2021-11-23 |  | PVC | 2020 | Yes |  | 2021-11-23 |  | Non-lead
208847 | 700 12TH St |  | Unknown, Non-Lead | Yes |  | 2024-02-05 |  | Unknown, Non-Lead | 2020 | Yes |  | 2024-02-05 |  | Non-lead
208850 | 273 W SEAVIEW DR |  | Polytube | Yes |  | 2022-06-07 |  | PVC | 2020 | Yes |  | 2022-06-07 |  | Non-lead
208851 | 331 4TH ST |  | Polytube | Yes |  | 2023-05-31 |  | PVC | 2021 | Yes |  | 2023-05-31 |  | Non-lead
208854 | 1083 GORDON DR |  | Polytube | Yes |  | 2024-09-20 |  | PVC | 1969 | Yes |  | 2024-09-20 |  | Non-lead
208856 | 205 VIRGINIA ST |  | Unknown, Non-Lead | Yes |  | 2021-07-29 |  | Unknown, Non-Lead | 2019 | Yes |  | 2021-07-29 |  | Non-lead
208857 | 29667 FLYING CLOUD AVE |  | Unknown, Non-Lead | Yes |  | 2022-09-23 |  | Unknown, Non-Lead | 2019 | Yes |  | 2022-09-23 |  | Non-lead
208858 | CLUBHOUSE 29859 OVERSEAS Hwy |  | Polytube | Yes |  | 2023-12-04 |  | PVC | 2019 | Yes |  | 2023-12-04 |  | Non-lead
208859 | 14 29859 OVERSEAS Hwy |  | Polytube | Yes |  | 2023-01-10 |  | PVC | 2019 | Yes |  | 2023-01-10 |  | Non-lead
208860 | POOL 29859 OVERSEAS HWY |  | Polytube | Yes |  | 2023-01-12 |  | PVC | 2019 | Yes |  | 2023-01-12 |  | Non-lead
208861 | WASH STATION 29859 OVERSEAS HWY |  | Polytube | Yes |  | 2023-01-10 |  | PVC | 2019 | Yes |  | 2023-01-10 |  | Non-lead
208863 | 113 COURT CONTESSA ST |  | Unknown, Non-Lead | Yes |  | 2024-04-09 |  | Unknown, Non-Lead | 2021 | Yes |  | 2024-04-09 |  | Non-lead
208864 | 16840 DRIFTWOOD LN |  | Unknown, Non-Lead | No |  |  |  | Unknown, Non-Lead | 2019 | No |  |  |  | Non-lead
208866 | 19590 TEQUESTA ST |  | Unknown, Non-Lead | No |  |  |  | Unknown, Non-Lead | 2019 | No |  |  |  | Non-lead
208867 | 19612 TEQUESTA ST |  | Polytube | No |  |  |  | PVC | 2019 | No |  |  |  | Non-lead
208869 | 418 CALLE LIMON |  | Unknown, Non-Lead | No |  |  |  | PVC | 2021 | No |  |  |  | Non-lead
208873 | 148 IROQUOIS DR |  | Polytube | Yes |  | 2022-06-28 |  | Copper | 1974 | Yes |  | 2022-06-28 |  | Non-lead
208874 | 1317 WILLIAM ST |  | Polytube | Yes |  | 2023-04-24 |  | PVC | 1969 | Yes |  | 2023-04-24 |  | Non-lead
208875 | IRRIGATION 97801 OVERSEAS HWY |  | Polytube | Yes |  | 2022-07-12 |  | PVC | 2020 | Yes |  | 2022-07-12 |  | Non-lead
208877 | 3 29859 OVERSEAS Hwy |  | Polytube | Yes |  | 2023-01-10 |  | PVC | 2019 | Yes |  | 2023-01-10 |  | Non-lead
208878 | 27087 ANGELFISH LANE |  | Unknown, Non-Lead | No |  |  |  | Unknown, Non-Lead | 2020 | No |  |  |  | Non-lead
208879 | LOT 251 65821 OVERSEAS HWY |  | Unknown, Non-Lead | Yes |  | 2020-09-24 |  | Unknown, Non-Lead | 2021 | Yes |  | 2020-09-24 |  | Non-lead
208881 | 925 LOBSTER LN |  | Polytube | Yes |  | 2022-07-21 |  | PVC | 1983 | Yes |  | 2022-07-21 |  | Non-lead
208882 | 522 SOMBRERO BEACH Rd |  | Copper | Yes |  | 2022-06-24 |  | PVC | 2019 | Yes |  | 2022-06-24 |  | Non-lead
208883 | 170 14TH ST |  | Unknown, Non-Lead | Yes |  | 2022-03-21 |  | PVC | 2021 | Yes |  | 2022-03-21 |  | Non-lead
208884 | 410 3RD St |  | Unknown, Non-Lead | Yes |  | 2022-09-23 |  | Unknown, Non-Lead | 2019 | Yes |  | 2022-09-23 |  | Non-lead
208885 | 420 3RD ST |  | Polytube | Yes |  | 2022-09-23 |  | PVC | 1978 | Yes |  | 2022-09-23 |  | Non-lead
208886 | 430 3RD St |  | Unknown, Non-Lead | Yes |  | 2022-09-23 |  | Unknown, Non-Lead | 2019 | Yes |  | 2022-09-23 |  | Non-lead
208887 | 381 2ND St |  | Unknown, Non-Lead | No |  |  |  | PVC | 2019 | No |  |  |  | Non-lead
208888 | 391 2ND St |  | Unknown, Non-Lead | Yes |  | 2023-08-10 |  | PVC | 2019 | Yes |  | 2023-08-10 |  | Non-lead
208889 | LAUNDRY ROOM 68020 OVERSEAS HWY |  | Polytube | Yes |  | 2022-07-05 |  | None | 1982 | Yes |  | 2022-07-05 |  | Non-lead
208890 | UNIT 1 1030 TRUMAN AVE |  | Unknown | Yes |  | 2023-03-28 |  | PVC | 1928 | Yes |  | 2023-03-28 |  | Lead Status Unknown
208891 | UNIT 2 1030 TRUMAN AVE |  | Unknown, Non-Lead | No |  |  |  | Unknown, Non-Lead | 2020 | No |  |  |  | Non-lead
208892 | UNIT 1 1028 TRUMAN AVE |  | Unknown, Non-Lead | No |  |  |  | Unknown, Non-Lead | 2020 | No |  |  |  | Non-lead
208893 | UNIT 2 1028 TRUMAN AVE |  | Unknown, Non-Lead | Yes |  | 2021-01-27 |  | Unknown, Non-Lead | 2020 | Yes |  | 2021-01-27 |  | Non-lead
208894 | 874 LA PALOMA RD |  | Polytube | Yes |  | 2023-02-03 |  | PVC | 1983 | Yes |  | 2023-02-03 |  | Non-lead
208895 | 111-134 IRRIGAT 21 FIRST AVE |  | Unknown, Non-Lead | Yes |  | 2020-09-21 |  | Unknown, Non-Lead | 2019 | Yes |  | 2020-09-21 |  | Non-lead
208898 | 427 HARBOUR DR |  | Polytube | Yes |  | 2022-06-10 |  | PVC | 2021 | Yes |  | 2022-06-10 |  | Non-lead
208899 | 115 WILLOW LN |  | Unknown, Non-Lead | Yes |  | 2021-04-15 |  | Unknown, Non-Lead | 2021 | Yes |  | 2021-04-15 |  | Non-lead
208901 | 19517 CALOOSA ST |  | Unknown, Non-Lead | No |  |  |  | Unknown, Non-Lead | 2019 | No |  |  |  | Non-lead
208903 | 19571 AZTEC ST |  | Unknown, Non-Lead | Yes |  | 2019-05-24 |  | Unknown, Non-Lead | 2019 | Yes |  | 2019-05-24 |  | Non-lead
208905 | 99490 OVERSEAS RESTAURANT HWY |  | Polytube | Yes |  | 2022-07-26 |  | PVC | 1957 | Yes |  | 2022-07-26 |  | Non-lead
208906 | 1300 AVE H |  | Polytube | Yes |  | 2024-04-04 |  | PVC | 2021 | Yes |  | 2024-04-04 |  | Non-lead
208908 | 113 MARINA AVE |  | Polytube | Yes |  | 2022-11-30 |  | PVC | 1966 | Yes |  | 2022-11-30 |  | Non-lead
208909 | 139 PLANTATION AVE |  | Unknown, Non-Lead | Yes |  | 2023-04-04 |  | Unknown, Non-Lead | 2020 | Yes |  | 2023-04-04 |  | Non-lead
208912 | UNIT 2 3214 FLAGLER AVE |  | Copper | Yes |  | 2022-07-07 |  | PVC | 1984 | Yes |  | 2022-07-07 |  | Non-lead
208913 | 3214 FLAGLER AVE |  | Polytube | Yes |  | 2023-12-19 |  | Copper | 1984 | Yes |  | 2023-12-19 |  | Non-lead
208916 | 28 S ANDROS RD |  | Unknown, Non-Lead | Yes |  | 2019-05-30 |  | Unknown, Non-Lead | 2020 | Yes |  | 2019-05-30 |  | Non-lead
208917 | 455 LIME DR |  | Polytube | Yes |  | 2023-02-02 |  | PVC | 2019 | Yes |  | 2023-02-02 |  | Non-lead
208918 | 142 AVENUE D |  | Polytube | Yes |  | 2023-04-06 |  | PVC | 2019 | Yes |  | 2023-04-06 |  | Non-lead
208919 | 152 AVENUE D |  | Polytube | No |  |  |  | PVC | 2019 | No |  |  |  | Non-lead
208921 | 45 TARPON AVE |  | Polytube | Yes |  | 2022-07-26 |  | PVC | 2020 | Yes |  | 2022-07-26 |  | Non-lead
208927 | 421 S HARBOR DR |  | Polytube | Yes |  | 2022-09-22 |  | PVC | 2019 | Yes |  | 2022-09-22 |  | Non-lead
208929 | 724 CAROLINE UPSTAIRS ST |  | Polytube | Yes |  | 2023-09-20 |  | PVC | 1908 | Yes |  | 2023-09-20 |  | Non-lead
208932 | 20816 4TH AVE |  | Unknown, Non-Lead | No |  |  |  | Unknown, Non-Lead | 2021 | No |  |  |  | Non-lead
208933 | 160 S AIRPORT RD |  | Ductile Iron | Yes |  | 2022-10-11 |  | Unknown, Non-Lead | 2020 | Yes |  | 2022-10-11 |  | Non-lead
208935 | 26 OSPREY DR |  | Unknown, Non-Lead | Yes |  | 2020-01-02 |  | Unknown, Non-Lead | 1991 | Yes |  | 2020-01-02 |  | Non-lead
208937 | 111 SANTA BARBARA |  | Unknown, Non-Lead | Yes |  | 2021-06-22 |  | PVC | 2019 | Yes |  | 2021-06-22 |  | Non-lead
208938 | 220 8TH ST |  | Unknown, Non-Lead | Yes |  | 2024-06-21 |  | Unknown, Non-Lead | 2020 | Yes |  | 2024-06-21 |  | Non-lead
208939 | 230 8TH ST |  | Unknown, Non-Lead | Yes |  | 2020-07-24 |  | PVC | 2020 | Yes |  | 2020-07-24 |  | Non-lead
208941 | 101 CALLE ENSUENO |  | Unknown, Non-Lead | Yes |  | 2020-12-16 |  | Unknown, Non-Lead | 2021 | Yes |  | 2020-12-16 |  | Non-lead
208945 | 133 FONTAINE DR |  | Unknown, Non-Lead | Yes |  | 2019-06-05 |  | Unknown, Non-Lead | 2020 | Yes |  | 2019-06-05 |  | Non-lead
208947 | 407 PALM DR |  | Unknown, Non-Lead | Yes |  | 2019-09-05 |  | Unknown, Non-Lead | 2021 | Yes |  | 2019-09-05 |  | Non-lead
208949 | 579 PIRATES RD |  | Unknown, Non-Lead | No |  |  |  | Unknown, Non-Lead | 2020 | No |  |  |  | Non-lead
208951 | 142 SUNRISE DR |  | Polytube | Yes |  | 2023-01-30 |  | PVC | 1934 | Yes |  | 2023-01-30 |  | Non-lead
208952 | A-4 8700 OVERSEAS Hwy |  | Polytube | Yes |  | 2024-07-25 |  | PVC | 2020 | Yes |  | 2024-07-25 |  | Non-lead
208953 | A-2 8700 OVERSEAS Hwy |  | Unknown, Non-Lead | Yes |  | 2024-07-25 |  | Unknown, Non-Lead | 2020 | Yes |  | 2024-07-25 |  | Non-lead
208954 | A-1 8700 OVERSEAS Hwy |  | Unknown, Non-Lead | Yes |  | 2024-07-25 |  | Unknown, Non-Lead | 2020 | Yes |  | 2024-07-25 |  | Non-lead
208955 | A-3 8700 OVERSEAS Hwy |  | Unknown, Non-Lead | Yes |  | 2024-07-25 |  | Unknown, Non-Lead | 2020 | Yes |  | 2024-07-25 |  | Non-lead
208956 | OFFICE 8700 OVERSEAS Hwy |  | Unknown, Non-Lead | Yes |  | 2020-06-25 |  | Unknown, Non-Lead | 2020 | Yes |  | 2020-06-25 |  | Non-lead
208957 | A-5 8700 OVERSEAS Hwy |  | Unknown, Non-Lead | Yes |  | 2024-07-25 |  | Unknown, Non-Lead | 2020 | Yes |  | 2024-07-25 |  | Non-lead
208958 | C-6 8700 OVERSEAS Hwy |  | Unknown, Non-Lead | Yes |  | 2024-07-25 |  | Unknown, Non-Lead | 2020 | Yes |  | 2024-07-25 |  | Non-lead
208959 | C-5 8700 OVERSEAS Hwy |  | Unknown, Non-Lead | Yes |  | 2024-07-25 |  | Unknown, Non-Lead | 2020 | Yes |  | 2024-07-25 |  | Non-lead
208960 | C-7 8700 OVERSEAS Hwy |  | Polytube | Yes |  | 2024-07-25 |  | PVC | 2020 | Yes |  | 2024-07-25 |  | Non-lead
208961 | C-8 8700 OVERSEAS Hwy |  | Unknown, Non-Lead | Yes |  | 2024-07-25 |  | Unknown, Non-Lead | 2020 | Yes |  | 2024-07-25 |  | Non-lead
208962 | APT C-4 8700 OVERSEAS HWY |  | Unknown, Non-Lead | Yes |  | 2024-07-25 |  | Unknown, Non-Lead | 2020 | Yes |  | 2024-07-25 |  | Non-lead
208963 | C-3 8700 OVERSEAS Hwy |  | Unknown, Non-Lead | Yes |  | 2024-07-25 |  | Unknown, Non-Lead | 2020 | Yes |  | 2024-07-25 |  | Non-lead
208964 | C-1 8700 OVERSEAS Hwy |  | Unknown, Non-Lead | Yes |  | 2024-07-25 |  | Unknown, Non-Lead | 2020 | Yes |  | 2024-07-25 |  | Non-lead
208965 | C-2 8700 OVERSEAS Hwy |  | Unknown, Non-Lead | Yes |  | 2024-07-25 |  | Unknown, Non-Lead | 2020 | Yes |  | 2024-07-25 |  | Non-lead
208966 | B-1 8700 OVERSEAS Hwy |  | Unknown, Non-Lead | Yes |  | 2024-07-25 |  | Unknown, Non-Lead | 2020 | Yes |  | 2024-07-25 |  | Non-lead
208967 | APT B-2 8700 OVERSEAS HWY |  | Unknown, Non-Lead | Yes |  | 2024-07-25 |  | Unknown, Non-Lead | 2020 | Yes |  | 2024-07-25 |  | Non-lead
208968 | B-3 8700 OVERSEAS HWY |  | Unknown, Non-Lead | Yes |  | 2024-07-25 |  | Unknown, Non-Lead | 2020 | Yes |  | 2024-07-25 |  | Non-lead
208969 | B-5 8700 OVERSEAS HWY |  | Unknown, Non-Lead | Yes |  | 2024-07-26 |  | Unknown, Non-Lead | 2020 | Yes |  | 2024-07-26 |  | Non-lead
208970 | B-4 8700 OVERSEAS Hwy |  | Unknown, Non-Lead | Yes |  | 2024-07-25 |  | Unknown, Non-Lead | 2020 | Yes |  | 2024-07-25 |  | Non-lead
208971 | B-6 8700 OVERSEAS Hwy |  | Unknown, Non-Lead | Yes |  | 2024-07-26 |  | Unknown, Non-Lead | 2020 | Yes |  | 2024-07-26 |  | Non-lead
208972 | B-7 8700 OVERSEAS Hwy |  | Unknown, Non-Lead | Yes |  | 2024-07-26 |  | Unknown, Non-Lead | 2020 | Yes |  | 2024-07-26 |  | Non-lead
208973 | B-8 8700 OVERSEAS Hwy |  | Unknown, Non-Lead | Yes |  | 2024-07-25 |  | Unknown, Non-Lead | 2020 | Yes |  | 2024-07-25 |  | Non-lead
208974 | D-1 8700 OVERSEAS HWY |  | Polytube | Yes |  | 2024-07-26 |  | PVC | 2020 | Yes |  | 2024-07-26 |  | Non-lead
208975 | D-2 8700 OVERSEAS HWY |  | Polytube | Yes |  | 2024-07-26 |  | PVC | 2020 | Yes |  | 2024-07-26 |  | Non-lead
208976 | D-3 8700 OVERSEAS HWY |  | Unknown, Non-Lead | Yes |  | 2024-07-26 |  | Unknown, Non-Lead | 2020 | Yes |  | 2024-07-26 |  | Non-lead
208977 | D-4 8700 OVERSEAS HWY |  | Unknown, Non-Lead | Yes |  | 2024-07-26 |  | Unknown, Non-Lead | 2020 | Yes |  | 2024-07-26 |  | Non-lead
208978 | D-7 8700 OVERSEAS HWY |  | Unknown, Non-Lead | Yes |  | 2024-07-26 |  | Unknown, Non-Lead | 2020 | Yes |  | 2024-07-26 |  | Non-lead
208979 | D-8 8700 OVERSEAS HWY |  | Unknown, Non-Lead | Yes |  | 2024-07-26 |  | Unknown, Non-Lead | 2020 | Yes |  | 2024-07-26 |  | Non-lead
208980 | D-5 8700 OVERSEAS HWY |  | Unknown, Non-Lead | Yes |  | 2024-07-26 |  | Unknown, Non-Lead | 2020 | Yes |  | 2024-07-26 |  | Non-lead
208981 | D-6 8700 OVERSEAS HWY |  | Unknown, Non-Lead | Yes |  | 2024-07-26 |  | Unknown, Non-Lead | 2020 | Yes |  | 2024-07-26 |  | Non-lead
208982 | E-7 8700 OVERSEAS Hwy |  | Unknown, Non-Lead | Yes |  | 2024-07-24 |  | Unknown, Non-Lead | 2020 | Yes |  | 2024-07-24 |  | Non-lead
208983 | E-8 8700 OVERSEAS HWY |  | Unknown, Non-Lead | Yes |  | 2024-07-24 |  | PVC | 2020 | Yes |  | 2024-07-24 |  | Non-lead
208984 | E-6 8700 OVERSEAS Hwy |  | Unknown, Non-Lead | Yes |  | 2024-07-24 |  | Unknown, Non-Lead | 2020 | Yes |  | 2024-07-24 |  | Non-lead
208985 | E-5 8700 OVERSEAS Hwy |  | Unknown, Non-Lead | Yes |  | 2024-07-24 |  | Unknown, Non-Lead | 2020 | Yes |  | 2024-07-24 |  | Non-lead
208986 | E-4 8700 OVERSEAS Hwy |  | Unknown, Non-Lead | Yes |  | 2024-07-24 |  | Unknown, Non-Lead | 2020 | Yes |  | 2024-07-24 |  | Non-lead
208987 | E-3 8700 OVERSEAS Hwy |  | Unknown, Non-Lead | Yes |  | 2024-07-24 |  | Unknown, Non-Lead | 2020 | Yes |  | 2024-07-24 |  | Non-lead
208988 | APT E-1 8700 OVERSEAS HWY |  | Polytube | Yes |  | 2024-07-24 |  | PVC | 2020 | Yes |  | 2024-07-24 |  | Non-lead
208989 | APT E-2 8700 OVERSEAS HWY |  | Polytube | Yes |  | 2024-07-24 |  | PVC | 2020 | Yes |  | 2024-07-24 |  | Non-lead
208990 | UNIT F-5 8700 OVERSEAS HWY |  | Unknown, Non-Lead | Yes |  | 2024-07-30 |  | Unknown, Non-Lead | 2020 | Yes |  | 2024-07-30 |  | Non-lead
208991 | F-6 8700 OVERSEAS HWY |  | Polytube | Yes |  | 2024-07-30 |  | PVC | 2020 | Yes |  | 2024-07-30 |  | Non-lead
208992 | F-8 8700 OVERSEAS HWY |  | Unknown, Non-Lead | Yes |  | 2024-07-30 |  | Unknown, Non-Lead | 2020 | Yes |  | 2024-07-30 |  | Non-lead
208993 | UNIT F-7 8700 OVERSEAS HWY |  | Unknown, Non-Lead | Yes |  | 2024-07-30 |  | Unknown, Non-Lead | 2020 | Yes |  | 2024-07-30 |  | Non-lead
208994 | F-4 8700 OVERSEAS HWY |  | Unknown, Non-Lead | Yes |  | 2024-07-30 |  | PVC | 2020 | Yes |  | 2024-07-30 |  | Non-lead
208995 | F-3 8700 OVERSEAS HWY |  | Unknown, Non-Lead | Yes |  | 2024-07-30 |  | Unknown, Non-Lead | 2020 | Yes |  | 2024-07-30 |  | Non-lead
208996 | F-2 8700 OVERSEAS HWY |  | Unknown, Non-Lead | Yes |  | 2024-07-30 |  | Unknown, Non-Lead | 2020 | Yes |  | 2024-07-30 |  | Non-lead
208997 | F-1 8700 OVERSEAS HWY |  | Unknown, Non-Lead | Yes |  | 2024-07-30 |  | Unknown, Non-Lead | 2020 | Yes |  | 2024-07-30 |  | Non-lead
209002 | UNIT 14&15 88005 OVERSEAS HWY |  | Polytube | Yes |  | 2019-10-22 |  | PVC | 1985 | Yes |  | 2019-10-22 |  | Non-lead
209004 | 31006 ATLANTIS DR |  | Polytube | Yes |  | 2022-07-20 |  | PVC | 2019 | Yes |  | 2022-07-20 |  | Non-lead
209006 | PT 4&5 93930 OVERSEAS HWY |  | Polytube | Yes |  | 2024-02-08 |  | PVC | 2019 | Yes |  | 2024-02-08 |  | Non-lead
209011 | 846 SPOONBILL LN |  | Unknown, Non-Lead | Yes |  | 2023-10-25 |  | Unknown, Non-Lead | 2020 | Yes |  | 2023-10-25 |  | Non-lead
209015 | FIRE DETECTOR 91865 OVERSEAS Hwy |  | Unknown | Yes |  | 2023-02-08 |  | Unknown | 1936 | Yes |  | 2023-02-08 |  | Lead Status Unknown
209023 | L 25 B4 41 N MARLIN AVE |  | Unknown, Non-Lead | Yes |  | 2020-11-24 |  | Unknown, Non-Lead | 2020 | Yes |  | 2020-11-24 |  | Non-lead
209024 | 733 PIRATES RD |  | Unknown, Non-Lead | No |  |  |  | Unknown, Non-Lead | 1991 | No |  |  |  | Non-lead
209026 | 28 SOUTH HARBOR DR |  | Polytube | Yes |  | 2022-09-22 |  | PVC | 2019 | Yes |  | 2022-09-22 |  | Non-lead
209030 | 132 S INDIES DR |  | Polytube | Yes |  | 2022-06-10 |  | PVC | 2021 | Yes |  | 2022-06-10 |  | Non-lead
209034 | IRRIGATION 100 BURTON DR |  | Polytube | Yes |  | 2022-05-09 |  | PVC | 2011 | Yes |  | 2022-05-09 |  | Non-lead
209035 | 19463 DATE PALM DR |  | Unknown, Non-Lead | No |  |  |  | Unknown, Non-Lead | 2020 | No |  |  |  | Non-lead
209036 | 318 CALZADA DE BOUGAINVILLEA |  | Unknown, Non-Lead | No |  |  |  | Unknown, Non-Lead | 2020 | No |  |  |  | Non-lead
209037 | 407 122ND ST |  | Unknown, Non-Lead | No |  |  |  | PVC | 2020 | No |  |  |  | Non-lead
209041 | 190 15TH CIRCLE |  | Unknown, Non-Lead | Yes |  | 2024-05-08 |  | Unknown, Non-Lead | 2021 | Yes |  | 2024-05-08 |  | Non-lead
209044 | 42 CANNON ROYAL DR |  | Unknown, Non-Lead | Yes |  | 2022-03-07 |  | PVC | 1993 | Yes |  | 2022-03-07 |  | Non-lead
209045 | IRRIGATION 13333 OVERSEAS HWY |  | Polytube | Yes |  | 2024-08-30 |  | PVC | 1984 | Yes |  | 2024-08-30 |  | Non-lead
209047 | 126 N HAMMOCK RD |  | Polytube | Yes |  | 2022-06-23 |  | PVC | 1962 | Yes |  | 2022-06-23 |  | Non-lead
209048 | 146 MOCKINGBIRD RD |  | Polytube | Yes |  | 2022-05-10 |  | PVC | 1972 | Yes |  | 2022-05-10 |  | Non-lead
209052 | 473 CARIBBEAN DR E |  | Unknown, Non-Lead | No |  |  |  | Unknown, Non-Lead | 2019 | No |  |  |  | Non-lead
209056 | 261 W SEAVIEW DR |  | Unknown, Non-Lead | No |  |  |  | Unknown, Non-Lead | 2020 | No |  |  |  | Non-lead
209059 | 27376 CAYMAN LN |  | Polytube | Yes |  | 2023-05-04 |  | PVC | 1975 | Yes |  | 2023-05-04 |  | Non-lead
209060 | 1048 PICARD LN |  | Unknown, Non-Lead | No |  |  |  | Unknown, Non-Lead | 2019 | No |  |  |  | Non-lead
209061 | 176 PEARL AVE |  | Unknown, Non-Lead | Yes |  | 2019-07-25 |  | Unknown, Non-Lead | 2020 | Yes |  | 2019-07-25 |  | Non-lead
209062 | 13 POMPANO AVE |  | Unknown, Non-Lead | Yes |  | 2021-01-22 |  | Unknown, Non-Lead | 2020 | Yes |  | 2021-01-22 |  | Non-lead
209066 | 1155 BULEVAR DE PALMAS |  | Unknown, Non-Lead | No |  |  |  | PVC | 2019 | No |  |  |  | Non-lead
209067 | 147 SAN REMO DR |  | Unknown, Non-Lead | Yes |  | 2021-06-21 |  | PVC | 2021 | Yes |  | 2021-06-21 |  | Non-lead
209069 | 29872 JOURNEYS END RD |  | Unknown, Non-Lead | No |  |  |  | Unknown, Non-Lead | 1990 | No |  |  |  | Non-lead
209070 | 20915 8TH AVE |  | Unknown, Non-Lead | Yes |  | 2021-02-12 |  | Unknown, Non-Lead | 1997 | Yes |  | 2021-02-12 |  | Non-lead
209073 | UNIT 1 81906 OVERSEAS HWY |  | Polytube | Yes |  | 2022-06-23 |  | Copper | 2019 | Yes |  | 2022-06-23 |  | Non-lead
209074 | UNIT 2 81906 OVERSEAS HWY |  | Unknown, Non-Lead | Yes |  | 2022-07-11 |  | Unknown, Non-Lead | 2019 | Yes |  | 2022-07-11 |  | Non-lead
209075 | UNIT 3 81906 OVERSEAS HWY |  | Polytube | Yes |  | 2022-05-13 |  | PVC | 2019 | Yes |  | 2022-05-13 |  | Non-lead
209076 | UNIT 4 81906 OVERSEAS HWY |  | Polytube | Yes |  | 2022-06-23 |  | PVC | 2019 | Yes |  | 2022-06-23 |  | Non-lead
209077 | UNIT 5 81906 OVERSEAS HWY |  | Unknown, Non-Lead | Yes |  | 2022-07-11 |  | Unknown, Non-Lead | 2019 | Yes |  | 2022-07-11 |  | Non-lead
209078 | UNIT 6 81906 OVERSEAS Hwy |  | Unknown, Non-Lead | Yes |  | 2022-07-11 |  | Unknown, Non-Lead | 2019 | Yes |  | 2022-07-11 |  | Non-lead
209079 | UNIT 7 81906 OVERSEAS Hwy |  | Polytube | Yes |  | 2022-06-23 |  | PVC | 2019 | Yes |  | 2022-06-23 |  | Non-lead
209080 | UNIT 8 81906 OVERSEAS Hwy |  | Unknown, Non-Lead | Yes |  | 2022-07-11 |  | Unknown, Non-Lead | 2019 | Yes |  | 2022-07-11 |  | Non-lead
209081 | 81906 OVERSEAS Hwy |  | Polytube | Yes |  | 2022-06-23 |  | PVC | 2019 | Yes |  | 2022-06-23 |  | Non-lead
209082 | STE 203 951 CAROLINE ST |  | Unknown, Non-Lead | Yes |  | 2019-08-07 |  | PVC | 2002 | Yes |  | 2019-08-07 |  | Non-lead
209083 | ICE MACHINE 59073 OVERSEAS Hwy |  | Polytube | Yes |  | 2022-10-22 |  | PVC | 1970 | Yes |  | 2022-10-22 |  | Non-lead
209084 | L12 7 CINDY PL |  | Unknown, Non-Lead | Yes |  | 2019-07-29 |  | Unknown, Non-Lead | 2020 | Yes |  | 2019-07-29 |  | Non-lead
209087 | 1263 MILLS RD |  | Unknown, Non-Lead | Yes |  | 2024-06-04 |  | Unknown, Non-Lead | 2009 | Yes |  | 2024-06-04 |  | Non-lead
209092 | LOT 32 171 LORELANE PL |  | Unknown, Non-Lead | Yes |  | 2019-08-02 |  | Unknown, Non-Lead | 1992 | Yes |  | 2019-08-02 |  | Non-lead
209093 | 36 N BOUNTY LN |  | Polytube | Yes |  | 2024-05-31 |  | PVC | 2019 | Yes |  | 2024-05-31 |  | Non-lead
209094 | IRRIGATION 11890 1ST Ave GULF |  | Polytube | Yes |  | 2022-10-24 |  | PVC | 2019 | Yes |  | 2022-10-24 |  | Non-lead
209095 | 109 MOCKINGBIRD RD |  | Polytube | Yes |  | 2022-06-09 |  | PVC | 1961 | Yes |  | 2022-06-09 |  | Non-lead
209097 | 28541 MARACAIBO RD |  | Polytube | Yes |  | 2024-06-17 |  | Polytube | 1990 | Yes |  | 2024-06-17 |  | Non-Lead
209099 | 148 MOHAWK ST |  | Unknown, Non-Lead | Yes |  | 2023-08-30 |  | Unknown, Non-Lead | 2020 | Yes |  | 2023-08-30 |  | Non-lead
209105 | BLDG 1761 A-1761 MIDWAY AVE |  | Ductile Iron | Yes |  | 2023-08-29 |  | Ductile Iron | 2019 | Yes |  | 2023-08-29 |  | Non-lead
209106 | ACROSS THE ST FROM 28 BAKERS RD |  | Polytube | Yes |  | 2022-07-24 |  | PVC | 2019 | Yes |  | 2022-07-24 |  | Non-lead
209108 | 615 51ST St |  | Polytube | Yes |  | 2024-02-05 |  | PVC | 2019 | Yes |  | 2024-02-05 |  | Non-lead
209110 | 122 EAST SANDY CIR |  | Polytube | Yes |  | 2022-12-06 |  | PVC | 1974 | Yes |  | 2022-12-06 |  | Non-lead
209115 | 190 14TH ST |  | Unknown, Non-Lead | Yes |  | 2019-08-22 |  | Unknown, Non-Lead | 2021 | Yes |  | 2019-08-22 |  | Non-lead
209122 | 90281 OLD HWY |  | Polytube | Yes |  | 2023-04-18 |  | PVC | 2019 | Yes |  | 2023-04-18 |  | Non-lead
209123 | 90291 OLD HWY |  | Polytube | Yes |  | 2024-07-29 |  | PVC | 2019 | Yes |  | 2024-07-29 |  | Non-lead
209124 | 4 S ANDROS Rd |  | Unknown, Non-Lead | Yes |  | 2019-09-11 |  | Unknown, Non-Lead | 2020 | Yes |  | 2019-09-11 |  | Non-lead
209125 | 40 E BEACH RD |  | Unknown | Yes |  | 2024-01-11 |  | Unknown | 1977 | Yes |  | 2024-01-11 |  | Lead Status Unknown
209130 | 1350 WESTWARD HO LN |  | Unknown, Non-Lead | No |  |  |  | Unknown, Non-Lead | 2020 | No |  |  |  | Non-lead
209133 | 153 N BAY HARBOR DR |  | Polytube | Yes |  | 2024-02-09 |  | PVC | 2020 | Yes |  | 2024-02-09 |  | Non-lead
209139 | 23059 BONITO LN |  | Polytube | Yes |  | 2022-11-18 |  | PVC | 1987 | Yes |  | 2022-11-18 |  | Non-lead
209143 | 211 S ANGLERS DR |  | Unknown, Non-Lead | Yes |  | 2020-12-28 |  | Unknown, Non-Lead | 2020 | Yes |  | 2020-12-28 |  | Non-lead
209144 | 559 PIRATES RD |  | Unknown, Non-Lead | Yes |  | 2020-06-01 |  | Unknown, Non-Lead | 2020 | Yes |  | 2020-06-01 |  | Non-lead
209145 | 129 LORELANE PL |  | Unknown, Non-Lead | Yes |  | 2019-09-11 |  | Unknown, Non-Lead | 2020 | Yes |  | 2019-09-11 |  | Non-lead
209147 | 1053 84TH St |  | Unknown, Non-Lead | Yes |  | 2019-11-04 |  | Unknown, Non-Lead | 2019 | Yes |  | 2019-11-04 |  | Non-lead
209149 | 43 HIBISCUS LN |  | Unknown, Non-Lead | Yes |  | 2019-09-25 |  | Unknown, Non-Lead | 2019 | Yes |  | 2019-09-25 |  | Non-lead
209150 | 9 CENTER LN |  | Polytube | Yes |  | 2022-10-05 |  | PVC | 2020 | Yes |  | 2022-10-05 |  | Non-lead
209151 | 549 CARIBBEAN EAST DR |  | Unknown, Non-Lead | Yes |  | 2019-09-30 |  | Unknown, Non-Lead | 2019 | Yes |  | 2019-09-30 |  | Non-lead
209152 | 152 SIOUX ST |  | Unknown, Non-Lead | Yes |  | 2019-09-20 |  | Unknown, Non-Lead | 2020 | Yes |  | 2019-09-20 |  | Non-lead
209155 | 485 BEACH RD |  | Unknown, Non-Lead | Yes |  | 2019-09-13 |  | PVC | 2019 | Yes |  | 2019-09-13 |  | Non-lead
209156 | 1 GOLF VILLAGE |  | Polytube | Yes |  | 2020-12-02 |  | PVC | 1973 | Yes |  | 2020-12-02 |  | Non-lead
209157 | IRRIGATION 1 GOLF VILLAGE |  | Polytube | Yes |  | 2023-07-10 |  | Copper | 1973 | Yes |  | 2023-07-10 |  | Non-lead
209158 | Units FIRE DETECTOR 1 GOLF VILLAGE Ln |  | Unknown, Non-Lead | Yes |  | 2022-10-03 |  | Unknown, Non-Lead | 2019 | Yes |  | 2022-10-03 |  | Non-lead
209162 | 143 1ST RD |  | Unknown, Non-Lead | Yes |  | 2021-03-03 |  | Unknown, Non-Lead | 2019 | Yes |  | 2021-03-03 |  | Non-lead
209166 | POTABLE REUSE FILL - VILLAGE |  | Unknown, Non-Lead | Yes |  | 2024-03-06 |  | Unknown, Non-Lead | 2010 | Yes |  | 2024-03-06 |  | Non-lead
209167 | POTABLE REUSE FILL - RESORT |  | Unknown, Non-Lead | Yes |  | 2020-11-06 |  | Unknown, Non-Lead | 2010 | Yes |  | 2020-11-06 |  | Non-lead
209168 | POTABLE REUSE FILL - RESIDENCES |  | Unknown, Non-Lead | Yes |  | 2019-09-18 |  | Unknown, Non-Lead | 2010 | Yes |  | 2019-09-18 |  | Non-lead
209177 | 69 SNAPPER AVE |  | Unknown, Non-Lead | Yes |  | 2019-12-16 |  | Unknown, Non-Lead | 2019 | Yes |  | 2019-12-16 |  | Non-lead
209178 | IRRIGATION 71 AVE G |  | Polytube | Yes |  | 2022-10-22 |  | PVC | 2019 | Yes |  | 2022-10-22 |  | Non-lead
209179 | 229 GARDENIA ST |  | Unknown, Non-Lead | Yes |  | 2019-10-17 |  | PVC | 2019 | Yes |  | 2019-10-17 |  | Non-lead
209182 | FIRE DETECTOR CGMLVD V-4114 ARTHUR SAWYER RD |  | Ductile Iron | Yes |  | 2023-09-21 |  | Ductile Iron | 1965 | Yes |  | 2023-09-21 |  | Non-lead
209183 | REAR 416 ELIZABETH ST |  | Copper | Yes |  | 2023-02-01 |  | PVC | 1939 | Yes |  | 2023-02-01 |  | Non-lead
209184 | 605 CORTE DEL BRISAS |  | Unknown, Non-Lead | Yes |  | 2020-12-03 |  | Unknown, Non-Lead | 2020 | Yes |  | 2020-12-03 |  | Non-lead
209189 | 502 CORTE CHICA |  | Unknown, Non-Lead | Yes |  | 2023-11-20 |  | Unknown, Non-Lead | 2021 | Yes |  | 2023-11-20 |  | Non-lead
209190 | 9 CORAL DR |  | Polytube | Yes |  | 2022-11-09 |  | PVC | 2019 | Yes |  | 2022-11-09 |  | Non-lead
209192 | FIRE DETECTOR 1512 DENNIS ST |  | Unknown, Non-Lead | Yes |  | 2023-04-24 |  | Unknown, Non-Lead | 2019 | Yes |  | 2023-04-24 |  | Non-lead
209193 | RESIDENCES 1909 VENETIA ST |  | Unknown, Non-Lead | Yes |  | 2020-02-04 |  | Unknown, Non-Lead | 2020 | Yes |  | 2020-02-04 |  | Non-lead
209194 | 10 S HARBOR DR |  | Unknown, Non-Lead | Yes |  | 2022-09-07 |  | Unknown, Non-Lead | 2021 | Yes |  | 2022-09-07 |  | Non-lead
209197 | 1301 ALMAY ST |  | Unknown, Non-Lead | Yes |  | 2020-01-27 |  | Unknown, Non-Lead | 2019 | Yes |  | 2020-01-27 |  | Non-lead
209198 | 22990 SHARP LANE |  | Unknown, Non-Lead | No |  |  |  | Unknown, Non-Lead | 2021 | No |  |  |  | Non-lead
209199 | 3 FLAMINGO HAMMOCK RD |  | Unknown, Non-Lead | Yes |  | 2022-10-11 |  | Unknown, Non-Lead | 2020 | Yes |  | 2022-10-11 |  | Non-lead
209201 | 123 1ST RD |  | Unknown, Non-Lead | Yes |  | 2019-10-31 |  | PVC | 2020 | Yes |  | 2019-10-31 |  | Non-lead
209202 | 474 W SHORE DR |  | Polytube | Yes |  | 2023-09-12 |  | PVC | 2020 | Yes |  | 2023-09-12 |  | Non-lead
209203 | 1710 COCO PLUM DR |  | Polytube | Yes |  | 2023-08-18 |  | PVC | 2019 | Yes |  | 2023-08-18 |  | Non-lead
209204 | 48 THATCH PALM WAY |  | Polytube | Yes |  | 2022-09-22 |  | None | 2019 | Yes |  | 2022-09-22 |  | Non-lead
209214 | 1561 CORAL CT |  | Unknown, Non-Lead | Yes |  | 2020-03-25 |  | Unknown, Non-Lead | 2020 | Yes |  | 2020-03-25 |  | Non-lead
209218 | 29687 FORRESTAL AVE |  | Unknown, Non-Lead | No |  |  |  | Unknown, Non-Lead | 2017 | No |  |  |  | Non-lead
209219 | 220 14TH ST |  | Unknown, Non-Lead | No |  |  |  | Unknown, Non-Lead | 2021 | No |  |  |  | Non-lead
209221 | 33 GARDEN COVE DR |  | Polytube | Yes |  | 2022-10-03 |  | Copper | 2019 | Yes |  | 2022-10-03 |  | Non-lead
209223 | 229 W SEAVIEW CIR W |  | Unknown, Non-Lead | Yes |  | 2020-02-04 |  | Unknown, Non-Lead | 2021 | Yes |  | 2020-02-04 |  | Non-lead
209224 | 177 NAUTILUS DR |  | Unknown, Non-Lead | Yes |  | 2019-11-06 |  | Unknown, Non-Lead | 2020 | Yes |  | 2019-11-06 |  | Non-lead
209225 | 1020 UNITED ST KITCHEN |  | Polytube | Yes |  | 2022-09-02 |  | PVC | 1975 | Yes |  | 2022-09-02 |  | Non-lead
209229 | 22845 REDFISH LN |  | Unknown, Non-Lead | No |  |  |  | Unknown, Non-Lead | 2020 | No |  |  |  | Non-lead
209230 | 106 S BAY HARBOR DR |  | Unknown, Non-Lead | Yes |  | 2021-09-14 |  | PVC | 2021 | Yes |  | 2021-09-14 |  | Non-lead
209231 | 110 S BAY HARBOR Dr |  | Polytube | Yes |  | 2023-05-24 |  | PVC | 2021 | Yes |  | 2023-05-24 |  | Non-lead
209232 | 754 BLACKBEARD RD |  | Polytube | Yes |  | 2022-03-25 |  | PVC | 2020 | Yes |  | 2022-03-25 |  | Non-lead
209233 | 163 W CAHILL CT |  | Unknown, Non-Lead | No |  |  |  | Unknown, Non-Lead | 2020 | No |  |  |  | Non-lead
209236 | MASTER TAP 211 77501 OVERSEAS HWY |  | Unknown, Non-Lead | No |  |  |  | Unknown, Non-Lead | 2005 | No |  |  |  | Non-lead
209238 | 320 66TH OCEAN ST |  | Unknown, Non-Lead | No |  |  |  | Unknown, Non-Lead | 2020 | No |  |  |  | Non-lead
209241 | 1047 68TH ST OCEAN |  | Unknown, Non-Lead | Yes |  | 2021-11-05 |  | Unknown, Non-Lead | 2020 | Yes |  | 2021-11-05 |  | Non-lead
209242 | 330 3RD ST |  | Unknown, Non-Lead | No |  |  |  | Unknown, Non-Lead | 2007 | No |  |  |  | Non-lead
209243 | 320 3RD ST |  | Unknown, Non-Lead | No |  |  |  | Unknown, Non-Lead | 2007 | No |  |  |  | Non-lead
209245 | MASTER TAP 243 FKAA CR-905 POLE #160 |  | None | Yes |  | 2022-10-03 |  | None | 2019 | Yes |  | 2022-10-03 |  | Non-lead
209246 | MASTER TAP 242 FKAA CR-905 POLE #195 |  | None | Yes |  | 2022-10-03 |  | None | 2019 | Yes |  | 2022-10-03 |  | Non-lead
209247 | MASTER TAP 245 FKAA CR-905 POLE #136 |  | None | Yes |  | 2022-10-03 |  | None | 2019 | Yes |  | 2022-10-03 |  | Non-lead
209248 | MASTER TAP 244 FKAA CR-905 POLE #152 |  | None | Yes |  | 2022-10-03 |  | None | 2019 | Yes |  | 2022-10-03 |  | Non-lead
209249 | MASTER TAP 241 FKAA CR-905 POLE #222 |  | None | Yes |  | 2022-10-03 |  | None | 2019 | Yes |  | 2022-10-03 |  | Non-lead
209250 | MASTER TAP 246 FKAA CR-905 POLE #120 |  | None | Yes |  | 2022-10-03 |  | None | 2019 | Yes |  | 2022-10-03 |  | Non-lead
209251 | MASTER TAP 225 FKAA CR-905 POLE #261 |  | None | Yes |  | 2022-10-03 |  | None | 2019 | Yes |  | 2022-10-03 |  | Non-lead
209256 | UNIT 2 3408 EAGLE AVE |  | Polytube | Yes |  | 2023-01-09 |  | None | 1958 | Yes |  | 2023-01-09 |  | Non-lead
209257 | 403 CALLE LIMON |  | Unknown, Non-Lead | No |  |  |  | PVC | 2020 | No |  |  |  | Non-lead
209258 | 4800 OVERSEAS Hwy |  | Unknown, Non-Lead | Yes |  | 2022-05-26 |  | Unknown, Non-Lead | 2019 | Yes |  | 2022-05-26 |  | Non-lead
209260 | 4900 OVERSEAS HWY |  | Copper | Yes |  | 2024-05-21 |  | Copper | 2019 | Yes |  | 2024-05-21 |  | Non-lead
209262 | 970 OCOTILLO LANE |  | Unknown, Non-Lead | Yes |  | 2020-11-19 |  | Unknown, Non-Lead | 2020 | Yes |  | 2020-11-19 |  | Non-lead
209266 | 205 E BRUCE COURT |  | Unknown, Non-Lead | Yes |  | 2024-09-11 |  | Unknown, Non-Lead | 2020 | Yes |  | 2024-09-11 |  | Non-lead
209269 | L18 36 HIBISCUS LN |  | Unknown, Non-Lead | Yes |  | 2021-01-29 |  | Unknown, Non-Lead | 2021 | Yes |  | 2021-01-29 |  | Non-lead
209271 | 122 AIR STREAM LN |  | Polytube | Yes |  | 2022-07-12 |  | PVC | 1970 | Yes |  | 2022-07-12 |  | Non-lead
209272 | 24820 PARK DR |  | Unknown, Non-Lead | Yes |  | 2024-03-27 |  | Unknown, Non-Lead | 2020 | Yes |  | 2024-03-27 |  | Non-lead
209273 | 109 COURT CONTESSA |  | Unknown, Non-Lead | Yes |  | 2020-03-24 |  | Unknown, Non-Lead | 2021 | Yes |  | 2020-03-24 |  | Non-lead
209275 | 173 GRASSY RD |  | Polytube | Yes |  | 2023-01-24 |  | PVC | 2005 | Yes |  | 2023-01-24 |  | Non-lead
209277 | 178 DOVE LAKE DR |  | Unknown, Non-Lead | Yes |  | 2019-11-27 |  | Unknown, Non-Lead | 2021 | Yes |  | 2019-11-27 |  | Non-lead
209278 | APT 2 80455 OLD HWY |  | Polytube | Yes |  | 2022-06-22 |  | PVC | 1955 | Yes |  | 2022-06-22 |  | Non-lead
209279 | APT 3 80455 OLD HWY |  | Polytube | Yes |  | 2022-06-22 |  | PVC | 1955 | Yes |  | 2022-06-22 |  | Non-lead
209280 | APT 4 80455 OLD HWY |  | Polytube | Yes |  | 2022-06-22 |  | PVC | 1955 | Yes |  | 2022-06-22 |  | Non-lead
209282 | 222 BOUGAINVILLEA ST |  | Unknown, Non-Lead | Yes |  | 2022-03-14 |  | Unknown, Non-Lead | 2021 | Yes |  | 2022-03-14 |  | Non-lead
209285 | 620 SANTA ANITA LN |  | Polytube | Yes |  | 2022-06-06 |  | PVC | 1992 | Yes |  | 2022-06-06 |  | Non-lead
209286 | UNIT 1 11890 1ST AVE GULF |  | Polytube | Yes |  | 2022-05-20 |  | Polytube | 2019 | Yes |  | 2022-05-20 |  | Non-lead
209287 | UNIT 2 11890 1ST AVE GULF |  | Polytube | Yes |  | 2022-05-20 |  | Polytube | 2019 | Yes |  | 2022-05-20 |  | Non-lead
209288 | UNIT 3 11890 1ST AVE GULF |  | Polytube | Yes |  | 2022-05-20 |  | Polytube | 2019 | Yes |  | 2022-05-20 |  | Non-lead
209289 | UNIT 4 11890 1ST AVE GULF |  | Polytube | Yes |  | 2023-03-28 |  | Polytube | 2019 | Yes |  | 2023-03-28 |  | Non-lead
209290 | UNIT 5 11890 1ST AVE GULF |  | Polytube | Yes |  | 2022-05-20 |  | Polytube | 2019 | Yes |  | 2022-05-20 |  | Non-lead
209291 | UNIT 6 11890 1ST AVE GULF |  | Polytube | Yes |  | 2022-05-20 |  | Polytube | 2019 | Yes |  | 2022-05-20 |  | Non-lead
209292 | UNIT 7 11890 1ST AVE GULF |  | Polytube | Yes |  | 2022-05-20 |  | Polytube | 2020 | Yes |  | 2022-05-20 |  | Non-lead
209293 | UNIT 8 11890 1ST AVE GULF |  | Polytube | Yes |  | 2022-05-20 |  | Polytube | 2020 | Yes |  | 2022-05-20 |  | Non-lead
209294 | UNIT 9 11890 1ST AVE GULF |  | Polytube | Yes |  | 2022-05-20 |  | Polytube | 2020 | Yes |  | 2022-05-20 |  | Non-lead
209295 | FIRE LINE 11890 1ST Ave GULF |  | Cast Iron | Yes |  | 2022-05-20 |  | Cast Iron | 2019 | Yes |  | 2022-05-20 |  | Non-lead
209298 | 1021 82ND St |  | Polytube | Yes |  | 2022-08-15 |  | PVC | 2021 | Yes |  | 2022-08-15 |  | Non-lead
209299 | 29955 OCEAN LN |  | Polytube | Yes |  | 2023-11-21 |  | PVC | 1982 | Yes |  | 2023-11-21 |  | Non-lead
209300 | 362 BROWN DR |  | Unknown, Non-Lead | No |  |  |  | Unknown, Non-Lead | 1996 | No |  |  |  | Non-lead
209301 | 54 N MARLIN AVE |  | Unknown, Non-Lead | Yes |  | 2019-12-17 |  | Unknown, Non-Lead | 2020 | Yes |  | 2019-12-17 |  | Non-lead
209302 | 16745 TAMARIND RD |  | Unknown, Non-Lead | Yes |  | 2021-02-12 |  | Unknown, Non-Lead | 2020 | Yes |  | 2021-02-12 |  | Non-lead
209304 | 19581 AZTEC ST |  | Unknown, Non-Lead | No |  |  |  | Unknown, Non-Lead | 2020 | No |  |  |  | Non-lead
209308 | 114 S BAHAMA DR |  | Unknown, Non-Lead | Yes |  | 2023-05-19 |  | PVC | 2021 | Yes |  | 2023-05-19 |  | Non-lead
209309 | BLDG F3, F4, F5 FLEMING KEY |  | Ductile Iron | Yes |  | 2023-08-15 |  | Copper | 2019 | Yes |  | 2023-08-15 |  | Non-lead
209310 | 211 LIGNUMVITAE DR |  | Unknown, Non-Lead | Yes |  | 2019-12-23 |  | Unknown, Non-Lead | 2021 | Yes |  | 2019-12-23 |  | Non-lead
209311 | 140 OCEAN DR |  | Unknown, Non-Lead | Yes |  | 2020-10-30 |  | Unknown, Non-Lead | 2021 | Yes |  | 2020-10-30 |  | Non-lead
209312 | B 1250 24TH OCEAN ST |  | Polytube | Yes |  | 2024-04-17 |  | PVC | 2019 | Yes |  | 2024-04-17 |  | Non-lead
209313 | 126 NAUTILIS DR |  | Unknown, Non-Lead | Yes |  | 2020-01-24 |  | Unknown, Non-Lead | 2021 | Yes |  | 2020-01-24 |  | Non-lead
209314 | 2135 SAN REMO DR |  | Unknown, Non-Lead | No |  |  |  | Unknown, Non-Lead | 1992 | No |  |  |  | Non-lead
209315 | UNIT B 104 AVE D |  | Polytube | Yes |  | 2021-10-28 |  | Polytube | 1990 | Yes |  | 2021-10-28 |  | Non-lead
209317 | 11242 3RD AVE |  | Polytube | Yes |  | 2022-11-29 |  | PVC | 1976 | Yes |  | 2022-11-29 |  | Non-lead
209318 | 11284 3RD AVE |  | Polytube | Yes |  | 2022-12-05 |  | PVC | 1976 | Yes |  | 2022-12-05 |  | Non-lead
209319 | 12 CORAL DR |  | Unknown, Non-Lead | Yes |  | 2021-06-30 |  | Unknown, Non-Lead | 1991 | Yes |  | 2021-06-30 |  | Non-lead
209324 | UNIT A 104 AVE D |  | Unknown, Non-Lead | Yes |  | 2021-10-28 |  | Unknown, Non-Lead | 1990 | Yes |  | 2021-10-28 |  | Non-lead
209326 | 65720 OVERSEAS HWY |  | Polytube | Yes |  | 2023-04-06 |  | PVC | 2019 | Yes |  | 2023-04-06 |  | Non-lead
209329 | 734 PRADO CIR |  | Unknown, Non-Lead | No |  |  |  | Unknown, Non-Lead | 2015 | No |  |  |  | Non-lead
209330 | TOWER 93361 OVESEAS Hwy |  | Polytube | Yes |  | 2022-07-11 |  | PVC | 1982 | Yes |  | 2022-07-11 |  | Non-lead
209332 | 139 FONTAINE DR |  | Polytube | Yes |  | 2022-06-15 |  | PVC | 1974 | Yes |  | 2022-06-15 |  | Non-lead
209333 | 1302 ANGELA ST |  | Polytube | Yes |  | 2022-09-19 |  | PVC | 1985 | Yes |  | 2022-09-19 |  | Non-lead
209334 | 21 STILLWRIGHT WAY |  | Polytube | Yes |  | 2022-08-17 |  | PVC | 1965 | Yes |  | 2022-08-17 |  | Non-lead
209336 | 57632 OVERSEAS HWY |  | Polytube | Yes |  | 2022-10-22 |  | PVC | 1958 | Yes |  | 2022-10-22 |  | Non-lead
209341 | 570 E OCEAN DR |  | Polytube | Yes |  | 2023-05-25 |  | PVC | 2020 | Yes |  | 2023-05-25 |  | Non-lead
209342 | 580 E OCEAN DR |  | Polytube | Yes |  | 2023-06-21 |  | PVC | 2020 | Yes |  | 2023-06-21 |  | Non-lead
209343 | 150 PLANTATION DR |  | Unknown, Non-Lead | Yes |  | 2021-01-11 |  | PVC | 2020 | Yes |  | 2021-01-11 |  | Non-lead
209347 | 43 CORAL DR |  | Unknown, Non-Lead | Yes |  | 2020-01-21 |  | Unknown, Non-Lead | 2020 | Yes |  | 2020-01-21 |  | Non-lead
209348 | L11 B1 PALM DR |  | Polytube | Yes |  | 2022-10-03 |  | PVC | 1970 | Yes |  | 2022-10-03 |  | Non-lead
209350 | 892 ELLEN DR |  | Unknown, Non-Lead | Yes |  | 2020-01-16 |  | PVC | 2020 | Yes |  | 2020-01-16 |  | Non-lead
209352 | 134 NAUTILUS DR |  | Polytube | Yes |  | 2021-12-29 |  | PVC | 2021 | Yes |  | 2021-12-29 |  | Non-lead
209356 | 29656 ENTERPRISE AVE |  | Unknown, Non-Lead | No |  |  |  | Unknown, Non-Lead | 2020 | No |  |  |  | Non-lead
209359 | 23 JEWFISH AVE |  | Polytube | Yes |  | 2022-10-31 |  | PVC | 1972 | Yes |  | 2022-10-31 |  | Non-lead
209360 | 123 ARTIC AVE |  | Unknown, Non-Lead | Yes |  | 2020-11-06 |  | Unknown, Non-Lead | 1988 | Yes |  | 2020-11-06 |  | Non-lead
209361 | 121 SAN JUAN DR |  | Polytube | Yes |  | 2022-05-16 |  | PVC | 1997 | Yes |  | 2022-05-16 |  | Non-lead
209363 | 243 HORVATH RD |  | Unknown, Non-Lead | Yes |  | 2024-09-27 |  | Unknown, Non-Lead | 2021 | Yes |  | 2024-09-27 |  | Non-lead
209364 | 82 DRIFTWOOD DR |  | Polytube | Yes |  | 2022-05-09 |  | Polytube | 2020 | Yes |  | 2022-05-09 |  | Non-lead
209365 | 128 AVENUE F |  | Polytube | No |  |  |  | PVC | 2020 | No |  |  |  | Non-lead
209366 | 94 BAY DR |  | Unknown, Non-Lead | No |  |  |  | Unknown, Non-Lead | 2021 | No |  |  |  | Non-lead
209368 | 361 S COCONUT PALM BLVD |  | Polytube | Yes |  | 2022-06-14 |  | PVC | 1981 | Yes |  | 2022-06-14 |  | Non-lead
209369 | SUNCREST RD/ CROSS ST |  | Polytube | Yes |  | 2023-03-08 |  | PVC | 2020 | Yes |  | 2023-03-08 |  | Non-lead
209372 | 30335 FLAMINGO LN |  | Unknown, Non-Lead | No |  |  |  | Unknown, Non-Lead | 2020 | No |  |  |  | Non-lead
209373 | END OF CRAIN ST |  | Unknown | Yes |  | 2022-10-22 |  | None | 2020 | Yes |  | 2022-10-22 |  | No Service Line
209374 | 27432 ANTIGUA LN |  | Unknown, Non-Lead | Yes |  | 2021-10-19 |  | Unknown, Non-Lead | 2021 | Yes |  | 2021-10-19 |  | Non-lead
209375 | 28 CANNON ROYAL DR |  | Unknown, Non-Lead | No |  |  |  | Unknown, Non-Lead | 1988 | No |  |  |  | Non-lead
209376 | 5 COCONUT DR |  | Unknown, Non-Lead | Yes |  | 2024-05-31 |  | Unknown, Non-Lead | 2021 | Yes |  | 2024-05-31 |  | Non-lead
209378 | 499 BEACH RD |  | Polytube | Yes |  | 2024-08-23 |  | PVC | 1972 | Yes |  | 2024-08-23 |  | Non-lead
209379 | 20847 5TH AVE |  | Unknown, Non-Lead | Yes |  | 2020-09-11 |  | Unknown, Non-Lead | 2021 | Yes |  | 2020-09-11 |  | Non-lead
209382 | 676 N LAKE DR |  | Unknown, Non-Lead | Yes |  | 2021-02-10 |  | Unknown, Non-Lead | 2020 | Yes |  | 2021-02-10 |  | Non-lead
209383 | 500 3RD ST |  | Polytube | Yes |  | 2022-10-22 |  | PVC | 1985 | Yes |  | 2022-10-22 |  | Non-lead
209386 | 1136 THATCH LN |  | Polytube | Yes |  | 2023-11-06 |  | PVC | 2020 | Yes |  | 2023-11-06 |  | Non-lead
209388 | 75 TARPON BASIN DR |  | Unknown, Non-Lead | Yes |  | 2020-04-22 |  | Unknown, Non-Lead | 2010 | Yes |  | 2020-04-22 |  | Non-lead
209389 | 80639 OLD HWY IRR |  | Unknown, Non-Lead | Yes |  | 2021-03-16 |  | PVC | 1994 | Yes |  | 2021-03-16 |  | Non-lead
209390 | 17088 FLYING FISH LN |  | Unknown, Non-Lead | No |  |  |  | Unknown, Non-Lead | 2020 | No |  |  |  | Non-lead
209392 | 205 WHITE ST |  | Polytube | Yes |  | 2022-09-08 |  | Copper | 1941 | Yes |  | 2022-09-08 |  | Non-lead
209393 | HOTEL 1996 OVERSEAS Hwy |  | Polytube | Yes |  | 2022-12-05 |  | Copper | 2014 | Yes |  | 2022-12-05 |  | Non-lead
209395 | 174 TORTUGA LANE |  | Polytube | Yes |  | 2023-06-08 |  | PVC | 1990 | Yes |  | 2023-06-08 |  | Non-lead
209397 | 82779 OLD HWY |  | Unknown, Non-Lead | Yes |  | 2020-02-12 |  | Unknown, Non-Lead | 2020 | Yes |  | 2020-02-12 |  | Non-lead
209399 | 81486 OVERSEAS HWY |  | Polytube | Yes |  | 2022-05-18 |  | PVC | 2020 | Yes |  | 2022-05-18 |  | Non-lead
209400 | 186 OCEAN SHORES DR |  | Unknown, Non-Lead | Yes |  | 2020-02-12 |  | Unknown, Non-Lead | 2021 | Yes |  | 2020-02-12 |  | Non-lead
209401 | 184 OCEAN SHORES DR |  | Unknown, Non-Lead | Yes |  | 2020-02-12 |  | Unknown, Non-Lead | 2021 | Yes |  | 2020-02-12 |  | Non-lead
209403 | 21054 OVERSEAS HWY |  | Polytube | Yes |  | 2024-01-25 |  | PVC | 2020 | Yes |  | 2024-01-25 |  | Non-lead
209404 | 27443 ST. MARTIN LN |  | Unknown, Non-Lead | No |  |  |  | Unknown, Non-Lead | 2020 | No |  |  |  | Non-lead
209407 | 117 CASA COURT DR |  | Polytube | Yes |  | 2020-02-20 |  | PVC | 2020 | Yes |  | 2020-02-20 |  | Non-lead
209408 | 119 CASA COURT DR |  | Polytube | Yes |  | 2023-12-14 |  | PVC | 2020 | Yes |  | 2023-12-14 |  | Non-lead
209409 | 146 DOVE LAKE DR |  | Polytube | Yes |  | 2024-09-11 |  | PVC | 1993 | Yes |  | 2024-09-11 |  | Non-lead
209410 | 57551 BAILEY ST |  | Polytube | Yes |  | 2022-10-22 |  | PVC | 2020 | Yes |  | 2022-10-22 |  | Non-lead
209416 | 108 LA PALOMA RD |  | Unknown, Non-Lead | Yes |  | 2020-03-05 |  | Unknown, Non-Lead | 2021 | Yes |  | 2020-03-05 |  | Non-lead
209418 | 23065 TARPON LN |  | Polytube | Yes |  | 2022-12-28 |  | PVC | 1984 | Yes |  | 2022-12-28 |  | Non-lead
209419 | 17187 FLYING FISH LN |  | Polytube | Yes |  | 2022-07-12 |  | PVC | 2020 | Yes |  | 2022-07-12 |  | Non-lead
209420 | 145 LAKE RD |  | Polytube | Yes |  | 2023-09-27 |  | Cooper | 1993 | Yes |  | 2023-09-27 |  | Non-lead
209421 | APT 2 1710 FLAGLER AVE |  | Polytube | Yes |  | 2022-08-26 |  | PVC | 1939 | Yes |  | 2022-08-26 |  | Non-lead
209422 | 260 W SHORE DR |  | Polytube | Yes |  | 2023-04-25 |  | PVC | 2020 | Yes |  | 2023-04-25 |  | Non-lead
209423 | 523 SOUND DR |  | Polytube | Yes |  | 2022-10-17 |  | PVC | 1975 | Yes |  | 2022-10-17 |  | Non-lead
209425 | MIRAMAR 102940 OVERSEAS HWY |  | Unknown, Non-Lead | Yes |  | 2021-10-04 |  | Unknown, Non-Lead | 2020 | Yes |  | 2021-10-04 |  | Non-lead
209427 | 435 SOMBRERO BEACH Rd |  | Unknown, Non-Lead | Yes |  | 2020-09-16 |  | Unknown, Non-Lead | 2020 | Yes |  | 2020-09-16 |  | Non-lead
209428 | 437 SOMBRERO BEACH Rd |  | Unknown, Non-Lead | Yes |  | 2023-12-15 |  | Unknown, Non-Lead | 2020 | Yes |  | 2023-12-15 |  | Non-lead
209430 | 31016 HOLLERICH DR |  | Unknown, Non-Lead | Yes |  | 2022-11-14 |  | Unknown, Non-Lead | 2021 | Yes |  | 2022-11-14 |  | Non-lead
209431 | 313 OVERSEAS HWY |  | Unknown, Non-Lead | Yes |  | 2023-02-24 |  | Unknown, Non-Lead | 2020 | Yes |  | 2023-02-24 |  | Non-lead
209432 | 108 N INDIES Dr |  | Polytube | Yes |  | 2023-10-30 |  | PVC | 2020 | Yes |  | 2023-10-30 |  | Non-lead
209435 | 510 4TH ST |  | Polytube | Yes |  | 2022-10-22 |  | PVC | 1967 | Yes |  | 2022-10-22 |  | Non-lead
209436 | 309 E SEAVIEW DR |  | Polytube | Yes |  | 2022-10-22 |  | PVC | 2020 | Yes |  | 2022-10-22 |  | Non-lead
209437 | 65 LOBSTERTAIL RD |  | Unknown, Non-Lead | Yes |  | 2023-02-01 |  | Unknown, Non-Lead | 1992 | Yes |  | 2023-02-01 |  | Non-lead
209440 | 4 SHORELINE RD |  | Polytube | Yes |  | 2023-02-09 |  | PVC | 2020 | Yes |  | 2023-02-09 |  | Non-lead
209441 | 6 SHORELINE RD |  | Polytube | Yes |  | 2023-02-09 |  | PVC | 2020 | Yes |  | 2023-02-09 |  | Non-lead
209442 | 8 SHORELINE RD |  | Polytube | Yes |  | 2023-02-09 |  | PVC | 2020 | Yes |  | 2023-02-09 |  | Non-lead
209443 | 10 SHORELINE RD |  | Polytube | Yes |  | 2022-05-11 |  | PVC | 2020 | Yes |  | 2022-05-11 |  | Non-lead
209444 | 12 SHORELINE RD |  | Polytube | Yes |  | 2022-05-11 |  | PVC | 2020 | Yes |  | 2022-05-11 |  | Non-lead
209445 | 14 SHORELINE RD |  | Polytube | Yes |  | 2022-05-11 |  | PVC | 2020 | Yes |  | 2022-05-11 |  | Non-lead
209446 | 16 SHORELINE RD |  | Unknown, Non-Lead | Yes |  | 2020-07-01 |  | Unknown, Non-Lead | 2020 | Yes |  | 2020-07-01 |  | Non-lead
209447 | 2 KEY HAVEN TERR |  | Unknown, Non-Lead | Yes |  | 2022-01-13 |  | Unknown, Non-Lead | 2020 | Yes |  | 2022-01-13 |  | Non-lead
209448 | 4 KEY HAVEN TERR |  | Unknown, Non-Lead | Yes |  | 2024-04-23 |  | Unknown, Non-Lead | 2020 | Yes |  | 2024-04-23 |  | Non-lead
209449 | 2 SHORELINE RD |  | Polytube | Yes |  | 2022-05-11 |  | PVC | 2020 | Yes |  | 2022-05-11 |  | Non-lead
209450 | 14 72ND ST OCEAN |  | PVC | Yes |  | 2022-12-05 |  | PVC | 1961 | Yes |  | 2022-12-05 |  | Non-lead
209451 | 180 E RIDGE RD |  | Polytube | Yes |  | 2022-06-10 |  | PVC | 1968 | Yes |  | 2022-06-10 |  | Non-lead
209458 | 91 HOLIDAY BLVD |  | Polytube | Yes |  | 2023-02-13 |  | PVC | 2020 | Yes |  | 2023-02-13 |  | Non-lead
209459 | 82885 OLD Hwy |  | Unknown, Non-Lead | Yes |  | 2020-07-27 |  | Unknown, Non-Lead | 2020 | Yes |  | 2020-07-27 |  | Non-lead
209461 | 163 VENETIAN WAY |  | Unknown, Non-Lead | Yes |  | 2024-06-26 |  | Unknown, Non-Lead | 2021 | Yes |  | 2024-06-26 |  | Non-lead
209468 | UNIT 1 112 AVENUE D |  | Polytube | Yes |  | 2022-10-22 |  | PVC | 2020 | Yes |  | 2022-10-22 |  | Non-lead
209469 | UNIT 2 112 AVENUE D |  | Polytube | Yes |  | 2022-10-22 |  | PVC | 2020 | Yes |  | 2022-10-22 |  | Non-lead
209470 | UNIT 3 112 AVENUE D |  | Polytube | Yes |  | 2022-10-22 |  | PVC | 2020 | Yes |  | 2022-10-22 |  | Non-lead
209472 | APT B 2407 STAPLES AVE |  | Polytube | Yes |  | 2022-08-15 |  | PVC | 1958 | Yes |  | 2022-08-15 |  | Non-lead
209473 | 180 15TH CIR |  | Unknown, Non-Lead | No |  |  |  | PVC | 2020 | No |  |  |  | Non-lead
209475 | 1023 VALENCIA RD |  | Unknown, Non-Lead | Yes |  | 2022-04-14 |  | Unknown, Non-Lead | 2014 | Yes |  | 2022-04-14 |  | Non-lead
209476 | 114 NAUTILUS DR |  | Unknown, Non-Lead | Yes |  | 2021-03-23 |  | PVC | 2021 | Yes |  | 2021-03-23 |  | Non-lead
209477 | 831 GEORGIA ST |  | Polytube | Yes |  | 2023-05-04 |  | PVC | 1948 | Yes |  | 2023-05-04 |  | Non-lead
209484 | 43 TARPON AVE |  | Polytube | Yes |  | 2022-07-25 |  | PVC | 1978 | Yes |  | 2022-07-25 |  | Non-lead
209488 | 1300 W 75TH ST |  | Unknown, Non-Lead | Yes |  | 2020-04-08 |  | PVC | 2021 | Yes |  | 2020-04-08 |  | Non-lead
209489 | 104 SAGUARO LANE |  | Unknown, Non-Lead | Yes |  | 2020-07-27 |  | PVC | 2020 | Yes |  | 2020-07-27 |  | Non-lead
209495 | 346 W SANDY CIRCLE |  | Polytube | Yes |  | 2023-09-27 |  | PVC | 1980 | Yes |  | 2023-09-27 |  | Non-lead
209498 | 235 LIGNUMVITAE DR |  | Unknown, Non-Lead | Yes |  | 2020-04-02 |  | Unknown, Non-Lead | 2020 | Yes |  | 2020-04-02 |  | Non-lead
209499 | 237 LIGNUMVITAE DR |  | Unknown, Non-Lead | Yes |  | 2020-04-06 |  | Unknown, Non-Lead | 2020 | Yes |  | 2020-04-06 |  | Non-lead
209501 | IRRIGATION 132 MAKO AVE |  | Polytube | Yes |  | 2022-10-13 |  | PVC | 1965 | Yes |  | 2022-10-13 |  | Non-lead
209503 | 8045 BONITO Dr |  | Unknown, Non-Lead | No |  |  |  | PVC | 2021 | No |  |  |  | Non-lead
209505 | 17199 BONEFISH LN |  | Polytube | Yes |  | 2023-01-18 |  | PVC | 2020 | Yes |  | 2023-01-18 |  | Non-lead
209506 | 1196 HAKLUYT LN |  | Unknown, Non-Lead | Yes |  | 2022-05-19 |  | Unknown, Non-Lead | 2021 | Yes |  | 2022-05-19 |  | Non-lead
209507 | HYDRANT KW-089 ROOSEVELT DR & 1ST ST |  | Unknown, Non-Lead | Yes |  | 2023-05-04 |  | Unknown, Non-Lead | 2020 | Yes |  | 2023-05-04 |  | Non-lead
209508 | 27307 MARTINIQUE LANE |  | Unknown, Non-Lead | No |  |  |  | Unknown, Non-Lead | 2021 | No |  |  |  | Non-lead
209510 | FIRE STATION . SIGSBEE RD |  | Ductile Iron | Yes |  | 2023-09-21 |  | Ductile Iron | 2020 | Yes |  | 2023-09-21 |  | Non-lead
209513 | 453 LIME DR |  | Unknown, Non-Lead | Yes |  | 2020-05-29 |  | PVC | 2021 | Yes |  | 2020-05-29 |  | Non-lead
209517 | 125 1ST RD |  | Polytube | Yes |  | 2023-08-24 |  | PVC | 2020 | Yes |  | 2023-08-24 |  | Non-lead
209521 | 234 95TH STREET OCEAN |  | Unknown, Non-Lead | Yes |  | 2024-09-16 |  | PVC | 2020 | Yes |  | 2024-09-16 |  | Non-lead
209526 | LAUNDRY 10877 OVERSEAS HWY |  | Polytube | Yes |  | 2023-02-28 |  | Polytube | 1962 | Yes |  | 2023-02-28 |  | Non-lead
209527 | OFFICE 10877 OVERSEAS HWY |  | Polytube | Yes |  | 2023-02-28 |  | Polytube | 1962 | Yes |  | 2023-02-28 |  | Non-lead
209528 | UNIT 003 10877 OVERSEAS HWY |  | Polytube | Yes |  | 2023-01-17 |  | Polytube | 1962 | Yes |  | 2023-01-17 |  | Non-lead
209529 | UNIT 004 10877 OVERSEAS HWY |  | Polytube | Yes |  | 2023-01-13 |  | Polytube | 2020 | Yes |  | 2023-01-13 |  | Non-lead
209530 | UNIT 005 10877 OVERSEAS HWY |  | Polytube | Yes |  | 2023-02-23 |  | Polytube | 1962 | Yes |  | 2023-02-23 |  | Non-lead
209531 | UNIT 006 10877 OVERSEAS HWY |  | Polytube | Yes |  | 2023-01-17 |  | Polytube | 1962 | Yes |  | 2023-01-17 |  | Non-lead
209532 | UNIT 007 10877 OVERSEAS HWY |  | Polytube | Yes |  | 2023-01-17 |  | Polytube | 1962 | Yes |  | 2023-01-17 |  | Non-lead
209533 | UNIT 008 10877 OVERSEAS HWY |  | Polytube | Yes |  | 2023-01-17 |  | Polytube | 1962 | Yes |  | 2023-01-17 |  | Non-lead
209534 | UNIT 009 10877 OVERSEAS HWY |  | Polytube | Yes |  | 2023-01-17 |  | Polytube | 1962 | Yes |  | 2023-01-17 |  | Non-lead
209535 | UNIT 010 10877 OVERSEAS HWY |  | Polytube | Yes |  | 2023-07-21 |  | Polytube | 1962 | Yes |  | 2023-07-21 |  | Non-lead
209536 | UNIT 011 10877 OVERSEAS HWY |  | Polytube | Yes |  | 2023-01-17 |  | Polytube | 1962 | Yes |  | 2023-01-17 |  | Non-lead
209537 | UNIT 012 10877 OVERSEAS HWY |  | Polytube | Yes |  | 2023-01-17 |  | Polytube | 1962 | Yes |  | 2023-01-17 |  | Non-lead
209538 | UNIT 014 10877 OVERSEAS HWY |  | Polytube | Yes |  | 2024-06-18 |  | Polytube | 1962 | Yes |  | 2024-06-18 |  | Non-lead
209539 | UNIT 014A 10877 OVERSEAS HWY |  | Polytube | Yes |  | 2024-06-18 |  | Polytube | 1962 | Yes |  | 2024-06-18 |  | Non-lead
209540 | UNIT 015 10877 OVERSEAS HWY |  | Polytube | Yes |  | 2023-01-17 |  | Polytube | 1962 | Yes |  | 2023-01-17 |  | Non-lead
209541 | UNIT 016 10877 OVERSEAS HWY |  | Polytube | Yes |  | 2023-01-20 |  | Polytube | 1962 | Yes |  | 2023-01-20 |  | Non-lead
209542 | UNIT 017 10877 OVERSEAS HWY |  | Polytube | Yes |  | 2023-01-20 |  | Polytube | 1962 | Yes |  | 2023-01-20 |  | Non-lead
209543 | UNIT 018 10877 OVERSEAS HWY |  | Polytube | Yes |  | 2023-09-26 |  | Polytube | 1962 | Yes |  | 2023-09-26 |  | Non-lead
209544 | UNIT 019 10877 OVERSEAS HWY |  | Polytube | Yes |  | 2023-01-20 |  | Polytube | 1962 | Yes |  | 2023-01-20 |  | Non-lead
209545 | UNIT 020 10877 OVERSEAS HWY |  | Polytube | Yes |  | 2023-01-20 |  | Polytube | 1962 | Yes |  | 2023-01-20 |  | Non-lead
209546 | UNIT 021 10877 OVERSEAS HWY |  | Polytube | Yes |  | 2023-01-20 |  | Polytube | 1962 | Yes |  | 2023-01-20 |  | Non-lead
209547 | UNIT 022 10877 OVERSEAS HWY |  | Polytube | Yes |  | 2023-01-20 |  | Polytube | 1962 | Yes |  | 2023-01-20 |  | Non-lead
209548 | UNIT 023 10877 OVERSEAS HWY |  | Polytube | Yes |  | 2023-01-20 |  | Polytube | 1962 | Yes |  | 2023-01-20 |  | Non-lead
209549 | UNIT 024 10877 OVERSEAS HWY |  | Polytube | Yes |  | 2023-01-20 |  | Polytube | 1962 | Yes |  | 2023-01-20 |  | Non-lead
209550 | UNIT 025 10877 OVERSEAS HWY |  | Polytube | Yes |  | 2023-01-20 |  | Polytube | 1962 | Yes |  | 2023-01-20 |  | Non-lead
209551 | UNIT 026 10877 OVERSEAS HWY |  | Polytube | Yes |  | 2023-01-20 |  | Polytube | 1962 | Yes |  | 2023-01-20 |  | Non-lead
209552 | UNIT 026A 10877 OVERSEAS HWY |  | Polytube | Yes |  | 2023-01-20 |  | Polytube | 1962 | Yes |  | 2023-01-20 |  | Non-lead
209553 | UNIT 027 10877 OVERSEAS HWY |  | Polytube | Yes |  | 2024-03-28 |  | Polytube | 1962 | Yes |  | 2024-03-28 |  | Non-lead
209554 | UNIT 028 10877 OVERSEAS HWY |  | Polytube | Yes |  | 2023-01-20 |  | Polytube | 1962 | Yes |  | 2023-01-20 |  | Non-lead
209555 | UNIT 029 10877 OVERSEAS HWY |  | Polytube | Yes |  | 2023-01-20 |  | Polytube | 1962 | Yes |  | 2023-01-20 |  | Non-lead
209556 | UNIT 030 10877 OVERSEAS HWY |  | Polytube | Yes |  | 2023-01-20 |  | Polytube | 1962 | Yes |  | 2023-01-20 |  | Non-lead
209557 | UNIT 031 10877 OVERSEAS HWY |  | Polytube | Yes |  | 2023-01-20 |  | Polytube | 1962 | Yes |  | 2023-01-20 |  | Non-lead
209558 | UNIT 032 10877 OVERSEAS HWY |  | Polytube | Yes |  | 2023-01-20 |  | Polytube | 1962 | Yes |  | 2023-01-20 |  | Non-lead
209559 | UNIT 033 10877 OVERSEAS HWY |  | Polytube | Yes |  | 2023-01-20 |  | Polytube | 1962 | Yes |  | 2023-01-20 |  | Non-lead
209560 | UNIT 034 10877 OVERSEAS HWY |  | Polytube | Yes |  | 2023-01-20 |  | Polytube | 1962 | Yes |  | 2023-01-20 |  | Non-lead
209561 | UNIT 035 10877 OVERSEAS HWY |  | Polytube | Yes |  | 2023-01-20 |  | Polytube | 1962 | Yes |  | 2023-01-20 |  | Non-lead
209562 | UNIT 036 10877 OVERSEAS HWY |  | Polytube | Yes |  | 2023-01-23 |  | Polytube | 1962 | Yes |  | 2023-01-23 |  | Non-lead
209563 | UNIT 037 10877 OVERSEAS HWY |  | Polytube | Yes |  | 2023-01-23 |  | Polytube | 1962 | Yes |  | 2023-01-23 |  | Non-lead
209564 | UNIT 038 10877 OVERSEAS HWY |  | Polytube | Yes |  | 2023-01-24 |  | Polytube | 1962 | Yes |  | 2023-01-24 |  | Non-lead
209565 | UNIT 039 10877 OVERSEAS HWY |  | Polytube | Yes |  | 2023-01-24 |  | Polytube | 1962 | Yes |  | 2023-01-24 |  | Non-lead
209566 | UNIT 040 10877 OVERSEAS HWY |  | Polytube | Yes |  | 2023-01-24 |  | Polytube | 1962 | Yes |  | 2023-01-24 |  | Non-lead
209567 | UNIT 041 10877 OVERSEAS HWY |  | Polytube | Yes |  | 2023-01-24 |  | Polytube | 1962 | Yes |  | 2023-01-24 |  | Non-lead
209568 | UNIT 042 10877 OVERSEAS HWY |  | Polytube | Yes |  | 2023-01-24 |  | Polytube | 1962 | Yes |  | 2023-01-24 |  | Non-lead
209569 | UNIT 043 10877 OVERSEAS HWY |  | Polytube | Yes |  | 2023-01-24 |  | Polytube | 1962 | Yes |  | 2023-01-24 |  | Non-lead
209570 | UNIT 044 10877 OVERSEAS HWY |  | Polytube | Yes |  | 2024-05-23 |  | Polytube | 1962 | Yes |  | 2024-05-23 |  | Non-lead
209572 | UNIT 046 10877 OVERSEAS HWY |  | Polytube | Yes |  | 2023-01-24 |  | Polytube | 1962 | Yes |  | 2023-01-24 |  | Non-lead
209573 | UNIT 047 10877 OVERSEAS HWY |  | Polytube | Yes |  | 2023-01-24 |  | Polytube | 1962 | Yes |  | 2023-01-24 |  | Non-lead
209574 | UNIT 048 10877 OVERSEAS HWY |  | Polytube | Yes |  | 2023-01-24 |  | Polytube | 1962 | Yes |  | 2023-01-24 |  | Non-lead
209575 | UNIT 049 10877 OVERSEAS HWY |  | Polytube | Yes |  | 2023-01-24 |  | Polytube | 1962 | Yes |  | 2023-01-24 |  | Non-lead
209576 | UNIT 050 10877 OVERSEAS HWY |  | Polytube | Yes |  | 2023-01-26 |  | Polytube | 1962 | Yes |  | 2023-01-26 |  | Non-lead
209577 | UNIT 051 10877 OVERSEAS HWY |  | Polytube | Yes |  | 2023-01-25 |  | Polytube | 1962 | Yes |  | 2023-01-25 |  | Non-lead
209578 | UNIT 052 10877 OVERSEAS HWY |  | Polytube | Yes |  | 2023-01-26 |  | Polytube | 1962 | Yes |  | 2023-01-26 |  | Non-lead
209579 | UNIT 053 10877 OVERSEAS HWY |  | Polytube | Yes |  | 2023-01-25 |  | Polytube | 1962 | Yes |  | 2023-01-25 |  | Non-lead
209580 | UNIT 054 10877 OVERSEAS HWY |  | Polytube | Yes |  | 2023-01-26 |  | Polytube | 1962 | Yes |  | 2023-01-26 |  | Non-lead
209581 | UNIT 055 10877 OVERSEAS HWY |  | Polytube | Yes |  | 2023-01-25 |  | Polytube | 1962 | Yes |  | 2023-01-25 |  | Non-lead
209582 | UNIT 056 10877 OVERSEAS HWY |  | Polytube | Yes |  | 2024-08-07 |  | Polytube | 1962 | Yes |  | 2024-08-07 |  | Non-lead
209583 | UNIT 057 10877 OVERSEAS HWY |  | Polytube | Yes |  | 2023-01-25 |  | Polytube | 1962 | Yes |  | 2023-01-25 |  | Non-lead
209584 | UNIT 058 10877 OVERSEAS HWY |  | Polytube | Yes |  | 2023-01-26 |  | Polytube | 1962 | Yes |  | 2023-01-26 |  | Non-lead
209585 | UNIT 059 10877 OVERSEAS HWY |  | Polytube | Yes |  | 2023-01-25 |  | Polytube | 1962 | Yes |  | 2023-01-25 |  | Non-lead
209586 | UNIT 060 10877 OVERSEAS HWY |  | Polytube | Yes |  | 2023-01-25 |  | Polytube | 1962 | Yes |  | 2023-01-25 |  | Non-lead
209587 | UNIT 061 10877 OVERSEAS HWY |  | Polytube | Yes |  | 2023-01-26 |  | Polytube | 1962 | Yes |  | 2023-01-26 |  | Non-lead
209588 | UNIT 062 10877 OVERSEAS HWY |  | Polytube | Yes |  | 2023-01-25 |  | Polytube | 1962 | Yes |  | 2023-01-25 |  | Non-lead
209589 | UNIT 063 10877 OVERSEAS HWY |  | Polytube | Yes |  | 2023-01-27 |  | Polytube | 1962 | Yes |  | 2023-01-27 |  | Non-lead
209590 | UNIT 064 10877 OVERSEAS HWY |  | Polytube | Yes |  | 2023-01-27 |  | Polytube | 1962 | Yes |  | 2023-01-27 |  | Non-lead
209591 | UNIT 065 10877 OVERSEAS HWY |  | Polytube | Yes |  | 2023-01-27 |  | Polytube | 1962 | Yes |  | 2023-01-27 |  | Non-lead
209592 | UNIT 066 10877 OVERSEAS HWY |  | Polytube | Yes |  | 2023-01-27 |  | Polytube | 1962 | Yes |  | 2023-01-27 |  | Non-lead
209593 | UNIT 067 10877 OVERSEAS HWY |  | Polytube | Yes |  | 2023-01-27 |  | Polytube | 1962 | Yes |  | 2023-01-27 |  | Non-lead
209594 | UNIT 068 10877 OVERSEAS HWY |  | Polytube | Yes |  | 2023-01-27 |  | Polytube | 1962 | Yes |  | 2023-01-27 |  | Non-lead
209595 | UNIT 069 10877 OVERSEAS HWY |  | Polytube | Yes |  | 2023-01-27 |  | Polytube | 1962 | Yes |  | 2023-01-27 |  | Non-lead
209596 | UNIT 070 10877 OVERSEAS HWY |  | Polytube | Yes |  | 2023-01-27 |  | Polytube | 1962 | Yes |  | 2023-01-27 |  | Non-lead
209597 | UNIT 071 10877 OVERSEAS HWY |  | Polytube | Yes |  | 2023-01-27 |  | Polytube | 1962 | Yes |  | 2023-01-27 |  | Non-lead
209598 | UNIT 072 10877 OVERSEAS HWY |  | Polytube | Yes |  | 2023-01-27 |  | Polytube | 1962 | Yes |  | 2023-01-27 |  | Non-lead
209599 | UNIT 073 10877 OVERSEAS HWY |  | Polytube | Yes |  | 2023-01-27 |  | Polytube | 1962 | Yes |  | 2023-01-27 |  | Non-lead
209600 | UNIT 074 10877 OVERSEAS HWY |  | Polytube | Yes |  | 2023-01-27 |  | Polytube | 1962 | Yes |  | 2023-01-27 |  | Non-lead
209601 | UNIT 075 10877 OVERSEAS HWY |  | Polytube | Yes |  | 2023-01-27 |  | Polytube | 1962 | Yes |  | 2023-01-27 |  | Non-lead
209602 | UNIT 076 10877 OVERSEAS HWY |  | Polytube | Yes |  | 2023-01-27 |  | Polytube | 1962 | Yes |  | 2023-01-27 |  | Non-lead
209603 | UNIT 077 10877 OVERSEAS HWY |  | Polytube | Yes |  | 2024-03-28 |  | Polytube | 1962 | Yes |  | 2024-03-28 |  | Non-lead
209604 | UNIT 078 10877 OVERSEAS HWY |  | Polytube | Yes |  | 2023-01-27 |  | Polytube | 1962 | Yes |  | 2023-01-27 |  | Non-lead
209605 | UNIT 079 10877 OVERSEAS HWY |  | Polytube | Yes |  | 2023-01-27 |  | Polytube | 1962 | Yes |  | 2023-01-27 |  | Non-lead
209606 | UNIT 080 10877 OVERSEAS HWY |  | Polytube | Yes |  | 2023-01-27 |  | Polytube | 1962 | Yes |  | 2023-01-27 |  | Non-lead
209607 | UNIT 081 10877 OVERSEAS HWY |  | Polytube | Yes |  | 2023-02-23 |  | Polytube | 1962 | Yes |  | 2023-02-23 |  | Non-lead
209608 | UNIT 082 10877 OVERSEAS HWY |  | Polytube | Yes |  | 2023-01-27 |  | Polytube | 1962 | Yes |  | 2023-01-27 |  | Non-lead
209609 | UNIT 083 10877 OVERSEAS HWY |  | Polytube | Yes |  | 2023-01-27 |  | Polytube | 1962 | Yes |  | 2023-01-27 |  | Non-lead
209610 | UNIT 084 10877 OVERSEAS HWY |  | Polytube | Yes |  | 2023-01-27 |  | Polytube | 1962 | Yes |  | 2023-01-27 |  | Non-lead
209611 | UNIT 085 10877 OVERSEAS HWY |  | Polytube | Yes |  | 2024-03-28 |  | Polytube | 1962 | Yes |  | 2024-03-28 |  | Non-lead
209612 | UNIT 086 10877 OVERSEAS HWY |  | Polytube | Yes |  | 2023-01-27 |  | Polytube | 1962 | Yes |  | 2023-01-27 |  | Non-lead
209613 | UNIT 087 10877 OVERSEAS HWY |  | Polytube | Yes |  | 2023-01-27 |  | Polytube | 1962 | Yes |  | 2023-01-27 |  | Non-lead
209614 | UNIT 088 10877 OVERSEAS HWY |  | Polytube | Yes |  | 2023-01-27 |  | Polytube | 1962 | Yes |  | 2023-01-27 |  | Non-lead
209615 | UNIT 089 10877 OVERSEAS HWY |  | Polytube | Yes |  | 2023-02-23 |  | Polytube | 1962 | Yes |  | 2023-02-23 |  | Non-lead
209616 | UNIT 090 10877 OVERSEAS HWY |  | Polytube | Yes |  | 2023-01-27 |  | Polytube | 1962 | Yes |  | 2023-01-27 |  | Non-lead
209617 | UNIT 091 10877 OVERSEAS HWY |  | Polytube | Yes |  | 2023-02-23 |  | Polytube | 1962 | Yes |  | 2023-02-23 |  | Non-lead
209618 | UNIT 092 10877 OVERSEAS HWY |  | Polytube | Yes |  | 2023-01-27 |  | Polytube | 1962 | Yes |  | 2023-01-27 |  | Non-lead
209619 | UNIT 093 10877 OVERSEAS HWY |  | Polytube | Yes |  | 2023-01-27 |  | Polytube | 1962 | Yes |  | 2023-01-27 |  | Non-lead
209620 | UNIT 094 10877 OVERSEAS HWY |  | Polytube | Yes |  | 2023-01-31 |  | Polytube | 1962 | Yes |  | 2023-01-31 |  | Non-lead
209621 | UNIT 095 10877 OVERSEAS HWY |  | Polytube | Yes |  | 2023-01-31 |  | Polytube | 1962 | Yes |  | 2023-01-31 |  | Non-lead
209622 | UNIT 096 10877 OVERSEAS HWY |  | Polytube | Yes |  | 2023-02-23 |  | Polytube | 1962 | Yes |  | 2023-02-23 |  | Non-lead
209623 | UNIT 097 10877 OVERSEAS HWY |  | Polytube | Yes |  | 2023-01-31 |  | Polytube | 1962 | Yes |  | 2023-01-31 |  | Non-lead
209624 | UNIT 098 10877 OVERSEAS HWY |  | Polytube | Yes |  | 2023-01-31 |  | Polytube | 1962 | Yes |  | 2023-01-31 |  | Non-lead
209625 | UNIT 099 10877 OVERSEAS HWY |  | Polytube | Yes |  | 2023-02-23 |  | Polytube | 1962 | Yes |  | 2023-02-23 |  | Non-lead
209626 | UNIT 100 10877 OVERSEAS HWY |  | Polytube | Yes |  | 2023-01-31 |  | Polytube | 1962 | Yes |  | 2023-01-31 |  | Non-lead
209627 | UNIT 101 10877 OVERSEAS HWY |  | Polytube | Yes |  | 2023-01-31 |  | Polytube | 1962 | Yes |  | 2023-01-31 |  | Non-lead
209628 | UNIT 102 10877 OVERSEAS HWY |  | Polytube | Yes |  | 2023-01-31 |  | Polytube | 1962 | Yes |  | 2023-01-31 |  | Non-lead
209629 | UNIT 103 10877 OVERSEAS HWY |  | Polytube | Yes |  | 2023-01-31 |  | Polytube | 1962 | Yes |  | 2023-01-31 |  | Non-lead
209630 | UNIT 104 10877 OVERSEAS HWY |  | Polytube | Yes |  | 2023-02-23 |  | Polytube | 1962 | Yes |  | 2023-02-23 |  | Non-lead
209631 | UNIT 105 10877 OVERSEAS HWY |  | Polytube | Yes |  | 2023-02-23 |  | Polytube | 1962 | Yes |  | 2023-02-23 |  | Non-lead
209632 | UNIT 106 10877 OVERSEAS HWY |  | Polytube | Yes |  | 2023-02-23 |  | Polytube | 1962 | Yes |  | 2023-02-23 |  | Non-lead
209633 | UNIT 107 10877 OVERSEAS HWY |  | Polytube | Yes |  | 2023-01-31 |  | Polytube | 1962 | Yes |  | 2023-01-31 |  | Non-lead
209634 | UNIT 108 10877 OVERSEAS HWY |  | Polytube | Yes |  | 2023-01-31 |  | Polytube | 1962 | Yes |  | 2023-01-31 |  | Non-lead
209635 | UNIT 109 10877 OVERSEAS HWY |  | Polytube | Yes |  | 2023-01-31 |  | Polytube | 1962 | Yes |  | 2023-01-31 |  | Non-lead
209636 | UNIT 110 10877 OVERSEAS HWY |  | Polytube | Yes |  | 2023-02-23 |  | Polytube | 1962 | Yes |  | 2023-02-23 |  | Non-lead
209637 | UNIT 111 10877 OVERSEAS HWY |  | Polytube | Yes |  | 2023-01-31 |  | Polytube | 2020 | Yes |  | 2023-01-31 |  | Non-lead
209638 | UNIT 112 10877 OVERSEAS HWY |  | Polytube | Yes |  | 2023-06-28 |  | Polytube | 1962 | Yes |  | 2023-06-28 |  | Non-lead
209639 | UNIT 113 10877 OVERSEAS HWY |  | Polytube | Yes |  | 2024-02-29 |  | Polytube | 1962 | Yes |  | 2024-02-29 |  | Non-lead
209640 | UNIT 114 10877 OVERSEAS HWY |  | Polytube | Yes |  | 2023-02-23 |  | Polytube | 1962 | Yes |  | 2023-02-23 |  | Non-lead
209641 | UNIT 115 10877 OVERSEAS HWY |  | Polytube | Yes |  | 2023-01-31 |  | Polytube | 1962 | Yes |  | 2023-01-31 |  | Non-lead
209642 | UNIT 116 10877 OVERSEAS HWY |  | Polytube | Yes |  | 2023-01-31 |  | Polytube | 1962 | Yes |  | 2023-01-31 |  | Non-lead
209643 | UNIT 117 10877 OVERSEAS HWY |  | Polytube | Yes |  | 2023-01-31 |  | Polytube | 1962 | Yes |  | 2023-01-31 |  | Non-lead
209644 | UNIT 118 10877 OVERSEAS HWY |  | Polytube | Yes |  | 2023-02-23 |  | Polytube | 1962 | Yes |  | 2023-02-23 |  | Non-lead
209645 | UNIT 119 10877 OVERSEAS HWY |  | Polytube | Yes |  | 2023-02-21 |  | Polytube | 1962 | Yes |  | 2023-02-21 |  | Non-lead
209646 | UNIT 120 10877 OVERSEAS HWY |  | Polytube | Yes |  | 2023-02-21 |  | Polytube | 1962 | Yes |  | 2023-02-21 |  | Non-lead
209647 | UNIT 121 10877 OVERSEAS HWY |  | Polytube | Yes |  | 2023-02-23 |  | Polytube | 1962 | Yes |  | 2023-02-23 |  | Non-lead
209648 | UNIT 122 10877 OVERSEAS HWY |  | Polytube | Yes |  | 2023-02-21 |  | Polytube | 1962 | Yes |  | 2023-02-21 |  | Non-lead
209649 | UNIT 123 10877 OVERSEAS HWY |  | Polytube | Yes |  | 2023-02-21 |  | Polytube | 1962 | Yes |  | 2023-02-21 |  | Non-lead
209650 | UNIT 124 10877 OVERSEAS HWY |  | Polytube | Yes |  | 2023-02-21 |  | Polytube | 1962 | Yes |  | 2023-02-21 |  | Non-lead
209651 | UNIT 125 10877 OVERSEAS HWY |  | Polytube | Yes |  | 2023-02-21 |  | Polytube | 1962 | Yes |  | 2023-02-21 |  | Non-lead
209652 | UNIT 126 10877 OVERSEAS HWY |  | Polytube | Yes |  | 2023-02-23 |  | Polytube | 1962 | Yes |  | 2023-02-23 |  | Non-lead
209653 | UNIT A-301 84771 OVERSEAS HWY |  | Unknown, Non-Lead | Yes |  | 2020-10-13 |  | Unknown, Non-Lead | 2020 | Yes |  | 2020-10-13 |  | Non-lead
209654 | UNIT B-302 84771 OVERSEAS HWY |  | Unknown, Non-Lead | Yes |  | 2021-03-19 |  | Unknown, Non-Lead | 2020 | Yes |  | 2021-03-19 |  | Non-lead
209655 | UNIT C-303 84771 OVERSEAS HWY |  | Unknown, Non-Lead | Yes |  | 2024-07-31 |  | Unknown, Non-Lead | 2020 | Yes |  | 2024-07-31 |  | Non-lead
209656 | UNIT D-304 84771 OVERSEAS HWY |  | Unknown, Non-Lead | No |  |  |  | PVC | 2020 | No |  |  |  | Non-lead
209657 | UNIT E-305 84771 OVERSEAS HWY |  | Unknown, Non-Lead | No |  |  |  | Unknown, Non-Lead | 2020 | No |  |  |  | Non-lead
209658 | UNIT F-306 84771 OVERSEAS HWY |  | Polytube | Yes |  | 2022-11-03 |  | PVC | 2020 | Yes |  | 2022-11-03 |  | Non-lead
209659 | UNIT G-307 84771 OVERSEAS HWY |  | Unknown, Non-Lead | Yes |  | 2021-05-19 |  | Unknown, Non-Lead | 2020 | Yes |  | 2021-05-19 |  | Non-lead
209660 | UNIT H-308 84771 OVERSEAS HWY |  | Unknown, Non-Lead | No |  |  |  | Unknown, Non-Lead | 2020 | No |  |  |  | Non-lead
209661 | UNIT I-309 84771 OVERSEAS HWY |  | Unknown, Non-Lead | Yes |  | 2021-05-06 |  | Unknown, Non-Lead | 2020 | Yes |  | 2021-05-06 |  | Non-lead
209662 | UNIT J-310 84771 OVERSEAS HWY |  | Unknown, Non-Lead | No |  |  |  | Unknown, Non-Lead | 2020 | No |  |  |  | Non-lead
209663 | UNIT K-311 84771 OVERSEAS HWY |  | Unknown, Non-Lead | No |  |  |  | Unknown, Non-Lead | 2020 | No |  |  |  | Non-lead
209664 | UNIT L-312 84771 OVERSEAS HWY |  | Unknown, Non-Lead | Yes |  | 2021-09-03 |  | Unknown, Non-Lead | 2020 | Yes |  | 2021-09-03 |  | Non-lead
209665 | UNIT M-201 84771 OVERSEAS HWY |  | Unknown, Non-Lead | Yes |  | 2021-01-25 |  | Unknown, Non-Lead | 2020 | Yes |  | 2021-01-25 |  | Non-lead
209666 | UNIT N-202 84771 OVERSEAS HWY |  | Unknown, Non-Lead | Yes |  | 2021-10-04 |  | Unknown, Non-Lead | 2020 | Yes |  | 2021-10-04 |  | Non-lead
209667 | UNIT O-203 84771 OVERSEAS HWY |  | Unknown, Non-Lead | Yes |  | 2020-10-09 |  | Unknown, Non-Lead | 2020 | Yes |  | 2020-10-09 |  | Non-lead
209668 | FIRE 84771 OVERSEAS HWY |  | Unknown, Non-Lead | No |  |  |  | Unknown, Non-Lead | 2020 | No |  |  |  | Non-lead
209671 | 22385 LA FITTE DR |  | Unknown, Non-Lead | No |  |  |  | Unknown, Non-Lead | 2020 | No |  |  |  | Non-lead
209672 | 22387 LA FITTE DR |  | Unknown, Non-Lead | No |  |  |  | Unknown, Non-Lead | 2020 | No |  |  |  | Non-lead
209673 | IRRIGATION 10877 OVERSEAS HWY |  | Polytube | Yes |  | 2023-02-28 |  | Polytube | 1962 | Yes |  | 2023-02-28 |  | Non-lead
209674 | REC HALL 10877 OVERSEAS HWY |  | Polytube | Yes |  | 2023-02-28 |  | Polytube | 1962 | Yes |  | 2023-02-28 |  | Non-lead
209675 | FIRE 1 10877 OVERSEAS HWY |  | Unknown | Yes |  | 2023-02-28 |  | Unknown | 1962 | Yes |  | 2023-02-28 |  | Lead Status Unknown
209676 | 22389 LA FITTE DR |  | Unknown, Non-Lead | No |  |  |  | Unknown, Non-Lead | 2020 | No |  |  |  | Non-lead
209677 | FIRE 2 10877 OVERSEAS HWY |  | Unknown | Yes |  | 2023-02-28 |  | Unknown | 1962 | Yes |  | 2023-02-28 |  | Lead Status Unknown
209678 | FIRE 3 10877 OVERSEAS HWY |  | Unknown | Yes |  | 2023-02-28 |  | Unknown | 1962 | Yes |  | 2023-02-28 |  | Lead Status Unknown
209679 | FIRE 4 10877 OVERSEAS HWY |  | Unknown | Yes |  | 2023-02-28 |  | Unknown | 1962 | Yes |  | 2023-02-28 |  | Lead Status Unknown
209680 | FIRE 5 10877 OVERSEAS HWY |  | Unknown | Yes |  | 2024-07-15 |  | Unknown | 1962 | Yes |  | 2024-07-15 |  | Lead Status Unknown
209681 | FIRE 6 10877 OVERSEAS HWY |  | Unknown | Yes |  | 2023-02-28 |  | Unknown | 1962 | Yes |  | 2023-02-28 |  | Lead Status Unknown
209682 | FIRE 7 10877 OVERSEAS HWY |  | Unknown | Yes |  | 2023-02-28 |  | Unknown | 1962 | Yes |  | 2023-02-28 |  | Lead Status Unknown
209683 | FIRE 8 10877 OVERSEAS HWY |  | Unknown | Yes |  | 2023-02-28 |  | Unknown | 1962 | Yes |  | 2023-02-28 |  | Lead Status Unknown
209684 | FIRE 9 10877 OVERSEAS HWY |  | Unknown | Yes |  | 2023-02-28 |  | Unknown | 1962 | Yes |  | 2023-02-28 |  | Lead Status Unknown
209685 | FIRE 10 10877 OVERSEAS HWY |  | Unknown | Yes |  | 2023-02-28 |  | Unknown | 1962 | Yes |  | 2023-02-28 |  | Lead Status Unknown
209686 | FIRE 11 10877 OVERSEAS HWY |  | Unknown | Yes |  | 2023-02-28 |  | Unknown | 1962 | Yes |  | 2023-02-28 |  | Lead Status Unknown
209687 | 22391 LA FITTE DR |  | Unknown, Non-Lead | Yes |  | 2021-03-05 |  | Unknown, Non-Lead | 2020 | Yes |  | 2021-03-05 |  | Non-lead
209688 | FIRE 12 10877 OVERSEAS HWY |  | Unknown | Yes |  | 2023-02-28 |  | Unknown | 1962 | Yes |  | 2023-02-28 |  | Lead Status Unknown
209692 | UNIT A 119 AVENUE D |  | Unknown, Non-Lead | Yes |  | 2022-06-10 |  | Unknown, Non-Lead | 2021 | Yes |  | 2022-06-10 |  | Non-lead
209693 | UNIT B 119 AVENUE D |  | Unknown, Non-Lead | Yes |  | 2022-06-10 |  | Unknown, Non-Lead | 2021 | Yes |  | 2022-06-10 |  | Non-lead
209694 | 22409 LA FITTE DR |  | Unknown, Non-Lead | Yes |  | 2022-11-09 |  | PVC | 2020 | Yes |  | 2022-11-09 |  | Non-lead
209695 | 22411 LA FITTE DR |  | Unknown, Non-Lead | Yes |  | 2022-11-09 |  | PVC | 2020 | Yes |  | 2022-11-09 |  | Non-lead
209696 | 22413 LA FITTE DR |  | Unknown, Non-Lead | Yes |  | 2022-12-28 |  | PVC | 2020 | Yes |  | 2022-12-28 |  | Non-lead
209697 | 22415 LA FITTE DR |  | Unknown, Non-Lead | Yes |  | 2022-12-28 |  | PVC | 2020 | Yes |  | 2022-12-28 |  | Non-lead
209698 | COTTAGES 2319 N ROOSEVELT BLVD |  | Unknown, Non-Lead | Yes |  | 2022-08-31 |  | Unknown, Non-Lead | 2020 | Yes |  | 2022-08-31 |  | Non-lead
209699 | HOTEL 2319 N ROOSEVELT BLVD |  | Ductile Iron | Yes |  | 2022-09-16 |  | Ductile Iron | 2020 | Yes |  | 2022-09-16 |  | Non-lead
209701 | 31139 HIBISCUS DR |  | Unknown, Non-Lead | No |  |  |  | Unknown, Non-Lead | 2020 | No |  |  |  | Non-lead
209702 | 22918 BUCCANEER LN |  | Polytube | Yes |  | 2023-04-28 |  | PVC | 2020 | Yes |  | 2023-04-28 |  | Non-lead
209703 | 901 ESTALL ST |  | Polytube | Yes |  | 2022-11-09 |  | PVC | 2020 | Yes |  | 2022-11-09 |  | Non-lead
209704 | 22425 LA FITTE DR |  | Unknown, Non-Lead | Yes |  | 2022-12-28 |  | PVC | 2020 | Yes |  | 2022-12-28 |  | Non-lead
209705 | 22427 LA FITTE DR |  | Unknown, Non-Lead | Yes |  | 2022-12-28 |  | PVC | 2020 | Yes |  | 2022-12-28 |  | Non-lead
209706 | 22429 LA FITTE DR |  | Unknown, Non-Lead | Yes |  | 2022-12-28 |  | PVC | 2020 | Yes |  | 2022-12-28 |  | Non-lead
209707 | 22431 LA FITTE DR |  | Unknown, Non-Lead | Yes |  | 2022-12-28 |  | PVC | 2020 | Yes |  | 2022-12-28 |  | Non-lead
209708 | 20883 W 2ND AVE |  | Polytube | Yes |  | 2022-10-18 |  | Polytube | 2020 | Yes |  | 2022-10-18 |  | Non-Lead
209709 | 2862 KOEHN AVE |  | Polytube | Yes |  | 2023-01-10 |  | PVC | 1986 | Yes |  | 2023-01-10 |  | Non-lead
209710 | 27363 ST MARTIN LANE |  | Unknown, Non-Lead | No |  |  |  | Unknown, Non-Lead | 2020 | No |  |  |  | Non-lead
209711 | 22441 LA FITTE DR |  | Unknown, Non-Lead | Yes |  | 2022-12-28 |  | PVC | 2020 | Yes |  | 2022-12-28 |  | Non-lead
209712 | LS FLORAL AVE |  | Polytube | Yes |  | 2022-11-07 |  | PVC | 2020 | Yes |  | 2022-11-07 |  | Non-lead
209715 | 198 STIRRUP KEY BLVD |  | Polytube | Yes |  | 2023-01-27 |  | PVC | 2020 | Yes |  | 2023-01-27 |  | Non-lead
209716 | 209 E BRUCE CT |  | Unknown, Non-Lead | Yes |  | 2024-05-24 |  | PVC | 2020 | Yes |  | 2024-05-24 |  | Non-lead
209717 | 326 CALZADA DE BOUGANVILLEA |  | Unknown, Non-Lead | No |  |  |  | PVC | 2020 | No |  |  |  | Non-lead
209719 | 162 MARINA AVE |  | Unknown, Non-Lead | Yes |  | 2022-03-28 |  | Unknown, Non-Lead | 2020 | Yes |  | 2022-03-28 |  | Non-lead
209720 | 126 INDIAN AVE |  | Unknown, Non-Lead | Yes |  | 2020-05-20 |  | Unknown, Non-Lead | 2020 | Yes |  | 2020-05-20 |  | Non-lead
209721 | 22443 LA FITTE DR |  | Polytube | Yes |  | 2022-12-28 |  | Unknown, Non-Lead | 2020 | Yes |  | 2022-12-28 |  | Non-lead
209722 | 22445 LA FITTE DR |  | Polytube | Yes |  | 2023-01-10 |  | PVC | 2020 | Yes |  | 2023-01-10 |  | Non-lead
209723 | 22447 LA FITTE DR |  | Unknown, Non-Lead | Yes |  | 2022-12-28 |  | PVC | 2020 | Yes |  | 2022-12-28 |  | Non-lead
209725 | BUILDING 1 59401 OVERSEAS HWY |  | Unknown, Non-Lead | Yes |  | 2024-04-29 |  | Unknown, Non-Lead | 2020 | Yes |  | 2024-04-29 |  | Non-lead
209726 | BUILDING 2 59401 OVERSEAS HWY |  | Unknown, Non-Lead | Yes |  | 2024-04-30 |  | Unknown, Non-Lead | 2020 | Yes |  | 2024-04-30 |  | Non-lead
209727 | BUILDING 3 59401 OVERSEAS HWY |  | Unknown, Non-Lead | Yes |  | 2024-04-30 |  | Unknown, Non-Lead | 2020 | Yes |  | 2024-04-30 |  | Non-lead
209728 | BUILDING 4 59401 OVERSEAS HWY |  | Unknown, Non-Lead | Yes |  | 2024-04-30 |  | Unknown, Non-Lead | 2020 | Yes |  | 2024-04-30 |  | Non-lead
209729 | BUILDING 5 59401 OVERSEAS HWY |  | Unknown, Non-Lead | Yes |  | 2024-04-30 |  | Unknown, Non-Lead | 2020 | Yes |  | 2024-04-30 |  | Non-lead
209730 | BUILDING 6 59401 OVERSEAS HWY |  | Unknown, Non-Lead | Yes |  | 2024-04-30 |  | Unknown, Non-Lead | 2020 | Yes |  | 2024-04-30 |  | Non-lead
209731 | BUILDING 7 59401 OVERSEAS HWY |  | Unknown, Non-Lead | Yes |  | 2024-04-30 |  | Unknown, Non-Lead | 2020 | Yes |  | 2024-04-30 |  | Non-lead
209732 | 84 AVE C |  | Unknown, Non-Lead | Yes |  | 2020-06-01 |  | Unknown, Non-Lead | 2021 | Yes |  | 2020-06-01 |  | Non-lead
209733 | 147 BIMINI DR |  | Unknown, Non-Lead | No |  |  |  | PVC | 2021 | No |  |  |  | Non-lead
209734 | 317 E SEAVIEW CIR |  | Unknown, Non-Lead | Yes |  | 2021-08-05 |  | PVC | 2021 | Yes |  | 2021-08-05 |  | Non-lead
209735 | 714 GROUPER LN |  | Unknown, Non-Lead | Yes |  | 2020-06-01 |  | Unknown, Non-Lead | 2020 | Yes |  | 2020-06-01 |  | Non-lead
209739 | 123 SAN SALVADOR ST |  | Unknown, Non-Lead | No |  |  |  | PVC | 2021 | No |  |  |  | Non-lead
209740 | NAVY GATEWAY IN . TRUMBO POINT |  | Ductile Iron | Yes |  | 2022-09-09 |  | Ductile Iron | 1965 | Yes |  | 2022-09-09 |  | Non-lead
209741 | 169 IROQUOIS ST |  | Unknown, Non-Lead | Yes |  | 2020-06-12 |  | Unknown, Non-Lead | 2020 | Yes |  | 2020-06-12 |  | Non-lead
209742 | 20820 W 6TH AVE |  | Unknown, Non-Lead | Yes |  | 2020-06-12 |  | Polytube | 2021 | Yes |  | 2020-06-12 |  | Non-lead
209745 | 84 MARINA AVE |  | Unknown, Non-Lead | Yes |  | 2021-09-30 |  | Unknown, Non-Lead | 2020 | Yes |  | 2021-09-30 |  | Non-lead
209746 | 22928 PORT ROYAL LN |  | Polytube | Yes |  | 2022-12-28 |  | PVC | 1980 | Yes |  | 2022-12-28 |  | Non-lead
209749 | UNIT 2 22828 OVERSEAS HWY |  | Polytube | Yes |  | 2022-12-28 |  | PVC | 1976 | Yes |  | 2022-12-28 |  | Non-lead
209750 | UNIT 3 22828 OVERSEAS HWY |  | Polytube | Yes |  | 2022-12-28 |  | PVC | 1972 | Yes |  | 2022-12-28 |  | Non-lead
209754 | 82647 OLD HWY |  | Unknown, Non-Lead | Yes |  | 2023-12-19 |  | Unknown, Non-Lead | 2021 | Yes |  | 2023-12-19 |  | Non-lead
209756 | 893 ELLEN DR |  | Polytube | Yes |  | 2023-02-09 |  | PVC | 1982 | Yes |  | 2023-02-09 |  | Non-lead
209758 | UNIT 1 5176 SUNCREST RD |  | Polytube | Yes |  | 2023-03-08 |  | PVC | 2020 | Yes |  | 2023-03-08 |  | Non-lead
209759 | UNIT 2 5176 SUNCREST RD |  | Polytube | Yes |  | 2023-03-08 |  | PVC | 2020 | Yes |  | 2023-03-08 |  | Non-lead
209760 | UNIT 3 5176 SUNCREST RD |  | Polytube | Yes |  | 2023-03-08 |  | PVC | 2020 | Yes |  | 2023-03-08 |  | Non-lead
209761 | UNIT 4 5176 SUNCREST RD |  | Polytube | Yes |  | 2023-03-08 |  | PVC | 2020 | Yes |  | 2023-03-08 |  | Non-lead
209762 | UNIT 5 5176 SUNCREST RD |  | Polytube | Yes |  | 2023-03-08 |  | PVC | 2020 | Yes |  | 2023-03-08 |  | Non-lead
209763 | UNIT 6 5176 SUNCREST RD |  | Polytube | Yes |  | 2023-03-08 |  | PVC | 2020 | Yes |  | 2023-03-08 |  | Non-lead
209764 | UNIT 7 5176 SUNCREST RD |  | Polytube | Yes |  | 2023-03-08 |  | PVC | 2020 | Yes |  | 2023-03-08 |  | Non-lead
209765 | UNIT 8 5176 SUNCREST RD |  | Polytube | Yes |  | 2023-03-08 |  | PVC | 2020 | Yes |  | 2023-03-08 |  | Non-lead
209766 | FIRE 5176 SUNCREST RD |  | Polytube | Yes |  | 2023-03-08 |  | PVC | 2020 | Yes |  | 2023-03-08 |  | Non-lead
209767 | 13 S BRIDGE LN |  | Unknown, Non-Lead | Yes |  | 2020-11-24 |  | Unknown, Non-Lead | 2001 | Yes |  | 2020-11-24 |  | Non-lead
209768 | 145 N HAMMOCK RD |  | Polytube | Yes |  | 2022-05-13 |  | PVC | 2020 | Yes |  | 2022-05-13 |  | Non-lead
209769 | 143 N HAMMOCK RD |  | Unknown, Non-Lead | Yes |  | 2020-06-17 |  | Unknown, Non-Lead | 2020 | Yes |  | 2020-06-17 |  | Non-lead
209771 | 118 AVENUE E |  | Polytube | Yes |  | 2023-08-18 |  | PVC | 2021 | Yes |  | 2023-08-18 |  | Non-lead
209772 | 999 FLAGSHIP DR |  | Unknown, Non-Lead | Yes |  | 2023-04-13 |  | Unknown, Non-Lead | 2002 | Yes |  | 2023-04-13 |  | Non-lead
209774 | 267 W SEAVIEW DR |  | Polytube | Yes |  | 2024-04-22 |  | Steel | 2020 | Yes |  | 2024-04-22 |  | Non-lead
209775 | 43 N MARLIN AVE |  | Unknown, Non-Lead | Yes |  | 2020-08-04 |  | Unknown, Non-Lead | 2014 | Yes |  | 2020-08-04 |  | Non-lead
209776 | 24 SEPPALA WAY |  | Polytube | Yes |  | 2023-10-05 |  | Copper | 2020 | Yes |  | 2023-10-05 |  | Non-lead
209777 | 145 MOCKINGBIRD RD |  | Polytube | Yes |  | 2022-06-09 |  | PVC | 1971 | Yes |  | 2022-06-09 |  | Non-lead
209779 | 69-71 PUMPKIN CAY RD |  | Polytube | Yes |  | 2022-09-21 |  | PVC | 1974 | Yes |  | 2022-09-21 |  | Non-lead
209780 | 340 5TH ST |  | Unknown, Non-Lead | Yes |  | 2022-10-04 |  | PVC | 2020 | Yes |  | 2022-10-04 |  | Non-lead
209781 | 95431 OVERSEAS HWY |  | Unknown, Non-Lead | Yes |  | 2020-06-22 |  | Unknown, Non-Lead | 1996 | Yes |  | 2020-06-22 |  | Non-lead
209782 | 1162 CAMINO DEL VIENTOS |  | Copper | Yes |  | 2023-03-22 |  | PVC | 2020 | Yes |  | 2023-03-22 |  | Non-lead
209783 | 809 MIRAMAR DR |  | Unknown, Non-Lead | Yes |  | 2021-08-05 |  | Unknown, Non-Lead | 2021 | Yes |  | 2021-08-05 |  | Non-lead
209789 | 1155 CAMINO DEL VIENTOS |  | Polytube | Yes |  | 2023-03-23 |  | PVC | 2020 | Yes |  | 2023-03-23 |  | Non-lead
209792 | 107 SPOONBILL RD |  | Polytube | Yes |  | 2022-11-09 |  | PVC | 1999 | Yes |  | 2022-11-09 |  | Non-lead
209793 | 28 BASS AVE |  | Polytube | Yes |  | 2022-08-02 |  | PVC | 2021 | Yes |  | 2022-08-02 |  | Non-lead
209794 | 115 W BRUCE CT |  | Unknown, Non-Lead | No |  |  |  | PVC | 2021 | No |  |  |  | Non-lead
209795 | 216 SCHOONER LANE |  | Polytube | Yes |  | 2024-02-20 |  | PVC | 2020 | Yes |  | 2024-02-20 |  | Non-lead
209798 | 55 W PLAZA DEL SOL |  | Unknown, Non-Lead | Yes |  | 2020-07-30 |  | Unknown, Non-Lead | 2005 | Yes |  | 2020-07-30 |  | Non-lead
209801 | 28548 JOHN SILVER RD |  | Polytube | Yes |  | 2023-01-24 |  | PVC | 1981 | Yes |  | 2023-01-24 |  | Non-lead
209802 | HYDRANT KW-075 12TH ST |  | None | Yes |  | 2023-05-04 |  | None | 2020 | Yes |  | 2023-05-04 |  | Non-lead
209804 | 731 4A STATE RD |  | Unknown, Non-Lead | No |  |  |  | Unknown, Non-Lead | 2018 | No |  |  |  | Non-lead
209805 | MASTER TAP #248 C905 & US1 . |  | None | Yes |  | 2022-09-26 |  | None | 2020 | Yes |  | 2022-09-26 |  | Non-lead
209807 | 113 BRUCE CT |  | Unknown, Non-Lead | No |  |  |  | Unknown, Non-Lead | 2020 | No |  |  |  | Non-lead
209809 | 14 CORAL DR |  | Unknown, Non-Lead | Yes |  | 2021-06-30 |  | Unknown, Non-Lead | 2021 | Yes |  | 2021-06-30 |  | Non-lead
209810 | 143 TOPPINO INDUSTRIAL DR |  | Polytube | Yes |  | 2024-04-15 |  | PVC | 2020 | Yes |  | 2024-04-15 |  | Non-lead
209811 | 621 ISLAND DR |  | Polytube | Yes |  | 2022-10-13 |  | PVC | 2020 | Yes |  | 2022-10-13 |  | Non-lead
209812 | 110 AVENUE L |  | Unknown, Non-Lead | Yes |  | 2024-08-07 |  | PVC | 2021 | Yes |  | 2024-08-07 |  | Non-lead
209813 | 176 OCEAN SHORES DR |  | Unknown, Non-Lead | Yes |  | 2020-08-04 |  | Unknown, Non-Lead | 2021 | Yes |  | 2020-08-04 |  | Non-lead
209814 | 28577 PEG LEG RD |  | Unknown, Non-Lead | No |  |  |  | Unknown, Non-Lead | 2021 | No |  |  |  | Non-lead
209815 | 28567 PEG LEG RD |  | Unknown, Non-Lead | Yes |  | 2023-12-29 |  | Unknown, Non-Lead | 2021 | Yes |  | 2023-12-29 |  | Non-lead
209816 | 406 CALLE LIMON |  | Unknown, Non-Lead | Yes |  | 2023-06-29 |  | PVC | 2021 | Yes |  | 2023-06-29 |  | Non-lead
209817 | FIRELINE 22429 LAFITTE DR |  | Ductile Iron | Yes |  | 2023-12-01 |  | Ductile Iron | 2020 | Yes |  | 2023-12-01 |  | Non-lead
209818 | 849 COPA D ORO |  | Unknown, Non-Lead | No |  |  |  | Unknown, Non-Lead | 2021 | No |  |  |  | Non-lead
209820 | 212 WILDWOOD CIR |  | Polytube | Yes |  | 2023-01-31 |  | PVC | 1982 | Yes |  | 2023-01-31 |  | Non-lead
209821 | 1127 CALLE ENSENADA |  | Unknown, Non-Lead | No |  |  |  | PVC | 2021 | No |  |  |  | Non-lead
209822 | 159 ORLANDO DR |  | Unknown, Non-Lead | Yes |  | 2020-08-09 |  | Unknown, Non-Lead | 2021 | Yes |  | 2020-08-09 |  | Non-lead
209826 | FKAA MASTER TAP # 247 (84500 O/S HWY |  | Stainless | Yes |  | 2022-07-11 |  | Stainless | 2020 | Yes |  | 2022-07-11 |  | Non-lead
209827 | 780 BOSTWICK DR |  | Unknown, Non-Lead | Yes |  | 2020-08-06 |  | Unknown, Non-Lead | 2021 | Yes |  | 2020-08-06 |  | Non-lead
209830 | 184 CORAL AVE |  | Polytube | Yes |  | 2020-08-09 |  | Copper | 2021 | Yes |  | 2020-08-09 |  | Non-lead
209831 | 144 RIVIERA DR |  | Polytube | Yes |  | 2022-06-15 |  | PVC | 1984 | Yes |  | 2022-06-15 |  | Non-lead
209836 | 474 BAHIA AVE |  | Unknown, Non-Lead | Yes |  | 2020-10-01 |  | Unknown, Non-Lead | 2021 | Yes |  | 2020-10-01 |  | Non-lead
209843 | 132 MAKO AVE |  | Unknown | Yes |  | 2024-08-27 |  | Unknown | 1965 | Yes |  | 2024-08-27 |  | Lead Status Unknown
209844 | 132 MAKO IRRIGATION#2 AVE |  | Unknown | Yes |  | 2024-08-27 |  | Unknown | 1965 | Yes |  | 2024-08-27 |  | Lead Status Unknown
209845 | 2320 HARRIS AVE REAR |  | Polytube | Yes |  | 2022-08-16 |  | PVC | 1946 | Yes |  | 2022-08-16 |  | Non-lead
209848 | 51 SILVER SPRINGS DR |  | Unknown, Non-Lead | Yes |  | 2021-10-22 |  | Unknown, Non-Lead | 2021 | Yes |  | 2021-10-22 |  | Non-lead
209852 | 239 W SEAVIEW DR |  | Polytube | Yes |  | 2024-01-05 |  | PVC | 2020 | Yes |  | 2024-01-05 |  | Non-lead
209853 | 56 ROCK HARBOR DR |  | Polytube | Yes |  | 2022-11-22 |  | PVC | 2020 | Yes |  | 2022-11-22 |  | Non-lead
209856 | 1730 COCOPLUM DR |  | Polytube | Yes |  | 2022-10-22 |  | PVC | 2020 | Yes |  | 2022-10-22 |  | Non-lead
209858 | 4 ORANGE DR |  | Unknown, Non-Lead | Yes |  | 2020-08-27 |  | Unknown, Non-Lead | 2021 | Yes |  | 2020-08-27 |  | Non-lead
209859 | 104 POINCIANA DR |  | Unknown, Non-Lead | Yes |  | 2020-09-01 |  | Unknown, Non-Lead | 2021 | Yes |  | 2020-09-01 |  | Non-lead
209863 | 118 HARRY HARRIS DR |  | Polytube | Yes |  | 2022-07-20 |  | PVC | 1978 | Yes |  | 2022-07-20 |  | Non-lead
209864 | 11496 5TH AVE OCEAN |  | Unknown, Non-Lead | Yes |  | 2020-08-25 |  | Unknown, Non-Lead | 2020 | Yes |  | 2020-08-25 |  | Non-lead
209866 | 22627 LA FITTE DR |  | Polytube | Yes |  | 2022-12-28 |  | PVC | 2020 | Yes |  | 2022-12-28 |  | Non-lead
209867 | 923 LOBSTER LN |  | Polytube | Yes |  | 2022-07-21 |  | PVC | 1958 | Yes |  | 2022-07-21 |  | Non-lead
209870 | 236 COSTA BRAVO DR |  | Unknown | Yes |  | 2022-06-30 |  | Unknown | 1985 | Yes |  | 2022-06-30 |  | Lead Status Unknown
209872 | 232 PESCAYO AVE |  | Unknown, Non-Lead | No |  |  |  | PVC | 2021 | No |  |  |  | Non-lead
209873 | UNIT 20 21585 OLD STATE RD |  | Unknown, Non-Lead | Yes |  | 2021-05-13 |  | Unknown, Non-Lead | 2015 | Yes |  | 2021-05-13 |  | Non-lead
209874 | UNIT 21 21585 OLD STATE RD |  | Unknown, Non-Lead | Yes |  | 2021-05-04 |  | Unknown, Non-Lead | 2015 | Yes |  | 2021-05-04 |  | Non-lead
209875 | UNIT 22 21585 OLD STATE RD |  | Unknown, Non-Lead | Yes |  | 2021-05-04 |  | Unknown, Non-Lead | 2015 | Yes |  | 2021-05-04 |  | Non-lead
209876 | UNIT 23 21585 OLD STATE RD |  | Unknown, Non-Lead | Yes |  | 2021-05-26 |  | Unknown, Non-Lead | 2015 | Yes |  | 2021-05-26 |  | Non-lead
209877 | UNIT 24 21585 OLD STATE RD |  | Unknown, Non-Lead | Yes |  | 2021-05-04 |  | Unknown, Non-Lead | 2015 | Yes |  | 2021-05-04 |  | Non-lead
209878 | UNIT 25 21585 OLD STATE RD |  | Unknown, Non-Lead | Yes |  | 2021-09-16 |  | Unknown, Non-Lead | 2015 | Yes |  | 2021-09-16 |  | Non-lead
209879 | UNIT 26 21585 OLD STATE RD |  | Unknown, Non-Lead | Yes |  | 2021-05-12 |  | Unknown, Non-Lead | 2015 | Yes |  | 2021-05-12 |  | Non-lead
209880 | UNIT 27 21585 OLD STATE RD |  | Unknown, Non-Lead | Yes |  | 2021-05-12 |  | Unknown, Non-Lead | 2015 | Yes |  | 2021-05-12 |  | Non-lead
209881 | UNIT 28 21585 OLD STATE RD |  | Unknown, Non-Lead | Yes |  | 2024-07-31 |  | Unknown, Non-Lead | 2015 | Yes |  | 2024-07-31 |  | Non-lead
209882 | UNIT 29 21585 OLD STATE RD |  | Unknown, Non-Lead | Yes |  | 2021-05-12 |  | Unknown, Non-Lead | 2015 | Yes |  | 2021-05-12 |  | Non-lead
209883 | UNIT 30 21585 OLD STATE RD |  | Unknown, Non-Lead | Yes |  | 2023-07-28 |  | Unknown, Non-Lead | 2015 | Yes |  | 2023-07-28 |  | Non-lead
209884 | UNIT 31 21585 OLD STATE RD |  | Unknown, Non-Lead | Yes |  | 2021-05-12 |  | Unknown, Non-Lead | 2015 | Yes |  | 2021-05-12 |  | Non-lead
209885 | UNIT 32 21585 OLD STATE RD |  | Unknown, Non-Lead | Yes |  | 2021-05-12 |  | Unknown, Non-Lead | 2015 | Yes |  | 2021-05-12 |  | Non-lead
209886 | UNIT 33 21585 OLD STATE RD |  | Unknown, Non-Lead | Yes |  | 2021-05-13 |  | Unknown, Non-Lead | 2015 | Yes |  | 2021-05-13 |  | Non-lead
209887 | UNIT 34 21585 OLD STATE RD |  | Unknown, Non-Lead | Yes |  | 2021-05-04 |  | Unknown, Non-Lead | 2015 | Yes |  | 2021-05-04 |  | Non-lead
209888 | UNIT 35 21585 OLD STATE RD |  | Unknown, Non-Lead | Yes |  | 2021-05-04 |  | Unknown, Non-Lead | 2015 | Yes |  | 2021-05-04 |  | Non-lead
209889 | FIRELINE 21585 4A OLD STATE RD |  | Unknown, Non-Lead | Yes |  | 2021-05-04 |  | Unknown, Non-Lead | 2015 | Yes |  | 2021-05-04 |  | Non-lead
209890 | IRRIGATION 84771 OVERSEAS Hwy |  | Copper | Yes |  | 2022-06-22 |  | PVC | 2020 | Yes |  | 2022-06-22 |  | Non-lead
209892 | 258 AZALEA ST |  | Unknown, Non-Lead | Yes |  | 2021-09-08 |  | Unknown, Non-Lead | 2021 | Yes |  | 2021-09-08 |  | Non-lead
209893 | 99 SAN SALVADOR ST |  | Polytube | Yes |  | 2022-10-22 |  | PVC | 2020 | Yes |  | 2022-10-22 |  | Non-lead
209894 | 11 POMPANO AVE |  | Polytube | Yes |  | 2022-06-06 |  | Copper | 2021 | Yes |  | 2022-06-06 |  | Non-lead
209898 | UNIT 1 620 ANGELA ST |  | Polytube | Yes |  | 2023-02-22 |  | PVC | 1933 | Yes |  | 2023-02-22 |  | Non-lead
209899 | UNIT 2 620 ANGELA ST |  | Polytube | Yes |  | 2023-02-22 |  | PVC | 1933 | Yes |  | 2023-02-22 |  | Non-lead
209900 | 103 SAGUARO Ln |  | Polytube | Yes |  | 2023-03-24 |  | PVC | 2020 | Yes |  | 2023-03-24 |  | Non-lead
209901 | 1203 NEWTON ST |  | Polytube | Yes |  | 2023-05-04 |  | PVC | 1938 | Yes |  | 2023-05-04 |  | Non-lead
209904 | 29455 SARATOGA AVE |  | Unknown, Non-Lead | No |  |  |  | Unknown, Non-Lead | 2021 | No |  |  |  | Non-lead
209905 | 105020 OVERSEAS HWY |  | Polytube | Yes |  | 2022-07-29 |  | PVC | 1948 | Yes |  | 2022-07-29 |  | Non-lead
209908 | 49 JEWFISH AVE |  | Unknown, Non-Lead | Yes |  | 2020-10-02 |  | Unknown, Non-Lead | 2021 | Yes |  | 2020-10-02 |  | Non-lead
209910 | 328 S COCONUT PALM BLVD |  | Polytube | Yes |  | 2023-02-01 |  | PVC | 1965 | Yes |  | 2023-02-01 |  | Non-lead
209912 | 2698 SOMBRERO BEACH BLVD |  | Unknown, Non-Lead | Yes |  | 2024-05-20 |  | PVC | 2021 | Yes |  | 2024-05-20 |  | Non-lead
209913 | 222 JOLLY ROGER DR |  | Polytube | Yes |  | 2023-01-31 |  | PVC | 2020 | Yes |  | 2023-01-31 |  | Non-lead
209914 | 198 N COCONUT PALM BLVD |  | Polytube | Yes |  | 2022-06-14 |  | PVC | 1960 | Yes |  | 2022-06-14 |  | Non-lead
209917 | 315 S HARBOR DR |  | Unknown, Non-Lead | Yes |  | 2021-10-22 |  | Unknown, Non-Lead | 1990 | Yes |  | 2021-10-22 |  | Non-lead
209919 | 15 COCONUT DR |  | Unknown, Non-Lead | Yes |  | 2020-10-30 |  | Unknown, Non-Lead | 2021 | Yes |  | 2020-10-30 |  | Non-lead
209920 | 27 FLAMINGO HAMMOCK RD |  | Polytube | Yes |  | 2024-02-22 |  | PVC | 2021 | Yes |  | 2024-02-22 |  | Non-lead
209923 | A 123 MOCKINGBIRD LANE |  | Unknown, Non-Lead | Yes |  | 2024-05-01 |  | PVC | 2021 | Yes |  | 2024-05-01 |  | Non-lead
209924 | 10 BETTY ROSE-11 CALLE TRES E |  | Polytube | Yes |  | 2024-07-01 |  | Copper | 2020 | Yes |  | 2024-07-01 |  | Non-lead
209926 | 141 INDIAN MOUND TRL |  | Unknown, Non-Lead | Yes |  | 2020-10-15 |  | Unknown, Non-Lead | 2016 | Yes |  | 2020-10-15 |  | Non-lead
209927 | B 123 MOCKINGBIRD LANE |  | Unknown, Non-Lead | Yes |  | 2024-05-01 |  | Unknown, Non-Lead | 2021 | Yes |  | 2024-05-01 |  | Non-lead
209930 | 17111 SEAGRAPE LN |  | Polytube | Yes |  | 2023-06-01 |  | PVC | 2020 | Yes |  | 2023-06-01 |  | Non-lead
209931 | 22 BONITA AVE |  | Unknown, Non-Lead | Yes |  | 2020-11-03 |  | Unknown, Non-Lead | 2021 | Yes |  | 2020-11-03 |  | Non-lead
209932 | HYDRANT UK5-147 SHAW DR |  | Unknown, Non-Lead | Yes |  | 2021-12-16 |  | Unknown, Non-Lead | 2020 | Yes |  | 2021-12-16 |  | Non-lead
209933 | 480 11TH ST |  | Polytube | Yes |  | 2022-10-22 |  | PVC | 2020 | Yes |  | 2022-10-22 |  | Non-lead
209934 | 490 11TH St |  | Polytube | Yes |  | 2024-01-09 |  | PVC | 2020 | Yes |  | 2024-01-09 |  | Non-lead
209938 | 2256 MATTHEWS RD |  | Polytube | Yes |  | 2024-05-21 |  | PVC | 2020 | Yes |  | 2024-05-21 |  | Non-lead
209942 | 270 14TH ST |  | Polytube | Yes |  | 2024-09-18 |  | PVC | 2020 | Yes |  | 2024-09-18 |  | Non-lead
209943 | 138 SIOUX ST |  | Polytube | Yes |  | 2022-06-03 |  | PVC | 2020 | Yes |  | 2022-06-03 |  | Non-lead
209944 | 220 PEARL AVE |  | Unknown, Non-Lead | Yes |  | 2023-03-31 |  | Unknown, Non-Lead | 2021 | Yes |  | 2023-03-31 |  | Non-lead
209946 | 29181 POINSETTIA LN |  | Unknown, Non-Lead | No |  |  |  | Unknown, Non-Lead | 2021 | No |  |  |  | Non-lead
209947 | 707 GARDEN STATE LANE |  | Unknown, Non-Lead | Yes |  | 2020-10-16 |  | Unknown, Non-Lead | 2020 | Yes |  | 2020-10-16 |  | Non-lead
209950 | 80455 OLD HWY |  | Polytube | Yes |  | 2022-06-22 |  | PVC | 1955 | Yes |  | 2022-06-22 |  | Non-lead
209951 | 109 W BRUCE Ct |  | Polytube | Yes |  | 2023-02-24 |  | PVC | 2020 | Yes |  | 2023-02-24 |  | Non-lead
209952 | 811 LA PALOMA DR |  | Unknown, Non-Lead | Yes |  | 2020-11-07 |  | Unknown, Non-Lead | 2021 | Yes |  | 2020-11-07 |  | Non-lead
209954 | 466 BEACH RD |  | Polytube | Yes |  | 2022-09-15 |  | PVC | 1975 | Yes |  | 2022-09-15 |  | Non-lead
209956 | 1019 DOVE RD |  | Polytube | Yes |  | 2022-07-21 |  | PVC | 2020 | Yes |  | 2022-07-21 |  | Non-lead
209959 | 24 CORAL DR |  | Unknown, Non-Lead | Yes |  | 2020-11-20 |  | Unknown, Non-Lead | 2020 | Yes |  | 2020-11-20 |  | Non-lead
209960 | 130 GULFVIEW DR |  | Unknown, Non-Lead | Yes |  | 2020-10-30 |  | Unknown, Non-Lead | 2021 | Yes |  | 2020-10-30 |  | Non-lead
209961 | 129 1ST RD |  | Unknown, Non-Lead | Yes |  | 2020-11-16 |  | Unknown, Non-Lead | 2021 | Yes |  | 2020-11-16 |  | Non-lead
209962 | 8051 PORPOISE DR |  | Polytube | Yes |  | 2023-01-30 |  | PVC | 1985 | Yes |  | 2023-01-30 |  | Non-lead
209963 | 171 MONROE DR |  | Polytube | Yes |  | 2024-01-18 |  | PVC | 2020 | Yes |  | 2024-01-18 |  | Non-lead
209964 | 89775 OLD HWY |  | Polytube | Yes |  | 2022-12-15 |  | PVC | 1973 | Yes |  | 2022-12-15 |  | Non-lead
209969 | 17068 W BONEFISH LN |  | Polytube | Yes |  | 2022-07-08 |  | PVC | 1971 | Yes |  | 2022-07-08 |  | Non-lead
209970 | 640 COLSON DR |  | Unknown, Non-Lead | Yes |  | 2020-11-06 |  | Unknown, Non-Lead | 2021 | Yes |  | 2020-11-06 |  | Non-lead
209971 | 158 SUNSET DR |  | Polytube | Yes |  | 2022-06-28 |  | None | 2020 | Yes |  | 2022-06-28 |  | Non-lead
209972 | 26 FLAMINGO HAMMOCK RD |  | Unknown, Non-Lead | Yes |  | 2021-10-06 |  | Unknown, Non-Lead | 2021 | Yes |  | 2021-10-06 |  | Non-lead
209973 | WATER MAIN 84951 OVERSEAS Hwy |  | None | Yes |  | 2022-07-12 |  | None | 2020 | Yes |  | 2022-07-12 |  | Non-lead
209974 | 113 OJIBWAY AVE |  | Unknown, Non-Lead | Yes |  | 2024-05-28 |  | Unknown, Non-Lead | 2021 | Yes |  | 2024-05-28 |  | Non-lead
209975 | 29631 ENTERPRISE AVE |  | Unknown, Non-Lead | Yes |  | 2024-06-25 |  | Unknown, Non-Lead | 2021 | Yes |  | 2024-06-25 |  | Non-lead
209977 | 1164 BULEVAR DE PALMAS |  | Unknown, Non-Lead | Yes |  | 2021-03-19 |  | PVC | 2021 | Yes |  | 2021-03-19 |  | Non-lead
209978 | APT B 1216 MARGARET ST |  | Polytube | Yes |  | 2023-04-25 |  | PVC | 1943 | Yes |  | 2023-04-25 |  | Non-lead
209979 | 207 E BRUCE CT |  | Polytube | Yes |  | 2023-02-21 |  | PVC | 2020 | Yes |  | 2023-02-21 |  | Non-lead
209982 | 227 PLANTATION AVE |  | Polytube | Yes |  | 2022-06-09 |  | PVC | 1974 | Yes |  | 2022-06-09 |  | Non-lead
209985 | 203 ANTIGUA RD |  | Polytube | Yes |  | 2022-09-12 |  | PVC | 1961 | Yes |  | 2022-09-12 |  | Non-lead
209988 | 1320 AVE H |  | Unknown, Non-Lead | Yes |  | 2024-05-08 |  | PVC | 2021 | Yes |  | 2024-05-08 |  | Non-lead
209989 | 370 LESROHDE DR |  | Unknown, Non-Lead | No |  |  |  | Unknown, Non-Lead | 1993 | No |  |  |  | Non-lead
209991 | 87895 OLD HWY |  | Polytube | Yes |  | 2022-07-12 |  | PVC | 2020 | Yes |  | 2022-07-12 |  | Non-lead
209992 | UNIT D 88670 OVERSEAS HWY |  | Polytube | Yes |  | 2022-05-20 |  | PVC | 2020 | Yes |  | 2022-05-20 |  | Non-lead
209993 | 440 BARRY AVE |  | Polytube | Yes |  | 2024-06-14 |  | PVC | 2021 | Yes |  | 2024-06-14 |  | Non-lead
209994 | 27352 ANGUILA LANE |  | Polytube | Yes |  | 2022-07-25 |  | PVC | 1975 | Yes |  | 2022-07-25 |  | Non-lead
209995 | 126 RUSHTON LANE |  | Unknown, Non-Lead | Yes |  | 2022-03-14 |  | PVC | 1993 | Yes |  | 2022-03-14 |  | Non-lead
209999 | 118 S AIRPORT DR |  | Polytube | Yes |  | 2023-03-03 |  | Polytube | 1980 | Yes |  | 2023-03-03 |  | Non-lead
210000 | 406 COCONUT DR |  | Unknown, Non-Lead | Yes |  | 2021-01-12 |  | Unknown, Non-Lead | 2020 | Yes |  | 2021-01-12 |  | Non-lead
210001 | 440 PATTISON DR |  | Polytube | Yes |  | 2024-09-18 |  | PVC | 2020 | Yes |  | 2024-09-18 |  | Non-lead
210003 | 554 GORDON CIRCLE |  | Unknown, Non-Lead | Yes |  | 2023-05-26 |  | Unknown, Non-Lead | 2021 | Yes |  | 2023-05-26 |  | Non-lead
210005 | SOS 111 OVERSEAS HWY |  | Polytube | Yes |  | 2022-07-06 |  | Copper | 1958 | Yes |  | 2022-07-06 |  | Non-lead
210006 | 2 EAGLE DRIVE |  | Unknown, Non-Lead | Yes |  | 2021-02-02 |  | Unknown, Non-Lead | 2000 | Yes |  | 2021-02-02 |  | Non-lead
210007 | 1517 SHAW DR |  | Polytube | Yes |  | 2024-02-28 |  | None | 2020 | Yes |  | 2024-02-28 |  | Non-lead
210009 | 250 AZALEA ST |  | Polytube | Yes |  | 2023-01-11 |  | PVC | 2020 | Yes |  | 2023-01-11 |  | Non-lead
210010 | 29541 FORRESTAL AVE |  | Polytube | Yes |  | 2022-12-05 |  | PVC | 2020 | Yes |  | 2022-12-05 |  | Non-lead
210012 | 111 OVERSEAS HWY |  | Polytube | Yes |  | 2022-07-06 |  | Copper | 1958 | Yes |  | 2022-07-06 |  | Non-lead
210013 | APT 2 315 CATHERINE ST |  | Unknown, Non-Lead | Yes |  | 2022-05-03 |  | Unknown, Non-Lead | 2019 | Yes |  | 2022-05-03 |  | Non-lead
210014 | 218 SIMONTON ST |  | Polytube | Yes |  | 2023-05-04 |  | PVC | 2020 | Yes |  | 2023-05-04 |  | Non-lead
210015 | 229 APACHE ST |  | Polytube | Yes |  | 2022-08-15 |  | PVC | 1981 | Yes |  | 2022-08-15 |  | Non-lead
210016 | 653 CABRERA ST |  | Unknown, Non-Lead | Yes |  | 2021-08-10 |  | Unknown, Non-Lead | 2002 | Yes |  | 2021-08-10 |  | Non-lead
210017 | 646 CABRERA St |  | Polytube | Yes |  | 2022-12-20 |  | PVC | 2021 | Yes |  | 2022-12-20 |  | Non-lead
210018 | 119 ATLANTIC AVE |  | Unknown, Non-Lead | Yes |  | 2021-05-26 |  | Unknown, Non-Lead | 2021 | Yes |  | 2021-05-26 |  | Non-lead
210020 | 436 S COCONUT PALM BLVD |  | Polytube | Yes |  | 2022-06-14 |  | PVC | 1971 | Yes |  | 2022-06-14 |  | Non-lead
210021 | 971 OCOTILLO Ln |  | Polytube | Yes |  | 2022-05-13 |  | PVC | 2021 | Yes |  | 2022-05-13 |  | Non-lead
210022 | 19 NORTH END RD |  | Unknown, Non-Lead | Yes |  | 2020-12-28 |  | Unknown, Non-Lead | 2005 | Yes |  | 2020-12-28 |  | Non-lead
210023 | 23 JENNY LN |  | Unknown, Non-Lead | Yes |  | 2021-04-28 |  | Unknown, Non-Lead | 2021 | Yes |  | 2021-04-28 |  | Non-lead
210026 | 333 MAHOGANY DR |  | Polytube | Yes |  | 2023-08-11 |  | PVC | 1958 | Yes |  | 2023-08-11 |  | Non-lead
210027 | 543 OCEAN CAY DR |  | Unknown, Non-Lead | Yes |  | 2024-04-10 |  | Unknown, Non-Lead | 1993 | Yes |  | 2024-04-10 |  | Non-lead
210029 | 222 S COCONUT PALM BLVD |  | Polytube | Yes |  | 2022-06-14 |  | PVC | 1974 | Yes |  | 2022-06-14 |  | Non-lead
210031 | 122 SUNRISE DR |  | Polytube | Yes |  | 2024-05-21 |  | PVC | 2020 | Yes |  | 2024-05-21 |  | Non-lead
210033 | 170 3RD ST |  | Polytube | Yes |  | 2023-06-08 |  | PVC | 1958 | Yes |  | 2023-06-08 |  | Non-lead
210034 | APT C 222 99TH ST OCEAN |  | Polytube | Yes |  | 2022-12-02 |  | PVC | 1951 | Yes |  | 2022-12-02 |  | Non-lead
210035 | APT D 222 99TH OCEAN ST |  | Polytube | Yes |  | 2022-11-23 |  | PVC | 1951 | Yes |  | 2022-11-23 |  | Non-lead
210036 | APT E 222 99TH OCEAN ST |  | Polytube | Yes |  | 2022-12-06 |  | PVC | 1951 | Yes |  | 2022-12-06 |  | Non-lead
210037 | APT F 222 99TH OCEAN ST |  | Polytube | Yes |  | 2022-12-02 |  | PVC | 1951 | Yes |  | 2022-12-02 |  | Non-lead
210039 | 13 ED SWIFT RD |  | Polytube | Yes |  | 2023-07-31 |  | PVC | 2020 | Yes |  | 2023-07-31 |  | Non-lead
210040 | 28557 PEG LEG ROAD |  | Unknown, Non-Lead | Yes |  | 2023-08-31 |  | Unknown, Non-Lead | 2013 | Yes |  | 2023-08-31 |  | Non-lead
210041 | 127 IROQUOIS DR |  | Unknown, Non-Lead | Yes |  | 2023-06-15 |  | Unknown, Non-Lead | 2021 | Yes |  | 2023-06-15 |  | Non-lead
210043 | 11001 OVERSEAS HWY |  | Polytube | Yes |  | 2022-08-17 |  | PVC | 1951 | Yes |  | 2022-08-17 |  | Non-lead
210045 | UNIT B 1413 FLAGLER AVE |  | Polytube | Yes |  | 2021-03-31 |  | PVC | 1953 | Yes |  | 2021-03-31 |  | Non-lead
210046 | 101 SAN JUAN ST |  | Polytube | Yes |  | 2022-10-22 |  | PVC | 1983 | Yes |  | 2022-10-22 |  | Non-lead
210048 | TEMP CONST METE 243 HORVATH RD |  | Unknown, Non-Lead | Yes |  | 2021-02-26 |  | None | 2021 | Yes |  | 2021-02-26 |  | Non-lead
210050 | TEMP CONST MTR 6900 FRONT ST |  | Unknown, Non-Lead | No |  |  |  | Unknown, Non-Lead | 1999 | No |  |  |  | Non-lead
210055 | 36 JEAN LAFITTE DR |  | Polytube | Yes |  | 2023-01-30 |  | PVC | 1957 | Yes |  | 2023-01-30 |  | Non-lead
210057 | 104 ANTIGUA ST |  | Polytube | Yes |  | 2022-10-22 |  | PVC | 2021 | Yes |  | 2022-10-22 |  | Non-lead
210059 | GULF 13440 OVERSEAS HWY |  | Polytube | Yes |  | 2022-10-22 |  | PVC | 1962 | Yes |  | 2022-10-22 |  | Non-lead
210060 | GULF 13380 OVERSEAS HWY |  | Polytube | Yes |  | 2024-02-29 |  | PVC | 1962 | Yes |  | 2024-02-29 |  | Non-lead
210061 | 1005 W 63RD OCEAN St |  | Polytube | Yes |  | 2023-04-21 |  | PVC | 2021 | Yes |  | 2023-04-21 |  | Non-lead
210062 | LOT 086 65821 OVERSEAS HWY |  | Unknown, Non-Lead | Yes |  | 2021-01-28 |  | Unknown, Non-Lead | 2021 | Yes |  | 2021-01-28 |  | Non-lead
210067 | 839 LAGOON DR |  | Unknown, Non-Lead | Yes |  | 2021-07-01 |  | Unknown, Non-Lead | 2021 | Yes |  | 2021-07-01 |  | Non-lead
210069 | 27368 HAITI LN |  | Polytube | Yes |  | 2022-06-15 |  | PVC | 2017 | Yes |  | 2022-06-15 |  | Non-lead
210070 | 17387 DOLPHIN ST |  | Unknown, Non-Lead | Yes |  | 2022-05-03 |  | Unknown, Non-Lead | 1991 | Yes |  | 2022-05-03 |  | Non-lead
210071 | 27333 ST MARTIN LN |  | Unknown, Non-Lead | Yes |  | 2021-11-12 |  | Unknown, Non-Lead | 2021 | Yes |  | 2021-11-12 |  | Non-lead
210072 | 22921 BLACKBEARD LN |  | Unknown, Non-Lead | No |  |  |  | Unknown, Non-Lead | 2021 | No |  |  |  | Non-lead
210073 | 640 CAROLYN AVE |  | Unknown, Non-Lead | No |  |  |  | Unknown, Non-Lead | 2021 | No |  |  |  | Non-lead
210074 | 137 MOCKINGBIRD LN |  | Polytube | Yes |  | 2023-03-22 |  | PVC | 1973 | Yes |  | 2023-03-22 |  | Non-lead
210075 | 135 MOCKINGBIRD LN |  | Polytube | Yes |  | 2022-05-25 |  | PVC | 2021 | Yes |  | 2022-05-25 |  | Non-lead
210076 | 474 90TH St |  | Unknown, Non-Lead | Yes |  | 2022-03-23 |  | PVC | 2021 | Yes |  | 2022-03-23 |  | Non-lead
210077 | 8 IBIS Ln |  | Unknown, Non-Lead | Yes |  | 2021-02-08 |  | Unknown, Non-Lead | 2021 | Yes |  | 2021-02-08 |  | Non-lead
210078 | 476 90TH St |  | Unknown, Non-Lead | Yes |  | 2021-02-23 |  | PVC | 2021 | Yes |  | 2021-02-23 |  | Non-lead
210079 | 362 SOUND DR |  | Unknown, Non-Lead | Yes |  | 2021-01-29 |  | Unknown, Non-Lead | 2021 | Yes |  | 2021-01-29 |  | Non-lead
210080 | 311 SOMBRERO BEACH RD |  | Unknown, Non-Lead | Yes |  | 2021-02-26 |  | PVC | 2021 | Yes |  | 2021-02-26 |  | Non-lead
210081 | 152 MARINA AVE |  | Unknown, Non-Lead | Yes |  | 2021-02-02 |  | Unknown, Non-Lead | 2021 | Yes |  | 2021-02-02 |  | Non-lead
210082 | 204 CANAL ST |  | Polytube | Yes |  | 2023-02-15 |  | PVC | 2021 | Yes |  | 2023-02-15 |  | Non-lead
210084 | 20790 W 1ST AVE |  | Unknown, Non-Lead | Yes |  | 2021-07-14 |  | Unknown, Non-Lead | 1993 | Yes |  | 2021-07-14 |  | Non-lead
210085 | GUEST HOUSE 127 PLAZA DEL SOL |  | Polytube | Yes |  | 2022-06-30 |  | PVC | 1981 | Yes |  | 2022-06-30 |  | Non-lead
210086 | 31117 HIBISCUS DR |  | Unknown, Non-Lead | Yes |  | 2021-02-24 |  | Unknown, Non-Lead | 2021 | Yes |  | 2021-02-24 |  | Non-lead
210087 | 112 SANTA BARBARA |  | Unknown, Non-Lead | Yes |  | 2024-03-29 |  | PVC | 2021 | Yes |  | 2024-03-29 |  | Non-lead
210088 | 110 SANTA BARBARA |  | Unknown, Non-Lead | Yes |  | 2021-03-15 |  | PVC | 2021 | Yes |  | 2021-03-15 |  | Non-lead
210089 | 939 HAWKSBILL LN |  | Polytube | Yes |  | 2023-02-09 |  | PVC | 2021 | Yes |  | 2023-02-09 |  | Non-lead
210090 | 27459 ST VINCENT LN |  | Unknown, Non-Lead | Yes |  | 2023-04-19 |  | Unknown, Non-Lead | 2021 | Yes |  | 2023-04-19 |  | Non-lead
210091 | 1780 SUNRISE DR |  | Polytube | Yes |  | 2022-11-17 |  | PVC | 2021 | Yes |  | 2022-11-17 |  | Non-lead
210092 | 548 PALM DR |  | Unknown, Non-Lead | Yes |  | 2021-02-24 |  | Unknown, Non-Lead | 2021 | Yes |  | 2021-02-24 |  | Non-lead
210094 | 107 CORAL AVE |  | Polytube | Yes |  | 2023-02-01 |  | PVC | 1980 | Yes |  | 2023-02-01 |  | Non-lead
210095 | 3 COCONUT DR |  | Unknown, Non-Lead | Yes |  | 2021-02-19 |  | Unknown, Non-Lead | 2021 | Yes |  | 2021-02-19 |  | Non-lead
210096 | 906 ESTALL ST |  | Polytube | Yes |  | 2023-02-01 |  | PVC | 2021 | Yes |  | 2023-02-01 |  | Non-lead
210097 | 142 MOHAWK DR |  | Polytube | Yes |  | 2022-05-31 |  | PVC | 1980 | Yes |  | 2022-05-31 |  | Non-lead
210098 | FIRE 89202 OVERSEAS Hwy |  | Copper | Yes |  | 2022-06-14 |  | PVC | 2021 | Yes |  | 2022-06-14 |  | Non-lead
210099 | IRRIGATION 89202 OVERSEAS HWY |  | Polytube | Yes |  | 2022-05-19 |  | PVC | 2021 | Yes |  | 2022-05-19 |  | Non-lead
210100 | UNIT 1 UP 89202 OVERSEAS Hwy |  | Copper | Yes |  | 2022-06-14 |  | PVC | 2021 | Yes |  | 2022-06-14 |  | Non-lead
210101 | UNIT 2 UP 89202 OVERSEAS HWY |  | Copper | Yes |  | 2024-10-04 |  | PVC | 2021 | Yes |  | 2024-10-04 |  | Non-lead
210102 | UNIT 3 89202 OVERSEAS HWY |  | Polytube | Yes |  | 2022-09-30 |  | PVC | 2021 | Yes |  | 2022-09-30 |  | Non-lead
210104 | 23031 SNAPPER LN |  | Polytube | Yes |  | 2022-12-28 |  | PVC | 2021 | Yes |  | 2022-12-28 |  | Non-lead
210108 | 25 KEY HAVEN RD |  | Polytube | Yes |  | 2024-05-29 |  | PVC | 2020 | Yes |  | 2024-05-29 |  | Non-lead
210109 | 14 JANET PL |  | Unknown, Non-Lead | Yes |  | 2022-04-25 |  | Unknown, Non-Lead | 2020 | Yes |  | 2022-04-25 |  | Non-lead
210111 | 29 KEY HAVEN RD |  | Polytube | Yes |  | 2022-05-10 |  | PVC | 2021 | Yes |  | 2022-05-10 |  | Non-lead
210113 | 27363 DOMINICA LN |  | Unknown, Non-Lead | No |  |  |  | Unknown, Non-Lead | 2021 | No |  |  |  | Non-lead
210114 | 150 S BAHAMA DR |  | Polytube | Yes |  | 2024-10-03 |  | PVC | 2021 | Yes |  | 2024-10-03 |  | Non-lead
210117 | PASTOR HOUSE 110 FONTAINE DR |  | Polytube | Yes |  | 2022-06-14 |  | PVC | 2021 | Yes |  | 2022-06-14 |  | Non-lead
210118 | 310 13TH ST |  | Polytube | Yes |  | 2022-10-22 |  | PVC | 2021 | Yes |  | 2022-10-22 |  | Non-lead
210119 | 1041 E CARIBBEAN DR |  | Polytube | Yes |  | 2023-04-24 |  | PVC | 2021 | Yes |  | 2023-04-24 |  | Non-lead
210120 | 30 LIME ST |  | Unknown, Non-Lead | Yes |  | 2021-02-18 |  | PVC | 2016 | Yes |  | 2021-02-18 |  | Non-lead
210122 | 47 CINNAMON BARK LN |  | Polytube | Yes |  | 2022-07-07 |  | PVC | 2021 | Yes |  | 2022-07-07 |  | Non-lead
210123 | 1320 6TH ST /HARRIS AVE |  | Polytube | Yes |  | 2022-08-12 |  | Copper | 1961 | Yes |  | 2022-08-12 |  | Non-lead
210126 | 1801 AVE H |  | Polytube | Yes |  | 2024-08-21 |  | PVC | 1986 | Yes |  | 2024-08-21 |  | Non-lead
210127 | 141 MOCKINGBIRD RD |  | Polytube | Yes |  | 2023-03-21 |  | PVC | 1973 | Yes |  | 2023-03-21 |  | Non-lead
210128 | 1350 COURY DR |  | Polytube | Yes |  | 2022-10-22 |  | PVC | 2021 | Yes |  | 2022-10-22 |  | Non-lead
210129 | 1510 ROYAL PALM DR |  | Polytube | Yes |  | 2022-11-17 |  | PVC | 1966 | Yes |  | 2022-11-17 |  | Non-lead
210130 | 106 TEQUESTA ST |  | Polytube | Yes |  | 2022-06-24 |  | PVC | 1973 | Yes |  | 2022-06-24 |  | Non-lead
210131 | 1516 ROYAL PALM DR |  | Unknown, Non-Lead | Yes |  | 2021-03-08 |  | Unknown, Non-Lead | 2021 | Yes |  | 2021-03-08 |  | Non-lead
210134 | 50 CORAL DR |  | Polytube | Yes |  | 2022-11-29 |  | PVC | 1963 | Yes |  | 2022-11-29 |  | Non-lead
210135 | 527 HECK AVE |  | Polytube | Yes |  | 2023-01-25 |  | PVC | 2021 | Yes |  | 2023-01-25 |  | Non-lead
210136 | 29127 VIOLET DR |  | Polytube | Yes |  | 2022-12-19 |  | PVC | 1984 | Yes |  | 2022-12-19 |  | Non-lead
210137 | 5720 2ND AVE |  | Polytube | Yes |  | 2023-03-06 |  | PVC | 2021 | Yes |  | 2023-03-06 |  | Non-lead
210139 | 241 W IINDIES DR |  | Unknown, Non-Lead | Yes |  | 2024-04-05 |  | Unknown, Non-Lead | 1990 | Yes |  | 2024-04-05 |  | Non-lead
210140 | 137 E RIDGE RD |  | Polytube | Yes |  | 2021-03-11 |  | PVC | 1999 | Yes |  | 2021-03-11 |  | Non-lead
210141 | 40 S BLACKWATER LANE |  | Unknown, Non-Lead | Yes |  | 2023-01-24 |  | Unknown, Non-Lead | 1990 | Yes |  | 2023-01-24 |  | Non-lead
210143 | 58284 OVERSEAS Hwy |  | Polytube | Yes |  | 2023-03-03 |  | PVC | 2021 | Yes |  | 2023-03-03 |  | Non-lead
210144 | 99 S BAHAMA DR |  | Polytube | Yes |  | 2022-09-08 |  | PVC | 2021 | Yes |  | 2022-09-08 |  | Non-lead
210145 | 124 RIVIERA DR |  | Polytube | Yes |  | 2022-06-10 |  | PVC | 2021 | Yes |  | 2022-06-10 |  | Non-lead
210146 | 224 PEARL AVE |  | Polytube | Yes |  | 2022-06-13 |  | PVC | 1981 | Yes |  | 2022-06-13 |  | Non-lead
210147 | MARINA 500 BURTON DR |  | Polytube | Yes |  | 2023-12-15 |  | PVC | 2021 | Yes |  | 2023-12-15 |  | Non-lead
210148 | 102 ROYAL LANE |  | Polytube | Yes |  | 2022-06-07 |  | PVC | 2021 | Yes |  | 2022-06-07 |  | Non-lead
210151 | 35 BASS AVE |  | Unknown, Non-Lead | Yes |  | 2022-04-04 |  | Unknown, Non-Lead | 2014 | Yes |  | 2022-04-04 |  | Non-lead
210152 | 87524 OLD HWY |  | Polytube | Yes |  | 2023-10-06 |  | PVC | 2012 | Yes |  | 2023-10-06 |  | Non-lead
210156 | 744 SAWYER DR |  | Polytube | Yes |  | 2022-11-09 |  | PVC | 1972 | Yes |  | 2022-11-09 |  | Non-lead
210159 | 198 AZALEA ST |  | Unknown, Non-Lead | Yes |  | 2023-04-18 |  | Unknown, Non-Lead | 2021 | Yes |  | 2023-04-18 |  | Non-lead
210162 | 246 PUEBLO ST |  | Polytube | Yes |  | 2022-06-01 |  | PVC | 2021 | Yes |  | 2022-06-01 |  | Non-lead
210163 | 837 COPA D'ORO |  | Polytube | Yes |  | 2022-06-01 |  | PVC | 2021 | Yes |  | 2022-06-01 |  | Non-lead
210164 | 672 COLSON DR |  | Unknown, Non-Lead | Yes |  | 2021-11-04 |  | Unknown, Non-Lead | 2021 | Yes |  | 2021-11-04 |  | Non-lead
210167 | 1122 WATSON ST |  | Polytube | Yes |  | 2022-05-12 |  | PVC | 1948 | Yes |  | 2022-05-12 |  | Non-lead
210170 | 121 LAKE RD |  | Polytube | Yes |  | 2022-06-14 |  | Copper | 2021 | Yes |  | 2022-06-14 |  | Non-lead
210172 | DOCK LOT TOLLGATE SHORES DR |  | Polytube | Yes |  | 2022-06-30 |  | Copper | 2021 | Yes |  | 2022-06-30 |  | Non-lead
210173 | 125 BEACH RD |  | Ductile Iron | Yes |  | 2022-07-11 |  | Ductile Iron | 1953 | Yes |  | 2022-07-11 |  | Non-lead
210175 | 30894 PALM DR |  | Unknown, Non-Lead | No |  |  |  | Unknown, Non-Lead | 1993 | No |  |  |  | Non-lead
210180 | UNIT 5 82205 OVERSEAS HWY |  | Polytube | Yes |  | 2023-07-05 |  | PVC | 1948 | Yes |  | 2023-07-05 |  | Non-lead
210182 | 14 BASS AVE |  | Polytube | Yes |  | 2022-10-27 |  | PVC | 2021 | Yes |  | 2022-10-27 |  | Non-lead
210185 | 555 CORTE DE LUNA |  | Polytube | Yes |  | 2024-05-21 |  | PVC | 2021 | Yes |  | 2024-05-21 |  | Non-lead
210190 | 358 MAHOGANY DR |  | Unknown, Non-Lead | Yes |  | 2021-11-17 |  | Unknown, Non-Lead | 1988 | Yes |  | 2021-11-17 |  | Non-lead
210192 | 113 OVERSEAS HWY |  | Polytube | Yes |  | 2024-07-26 |  | Copper | 2021 | Yes |  | 2024-07-26 |  | Non-lead
210194 | UNITS C&D 10623 AVIATION BLVD |  | Polytube | Yes |  | 2022-10-05 |  | PVC | 2008 | Yes |  | 2022-10-05 |  | Non-lead
210197 | 29830 POND LN |  | Polytube | Yes |  | 2024-04-11 |  | PVC | 1981 | Yes |  | 2024-04-11 |  | Non-lead
210203 | 37 KEY HAVEN RD |  | Polytube | Yes |  | 2023-11-29 |  | PVC | 2021 | Yes |  | 2023-11-29 |  | Non-lead
210204 | 41 KEY HAVEN RD |  | Polytube | Yes |  | 2022-05-10 |  | PVC | 2021 | Yes |  | 2022-05-10 |  | Non-lead
210208 | 117 MOCKINGBIRD RD |  | Polytube | Yes |  | 2022-06-09 |  | PVC | 1980 | Yes |  | 2022-06-09 |  | Non-lead
210209 | 4 FISHERMANS TRL |  | Unknown, Non-Lead | Yes |  | 2021-04-12 |  | Unknown, Non-Lead | 1999 | Yes |  | 2021-04-12 |  | Non-lead
210212 | 655 92ND St |  | Unknown, Non-Lead | Yes |  | 2021-07-14 |  | PVC | 2021 | Yes |  | 2021-07-14 |  | Non-lead
210213 | 653 92ND St |  | Unknown, Non-Lead | Yes |  | 2024-04-17 |  | PVC | 2021 | Yes |  | 2024-04-17 |  | Non-lead
210214 | 17191 MARLIN DR |  | Unknown, Non-Lead | Yes |  | 2021-04-30 |  | Unknown, Non-Lead | 2021 | Yes |  | 2021-04-30 |  | Non-lead
210215 | 198 KEY HAVEN RD |  | Polytube | Yes |  | 2024-07-01 |  | PVC | 2021 | Yes |  | 2024-07-01 |  | Non-lead
210216 | 215 AVE G |  | Unknown, Non-Lead | Yes |  | 2021-08-02 |  | Unknown, Non-Lead | 2021 | Yes |  | 2021-08-02 |  | Non-lead
210217 | 800 104TH ST |  | Polytube | Yes |  | 2022-12-02 |  | PVC | 2021 | Yes |  | 2022-12-02 |  | Non-lead
210222 | 29545 CANAL ST |  | Polytube | Yes |  | 2023-01-10 |  | PVC | 1972 | Yes |  | 2023-01-10 |  | Non-lead
210223 | 57433 GOODLEY ST |  | Polytube | Yes |  | 2022-10-22 |  | PVC | 2021 | Yes |  | 2022-10-22 |  | Non-lead
210224 | 118 IROQUOIS ST |  | Polytube | Yes |  | 2022-05-31 |  | Copper | 1984 | Yes |  | 2022-05-31 |  | Non-lead
210225 | 137 N INDIES DR |  | Polytube | Yes |  | 2022-10-22 |  | PVC | 2021 | Yes |  | 2022-10-22 |  | Non-lead
210227 | 30 CACTUS DR |  | Polytube | Yes |  | 2023-08-11 |  | PVC | 2021 | Yes |  | 2023-08-11 |  | Non-lead
210228 | 23940 OVERSEAS HWY |  | Polytube | Yes |  | 2023-04-25 |  | PVC | 2021 | Yes |  | 2023-04-25 |  | Non-lead
210229 | 23920 OVERSEAS HWY |  | Polytube | Yes |  | 2023-04-25 |  | PVC | 2021 | Yes |  | 2023-04-25 |  | Non-lead
210230 | 698 W COPA D'ORO |  | Polytube | Yes |  | 2024-04-10 |  | PVC | 2021 | Yes |  | 2024-04-10 |  | Non-lead
210232 | 3450 DUCK AVE |  | Polytube | Yes |  | 2023-05-04 |  | PVC | 1943 | Yes |  | 2023-05-04 |  | Non-lead
210233 | 428 4TH RD |  | Unknown | Yes |  | 2021-04-30 |  | Unknown | 2021 | Yes |  | 2021-04-30 |  | Lead Status Unknown
210234 | 531 SOUND DR |  | Polytube | Yes |  | 2022-10-13 |  | PVC | 2021 | Yes |  | 2022-10-13 |  | Non-lead
210237 | 32714 TORTUGA LN |  | Unknown, Non-Lead | Yes |  | 2021-11-15 |  | Unknown, Non-Lead | 1999 | Yes |  | 2021-11-15 |  | Non-lead
210239 | 22917 LONG BEN LN |  | Unknown, Non-Lead | Yes |  | 2023-07-27 |  | Unknown, Non-Lead | 2020 | Yes |  | 2023-07-27 |  | Non-lead
210240 | 320 AMELIA ST |  | Polytube | Yes |  | 2024-08-23 |  | Unknown | 2021 | Yes |  | 2024-08-23 |  | Lead Status Unknown
210241 | 322 AMELIA ST |  | Polytube | Yes |  | 2023-01-19 |  | Unknown | 2021 | Yes |  | 2023-01-19 |  | Lead Status Unknown
210242 | 134 COCO PLUM DR |  | Polytube | Yes |  | 2024-07-29 |  | PVC | 2021 | Yes |  | 2024-07-29 |  | Non-lead
210243 | Unit 22-25 91200 Overseas Hwy |  | PVC | Yes |  | 2023-01-30 |  | PVC | 1978 | Yes |  | 2023-01-30 |  | Non-lead
210245 | 180 13TH ST |  | Polytube | Yes |  | 2022-10-22 |  | PVC | 2021 | Yes |  | 2022-10-22 |  | Non-lead
210250 | 1121 79TH OCEAN St |  | Polytube | Yes |  | 2023-01-24 |  | PVC | 2021 | Yes |  | 2023-01-24 |  | Non-lead
210251 | 1123 79TH OCEAN St |  | Polytube | Yes |  | 2023-01-18 |  | PVC | 2021 | Yes |  | 2023-01-18 |  | Non-lead
210252 | 120 SUNRISE DR |  | Polytube | Yes |  | 2024-05-20 |  | PVC | 1934 | Yes |  | 2024-05-20 |  | Non-lead
210253 | HYDRANT LK-198 ROCKLAND INVESTMENT ACCESS RD |  | Unknown, Non-Lead | No |  |  |  | Unknown, Non-Lead | 2021 | No |  |  |  | Non-lead
210259 | 2875 CENTRAL AVE |  | Polytube | Yes |  | 2023-11-30 |  | PVC | 1980 | Yes |  | 2023-11-30 |  | Non-lead
210260 | 113 SANDY COVE AVE |  | Polytube | Yes |  | 2022-05-31 |  | PVC | 2021 | Yes |  | 2022-05-31 |  | Non-lead
210264 | 104 LEONI DR |  | Polytube | Yes |  | 2023-08-08 |  | PVC | 1982 | Yes |  | 2023-08-08 |  | Non-lead
210265 | 1223 ROGERS LN |  | Polytube | Yes |  | 2022-12-28 |  | None | 2021 | Yes |  | 2022-12-28 |  | Non-lead
210266 | UNITS COTTAGES/POOL 123 BEACH RD |  | Polytube | Yes |  | 2022-05-16 |  | PVC | 1991 | Yes |  | 2022-05-16 |  | Non-lead
210267 | 35 HIBISCUS LN |  | Unknown, Non-Lead | Yes |  | 2021-05-20 |  | Unknown, Non-Lead | 2021 | Yes |  | 2021-05-20 |  | Non-lead
210269 | 58244 OVERSEAS HWY |  | Polytube | Yes |  | 2024-07-29 |  | PVC | 2021 | Yes |  | 2024-07-29 |  | Non-lead
210271 | 132 COCO PLUM DR |  | Polytube | Yes |  | 2022-10-22 |  | PVC | 2021 | Yes |  | 2022-10-22 |  | Non-lead
210272 | 81 AVENUE G |  | Polytube | Yes |  | 2022-10-22 |  | PVC | 2021 | Yes |  | 2022-10-22 |  | Non-lead
210273 | 101 AVE D |  | Unknown, Non-Lead | Yes |  | 2024-06-25 |  | PVC | 2006 | Yes |  | 2024-06-25 |  | Non-lead
210274 | 100 COCO PLUM Dr |  | Polytube | Yes |  | 2023-10-20 |  | Polytube | 2021 | Yes |  | 2023-10-20 |  | Non-lead
210275 | 102 COCO PLUM Dr |  | Polytube | Yes |  | 2022-10-22 |  | PVC | 2021 | Yes |  | 2022-10-22 |  | Non-lead
210277 | 8100 AVIATION Blvd |  | Polytube | Yes |  | 2023-01-31 |  | PVC | 2021 | Yes |  | 2023-01-31 |  | Non-lead
210279 | 125 ARCTIC Ave |  | Unknown, Non-Lead | Yes |  | 2021-10-31 |  | Unknown, Non-Lead | 2020 | Yes |  | 2021-10-31 |  | Non-lead
210280 | 801 39TH ST GULF |  | Polytube | Yes |  | 2024-02-29 |  | PVC | 1976 | Yes |  | 2024-02-29 |  | Non-lead
210281 | UNIT 02 802 39TH ST GULF |  | Polytube | Yes |  | 2023-06-23 |  | PVC | 1976 | Yes |  | 2023-06-23 |  | Non-lead
210282 | 803 39TH ST GULF |  | Polytube | Yes |  | 2022-07-29 |  | PVC | 1976 | Yes |  | 2022-07-29 |  | Non-lead
210283 | 804 39TH ST GULF |  | Polytube | Yes |  | 2023-02-17 |  | PVC | 1976 | Yes |  | 2023-02-17 |  | Non-lead
210284 | 805 39TH ST GULF |  | Polytube | Yes |  | 2023-06-23 |  | PVC | 1976 | Yes |  | 2023-06-23 |  | Non-lead
210285 | 806 39TH ST GULF |  | Unknown | Yes |  | 2024-08-31 |  | Unknown | 1976 | Yes |  | 2024-08-31 |  | Lead Status Unknown
210286 | 807 39TH ST GULF |  | Unknown | Yes |  | 2024-08-31 |  | Unknown | 1976 | Yes |  | 2024-08-31 |  | Lead Status Unknown
210288 | UNIT 09 809 39TH ST GULF |  | Unknown | Yes |  | 2024-08-31 |  | Unknown | 1976 | Yes |  | 2024-08-31 |  | Lead Status Unknown
210289 | 810 39TH ST GULF |  | Polytube | Yes |  | 2024-08-15 |  | PVC | 1976 | Yes |  | 2024-08-15 |  | Non-lead
210290 | 811 39TH ST GULF |  | Unknown | Yes |  | 2024-08-30 |  | Unknown | 1976 | Yes |  | 2024-08-30 |  | Lead Status Unknown
210291 | 812 39TH ST GULF |  | Polytube | Yes |  | 2023-02-17 |  | PVC | 1976 | Yes |  | 2023-02-17 |  | Non-lead
210292 | 813 39TH ST GULF |  | Unknown | Yes |  | 2024-08-31 |  | Unknown | 1976 | Yes |  | 2024-08-31 |  | Lead Status Unknown
210293 | 814 39TH ST GULF |  | Polytube | Yes |  | 2023-04-27 |  | PVC | 1976 | Yes |  | 2023-04-27 |  | Non-lead
210294 | 815 39TH ST GULF |  | Unknown | Yes |  | 2024-08-30 |  | Unknown | 1976 | Yes |  | 2024-08-30 |  | Lead Status Unknown
210295 | 816 39TH ST GULF |  | Unknown | Yes |  | 2024-08-31 |  | Unknown | 1976 | Yes |  | 2024-08-31 |  | Lead Status Unknown
210296 | 817 39TH ST GULF |  | Unknown | Yes |  | 2024-08-31 |  | Unknown | 1976 | Yes |  | 2024-08-31 |  | Lead Status Unknown
210297 | 818 39TH ST GULF |  | Unknown | Yes |  | 2024-08-30 |  | Unknown | 1976 | Yes |  | 2024-08-30 |  | Lead Status Unknown
210298 | 808 39TH ST GULF |  | Polytube | Yes |  | 2023-04-21 |  | PVC | 1976 | Yes |  | 2023-04-21 |  | Non-lead
210299 | COMMON 800 39TH ST GULF |  | Unknown | Yes |  | 2023-02-17 |  | Unknown | 1976 | Yes |  | 2023-02-17 |  | Lead Status Unknown
210302 | 225 LIGNUMVITAE DR |  | Unknown, Non-Lead | Yes |  | 2021-09-30 |  | Unknown, Non-Lead | 2021 | Yes |  | 2021-09-30 |  | Non-lead
210304 | 4670 DORN RD |  | Unknown, Non-Lead | Yes |  | 2023-11-01 |  | Unknown, Non-Lead | 1998 | Yes |  | 2023-11-01 |  | Non-lead
210305 | 1971 GROUPER DR |  | Unknown, Non-Lead | Yes |  | 2023-11-01 |  | Unknown, Non-Lead | 2021 | Yes |  | 2023-11-01 |  | Non-lead
210307 | 96 CALLE ENSUENO |  | Unknown, Non-Lead | Yes |  | 2022-05-31 |  | Unknown, Non-Lead | 2021 | Yes |  | 2022-05-31 |  | Non-lead
210308 | 430 PATTISON DR |  | Polytube | Yes |  | 2022-12-28 |  | PVC | 2021 | Yes |  | 2022-12-28 |  | Non-lead
210312 | 241 GULFVIEW DR |  | Unknown, Non-Lead | Yes |  | 2021-06-21 |  | Unknown, Non-Lead | 1989 | Yes |  | 2021-06-21 |  | Non-lead
210313 | IRRIGATION 101650 OVERSEAS HWY |  | Polytube | Yes |  | 2023-03-28 |  | PVC | 1960 | Yes |  | 2023-03-28 |  | Non-lead
210316 | 805 OLIVIA ST |  | Polytube | Yes |  | 2023-03-23 |  | PVC | 1938 | Yes |  | 2023-03-23 |  | Non-lead
210319 | RETAIL 124 DUVAL ST |  | Polytube | Yes |  | 2023-03-31 |  | PVC | 1948 | Yes |  | 2023-03-31 |  | Non-lead
210320 | 46 TRANSYLVANIA AVE |  | Polytube | Yes |  | 2022-10-31 |  | PVC | 2021 | Yes |  | 2022-10-31 |  | Non-lead
210321 | 51 N MARLIN AVE |  | Polytube | Yes |  | 2022-07-25 |  | PVC | 1958 | Yes |  | 2022-07-25 |  | Non-lead
210326 | 27381 W INDIES DR |  | Unknown, Non-Lead | No |  |  |  | Unknown, Non-Lead | 2021 | No |  |  |  | Non-lead
210330 | 28569 DOUBLOON RD |  | Polytube | Yes |  | 2023-01-23 |  | PVC | 2021 | Yes |  | 2023-01-23 |  | Non-lead
210331 | 406 LAGUNA AVE |  | Unknown, Non-Lead | Yes |  | 2021-06-21 |  | PVC | 2001 | Yes |  | 2021-06-21 |  | Non-lead
210337 | COMMERCIAL 30085 OVERSEAS HWY |  | Unknown, Non-Lead | No |  |  |  | Unknown, Non-Lead | 2020 | No |  |  |  | Non-lead
210343 | 316 BELMONT LN |  | Unknown, Non-Lead | Yes |  | 2021-07-08 |  | Unknown, Non-Lead | 2002 | Yes |  | 2021-07-08 |  | Non-lead
210346 | 77350 OVERSEAS HWY |  | Polytube | Yes |  | 2023-05-10 |  | PVC | 2021 | Yes |  | 2023-05-10 |  | Non-lead
210350 | 514 AVENIDA PRIMICERIA |  | Polytube | Yes |  | 2023-04-17 |  | PVC | 2021 | Yes |  | 2023-04-17 |  | Non-lead
210351 | 117 BIMINI DRIVE |  | Polytube | Yes |  | 2023-04-28 |  | PVC | 2021 | Yes |  | 2023-04-28 |  | Non-lead
210354 | 29691 CONSTITUTION AVE |  | Polytube | No |  |  |  | PVC | 2021 | No |  |  |  | Non-lead
210355 | 180 GALLEON RD |  | Polytube | Yes |  | 2023-02-01 |  | PVC | 2021 | Yes |  | 2023-02-01 |  | Non-lead
210367 | 335 STIRRUP KEY BLVD |  | Polytube | Yes |  | 2024-08-13 |  | PVC | 2021 | Yes |  | 2024-08-13 |  | Non-lead
210368 | 1269 ROGERS LN |  | Polytube | Yes |  | 2023-09-06 |  | None | 2021 | Yes |  | 2023-09-06 |  | Non-lead
210371 | 109 5TH LN |  | Polytube | Yes |  | 2023-02-07 |  | Copper | 2021 | Yes |  | 2023-02-07 |  | Non-lead
210376 | 114 AVE L |  | Polytube | Yes |  | 2023-06-16 |  | PVC | 2021 | Yes |  | 2023-06-16 |  | Non-lead
210379 | 9984 AVIATION Blvd |  | Polytube | Yes |  | 2023-02-24 |  | PVC | 2021 | Yes |  | 2023-02-24 |  | Non-lead
210380 | 1330 AVE H |  | Polytube | Yes |  | 2023-05-05 |  | PVC | 1986 | Yes |  | 2023-05-05 |  | Non-lead
210386 | 275 13TH ST |  | Polytube | Yes |  | 2022-10-22 |  | PVC | 2021 | Yes |  | 2022-10-22 |  | Non-lead
210389 | 122 N BAHAMA DR |  | Polytube | Yes |  | 2022-10-22 |  | PVC | 2021 | Yes |  | 2022-10-22 |  | Non-lead
210390 | 28427 GULF BLVD |  | Polytube | Yes |  | 2023-02-15 |  | PVC | 1979 | Yes |  | 2023-02-15 |  | Non-lead
210391 | 29437 INDEPENDENCE AVE |  | Polytube | Yes |  | 2023-11-03 |  | PVC | 2021 | Yes |  | 2023-11-03 |  | Non-lead
210392 | 26 N BOUNTY LN |  | Polytube | Yes |  | 2023-01-31 |  | PVC | 2021 | Yes |  | 2023-01-31 |  | Non-lead
210394 | 267 ST THOMAS AVE |  | Polytube | Yes |  | 2022-11-14 |  | PVC | 2021 | Yes |  | 2022-11-14 |  | Non-lead
210397 | 1017 PICARD LN |  | Polytube | Yes |  | 2023-02-03 |  | PVC | 1989 | Yes |  | 2023-02-03 |  | Non-lead
210399 | 89100 OVERSEAS HWY |  | Polytube | Yes |  | 2022-06-14 |  | PVC | 2021 | Yes |  | 2022-06-14 |  | Non-lead
210400 | 8 OCEAN REEF Dr |  | Polytube | Yes |  | 2023-02-14 |  | PVC | 2021 | Yes |  | 2023-02-14 |  | Non-lead
210401 | 643 CABRERA St |  | PVC | Yes |  | 2022-11-23 |  | Polytube | 2021 | Yes |  | 2022-11-23 |  | Non-lead
210402 | 227 CORSAIR RD |  | Polytube | Yes |  | 2023-05-25 |  | PVC | 2021 | Yes |  | 2023-05-25 |  | Non-lead
210407 | 101 BAYVIEW DR |  | Polytube | Yes |  | 2022-06-28 |  | PVC | 2021 | Yes |  | 2022-06-28 |  | Non-lead
210408 | 29015 PALMETTO DR |  | Polytube | Yes |  | 2023-01-26 |  | PVC | 1990 | Yes |  | 2023-01-26 |  | Non-lead
210420 | 181 S INDIES DR |  | Polytube | Yes |  | 2023-07-12 |  | PVC | 2021 | Yes |  | 2023-07-12 |  | Non-lead
210421 | 324 CALZADA DE BOUGANVILLEA |  | Polytube | Yes |  | 2023-06-30 |  | PVC | 2021 | Yes |  | 2023-06-30 |  | Non-lead
210424 | 136 COCO PLUM DR |  | Polytube | Yes |  | 2022-10-22 |  | PVC | 2021 | Yes |  | 2022-10-22 |  | Non-lead
210426 | 425 SOMBRERO BEACH RD |  | Polytube | Yes |  | 2023-05-23 |  | PVC | 2021 | Yes |  | 2023-05-23 |  | Non-lead
210430 | HYDRANT UK5-129 PALM & SR 905 DR |  | Ductile Iron | Yes |  | 2025-04-23 |  | Ductile Iron | 2021 | Yes |  | 2023-03-28 |  | Non-lead
210431 | 374 MAHOGANY DR |  | Polytube | Yes |  | 2023-02-08 |  | PVC | 2021 | Yes |  | 2023-02-08 |  | Non-lead
210432 | 14 EAGLE DR |  | Polytube | Yes |  | 2023-05-04 |  | PVC | 2021 | Yes |  | 2023-05-04 |  | Non-lead
210433 | 29 BAKER RD |  | Polytube | Yes |  | 2022-07-07 |  | PVC | 2021 | Yes |  | 2022-07-07 |  | Non-lead
210435 | 780 104TH ST |  | Polytube | Yes |  | 2022-06-16 |  | PVC | 2021 | Yes |  | 2022-06-16 |  | Non-lead
210437 | 612 PORTIA CIR |  | Polytube | Yes |  | 2023-01-31 |  | PVC | 2021 | Yes |  | 2023-01-31 |  | Non-lead
210439 | 156 GIARDINO DR |  | Polytube | Yes |  | 2021-09-03 |  | PVC | 1989 | Yes |  | 2021-09-03 |  | Non-lead
210441 | 27434 ST LUCIE LN |  | Polytube | No |  |  |  | PVC | 2021 | No |  |  |  | Non-lead
210442 | 80 CAMINO REAL |  | Polytube | Yes |  | 2022-09-20 |  | PVC | 2021 | Yes |  | 2022-09-20 |  | Non-lead
210444 | 1996 OVERSEAS HWY |  | Unknown, Non-Lead | Yes |  | 2021-09-10 |  | Unknown, Non-Lead | 2014 | Yes |  | 2021-09-10 |  | Non-lead
210447 | 409 THIRD ST |  | Unknown, Non-Lead | Yes |  | 2021-09-16 |  | Unknown, Non-Lead | 1992 | Yes |  | 2021-09-16 |  | Non-lead
210448 | 30231 COCONUT HWY |  | Polytube | Yes |  | 2022-11-15 |  | PVC | 1980 | Yes |  | 2022-11-15 |  | Non-lead
210451 | 13 COUNTRY CLUB RD |  | Polytube | Yes |  | 2023-02-14 |  | PVC | 2021 | Yes |  | 2023-02-14 |  | Non-lead
210452 | 38 N BOUNTY LN |  | Polytube | Yes |  | 2023-01-31 |  | PVC | 2021 | Yes |  | 2023-01-31 |  | Non-lead
210454 | 3659 TRADEWINDS ST |  | Unknown, Non-Lead | No |  |  |  | Unknown, Non-Lead | 1990 | No |  |  |  | Non-lead
210455 | 1690 COCO PLUM DR |  | Polytube | Yes |  | 2023-07-10 |  | PVC | 2021 | Yes |  | 2023-07-10 |  | Non-lead
210458 | 34 HIBISCUS LN |  | Polytube | Yes |  | 2023-01-30 |  | PVC | 1981 | Yes |  | 2023-01-30 |  | Non-lead
210467 | 335 S HARBOR Dr |  | Polytube | Yes |  | 2023-09-15 |  | PVC | 2021 | Yes |  | 2023-09-15 |  | Non-lead
210468 | 25 BONITA AVE |  | Polytube | Yes |  | 2022-07-25 |  | PVC | 2021 | Yes |  | 2022-07-25 |  | Non-lead
210470 | 124 AVENUE E |  | Polytube | Yes |  | 2022-10-22 |  | PVC | 2021 | Yes |  | 2022-10-22 |  | Non-lead
210471 | UNIT A 400 101 ST |  | Polytube | Yes |  | 2022-10-04 |  | PVC | 2021 | Yes |  | 2022-10-04 |  | Non-lead
210472 | UNIT B 400 101 ST |  | Polytube | Yes |  | 2022-10-04 |  | PVC | 2021 | Yes |  | 2022-10-04 |  | Non-lead
210473 | UNIT A 410 101 ST |  | Polytube | Yes |  | 2023-08-22 |  | PVC | 2021 | Yes |  | 2023-08-22 |  | Non-lead
210474 | UNIT B 410 101 ST |  | Polytube | Yes |  | 2022-10-04 |  | PVC | 2021 | Yes |  | 2022-10-04 |  | Non-lead
210475 | UNIT A 420 101 ST |  | Polytube | Yes |  | 2022-10-04 |  | PVC | 2021 | Yes |  | 2022-10-04 |  | Non-lead
210476 | UNIT B 420 101 ST |  | Polytube | Yes |  | 2024-01-19 |  | PVC | 2021 | Yes |  | 2024-01-19 |  | Non-lead
210477 | 790 104 ST |  | Polytube | Yes |  | 2024-04-17 |  | PVC | 2021 | Yes |  | 2024-04-17 |  | Non-lead
210479 | 29331 CYPRESS DR |  | Polytube | Yes |  | 2022-12-15 |  | PVC | 1986 | Yes |  | 2022-12-15 |  | Non-lead
210482 | 5450 DORN RD |  | Unknown, Non-Lead | Yes |  | 2023-09-13 |  | Unknown, Non-Lead | 1997 | Yes |  | 2023-09-13 |  | Non-lead
210483 | 5430 DORN RD |  | Unknown, Non-Lead | Yes |  | 2023-11-22 |  | Unknown, Non-Lead | 1996 | Yes |  | 2023-11-22 |  | Non-lead
210484 | 30948 MERCEDES RD |  | Unknown, Non-Lead | Yes |  | 2023-07-27 |  | Unknown, Non-Lead | 2021 | Yes |  | 2023-07-27 |  | Non-lead
210485 | 30940 MERCEDES RD |  | Unknown, Non-Lead | Yes |  | 2023-07-27 |  | Unknown, Non-Lead | 2021 | Yes |  | 2023-07-27 |  | Non-lead
210486 | 30932 MERCEDES RD |  | Unknown, Non-Lead | Yes |  | 2023-07-27 |  | Unknown, Non-Lead | 2021 | Yes |  | 2023-07-27 |  | Non-lead
210487 | 30924 MERCEDES RD |  | Unknown, Non-Lead | Yes |  | 2023-07-31 |  | Unknown, Non-Lead | 2021 | Yes |  | 2023-07-31 |  | Non-lead
210488 | 30916 MERCEDES RD |  | Unknown, Non-Lead | Yes |  | 2023-07-28 |  | Unknown, Non-Lead | 2021 | Yes |  | 2023-07-28 |  | Non-lead
210489 | 30908 MERCEDES RD |  | Unknown, Non-Lead | No |  |  |  | Unknown, Non-Lead | 2021 | No |  |  |  | Non-lead
210490 | 30905 NATHALIE RD |  | Unknown, Non-Lead | Yes |  | 2023-07-31 |  | Unknown, Non-Lead | 2021 | Yes |  | 2023-07-31 |  | Non-lead
210491 | 30929 NATHALIE RD |  | Unknown, Non-Lead | Yes |  | 2023-07-28 |  | Unknown, Non-Lead | 2021 | Yes |  | 2023-07-28 |  | Non-lead
210492 | 30921 NATHALIE RD |  | Unknown, Non-Lead | Yes |  | 2023-07-27 |  | Unknown, Non-Lead | 2021 | Yes |  | 2023-07-27 |  | Non-lead
210493 | 30937 NATHALIE RD |  | Unknown, Non-Lead | Yes |  | 2023-07-27 |  | Unknown, Non-Lead | 2021 | Yes |  | 2023-07-27 |  | Non-lead
210494 | 30953 NATHALIE RD |  | Unknown, Non-Lead | Yes |  | 2023-07-27 |  | Unknown, Non-Lead | 2021 | Yes |  | 2023-07-27 |  | Non-lead
210495 | 210 SANDS RD |  | Unknown, Non-Lead | Yes |  | 2023-07-27 |  | Unknown, Non-Lead | 2021 | Yes |  | 2023-07-27 |  | Non-lead
210496 | 220 SANDS RD |  | Unknown, Non-Lead | Yes |  | 2023-07-27 |  | Unknown, Non-Lead | 2021 | Yes |  | 2023-07-27 |  | Non-lead
210497 | 230 SANDS RD |  | Unknown, Non-Lead | Yes |  | 2023-07-27 |  | Unknown, Non-Lead | 2021 | Yes |  | 2023-07-27 |  | Non-lead
210498 | 240 SANDS RD |  | Unknown, Non-Lead | Yes |  | 2023-07-27 |  | Unknown, Non-Lead | 2021 | Yes |  | 2023-07-27 |  | Non-lead
210499 | 30954 BAILEY RD |  | Unknown, Non-Lead | Yes |  | 2023-07-27 |  | Unknown, Non-Lead | 2021 | Yes |  | 2023-07-27 |  | Non-lead
210500 | 30939 BAILEY RD |  | Unknown, Non-Lead | Yes |  | 2023-07-27 |  | Unknown, Non-Lead | 2021 | Yes |  | 2023-07-27 |  | Non-lead
210501 | 30947 BAILEY RD |  | Unknown, Non-Lead | Yes |  | 2023-07-28 |  | Unknown, Non-Lead | 2021 | Yes |  | 2023-07-28 |  | Non-lead
210502 | 30955 BAILEY RD |  | Unknown, Non-Lead | Yes |  | 2023-07-27 |  | Unknown, Non-Lead | 2021 | Yes |  | 2023-07-27 |  | Non-lead
210503 | 30906 BAILEY RD |  | Unknown, Non-Lead | Yes |  | 2023-07-27 |  | Unknown, Non-Lead | 2021 | Yes |  | 2023-07-27 |  | Non-lead
210504 | 30914 BAILEY RD |  | Unknown, Non-Lead | Yes |  | 2023-07-27 |  | Unknown, Non-Lead | 2021 | Yes |  | 2023-07-27 |  | Non-lead
210505 | 30922 BAILEY RD |  | Unknown, Non-Lead | Yes |  | 2023-08-01 |  | Unknown, Non-Lead | 2021 | Yes |  | 2023-08-01 |  | Non-lead
210506 | 30930 BAILEY RD |  | Unknown, Non-Lead | Yes |  | 2023-07-27 |  | Unknown, Non-Lead | 2021 | Yes |  | 2023-07-27 |  | Non-lead
210507 | 30938 BAILEY RD |  | Unknown, Non-Lead | Yes |  | 2023-07-27 |  | Unknown, Non-Lead | 2021 | Yes |  | 2023-07-27 |  | Non-lead
210509 | 542 SOMBRERO BEACH Rd |  | Polytube | Yes |  | 2024-08-15 |  | PVC | 2021 | Yes |  | 2024-08-15 |  | Non-lead
210511 | 966 PLANTATION RD |  | Polytube | Yes |  | 2023-12-06 |  | None | 2021 | Yes |  | 2023-12-06 |  | Non-lead
210514 | 333 STIRRUP KEY BLVD |  | Polytube | Yes |  | 2023-02-21 |  | PVC | 2021 | Yes |  | 2023-02-21 |  | Non-lead
210516 | IRRIGATION 81200 OVERSEAS HWY |  | Polytube | Yes |  | 2022-07-19 |  | PVC | 1966 | Yes |  | 2022-07-19 |  | Non-lead
210521 | 224 TIDE AVE |  | Polytube | Yes |  | 2023-07-19 |  | Copper | 1996 | Yes |  | 2023-07-19 |  | Non-lead
210522 | BOAT WASH NAVY BEHIND AMPHITHEATRE |  | Polytube | Yes |  | 2023-09-22 |  | Polytube | 2021 | Yes |  | 2023-09-22 |  | Non-lead
210523 | 343 INDIES RD |  | Unknown, Non-Lead | No |  |  |  | Unknown, Non-Lead | 1996 | No |  |  |  | Non-lead
210524 | 107 POINT PLEASANT DR |  | Polytube | Yes |  | 2023-01-30 |  | PVC | 2021 | Yes |  | 2023-01-30 |  | Non-lead
210525 | 253 INDIES RD |  | Polytube | Yes |  | 2023-05-04 |  | PVC | 2021 | Yes |  | 2023-05-04 |  | Non-lead
210528 | UNIT 2 201 N OCEAN DR |  | Polytube | Yes |  | 2023-03-31 |  | PVC | 1961 | Yes |  | 2023-03-31 |  | Non-lead
210529 | UNIT 3 201 N. OCEAN DR |  | Polytube | Yes |  | 2023-12-04 |  | PVC | 1961 | Yes |  | 2023-12-04 |  | Non-lead
210530 | 30980 WITTERS LN |  | Polytube | Yes |  | 2022-11-28 |  | PVC | 2021 | Yes |  | 2022-11-28 |  | Non-lead
210531 | 25 COCO PLUM DR |  | Polytube | Yes |  | 2022-10-22 |  | PVC | 2021 | Yes |  | 2022-10-22 |  | Non-lead
210532 | 242 PESCAYO AVE |  | Polytube | Yes |  | 2024-06-10 |  | PVC | 2021 | Yes |  | 2024-06-10 |  | Non-lead
210537 | 19 CORAL WAY |  | Unknown, Non-Lead | Yes |  | 2021-11-09 |  | Unknown, Non-Lead | 2004 | Yes |  | 2021-11-09 |  | Non-lead
210538 | 29520 RANGER AVE |  | Polytube | Yes |  | 2022-12-01 |  | PVC | 2021 | Yes |  | 2022-12-01 |  | Non-lead
210539 | HOUSE 12585 OVERSEAS HWY |  | Unknown, Non-Lead | Yes |  | 2021-10-21 |  | Unknown, Non-Lead | 2019 | Yes |  | 2021-10-21 |  | Non-lead
210541 | 85327 OVERSEAS Hwy |  | Polytube | Yes |  | 2022-06-28 |  | PVC | 2021 | Yes |  | 2022-06-28 |  | Non-lead
210542 | 85331 OVERSEAS HWY |  | Polytube | Yes |  | 2022-06-28 |  | PVC | 2021 | Yes |  | 2022-06-28 |  | Non-lead
210546 | HYDRANT KW-157 CAROLINE & WHITEHEAD ST |  | Unknown, Non-Lead | Yes |  | 2022-06-02 |  | Unknown, Non-Lead | 2021 | Yes |  | 2022-06-02 |  | Non-lead
210547 | 855 50TH ST GULF |  | Polytube | Yes |  | 2023-02-14 |  | PVC | 1958 | Yes |  | 2023-02-14 |  | Non-lead
210548 | 875 50TH ST GULF |  | Unknown, Non-Lead | Yes |  | 2023-02-14 |  | PVC | 2021 | Yes |  | 2023-02-14 |  | Non-lead
210553 | LIFT STATION 1 5224 COLLEGE RD |  | Polytube | Yes |  | 2023-10-05 |  | Polytube | 2021 | Yes |  | 2023-10-05 |  | Non-lead
210554 | LIFT STATION 2 5220 COLLEGE RD |  | Polytube | Yes |  | 2023-03-13 |  | Polytube | 2021 | Yes |  | 2023-03-13 |  | Non-lead
210555 | GARBAGE AREA 5222 COLLEGE RD |  | Unknown, Non-Lead | Yes |  | 2023-03-13 |  | Unknown, Non-Lead | 2021 | Yes |  | 2023-03-13 |  | Non-lead
210556 | FIRE 1 5224 COLLEGE RD |  | Unknown, Non-Lead | Yes |  | 2023-03-13 |  | Unknown, Non-Lead | 2021 | Yes |  | 2023-03-13 |  | Non-lead
210557 | FIRE 2 5222 COLLEGE RD |  | Unknown, Non-Lead | Yes |  | 2023-03-13 |  | Unknown, Non-Lead | 2021 | Yes |  | 2023-03-13 |  | Non-lead
210558 | FIRE 3 5220 COLLEGE RD |  | Unknown, Non-Lead | Yes |  | 2023-03-13 |  | Unknown, Non-Lead | 2021 | Yes |  | 2023-03-13 |  | Non-lead
210559 | A-101 5224 COLLEGE RD |  | Unknown, Non-Lead | No |  |  |  | Unknown, Non-Lead | 2021 | No |  |  |  | Non-lead
210560 | A-102 5224 COLLEGE RD |  | Unknown, Non-Lead | Yes |  | 2023-03-10 |  | Unknown, Non-Lead | 2021 | Yes |  | 2023-03-10 |  | Non-lead
210561 | A-103 5224 COLLEGE RD |  | Unknown, Non-Lead | No |  |  |  | Unknown, Non-Lead | 2021 | No |  |  |  | Non-lead
210562 | A-104 5224 COLLEGE RD |  | Unknown, Non-Lead | No |  |  |  | Unknown, Non-Lead | 2021 | No |  |  |  | Non-lead
210563 | A-105 5224 COLLEGE RD |  | Unknown, Non-Lead | No |  |  |  | Unknown, Non-Lead | 2021 | No |  |  |  | Non-lead
210564 | B-101 5222 COLLEGE RD |  | Polytube | Yes |  | 2024-11-13 |  | PVC | 2021 | Yes |  | 2024-11-13 |  | Non-lead
210565 | B-102 5222 COLLEGE RD |  | Unknown, Non-Lead | Yes |  | 2023-03-10 |  | Unknown, Non-Lead | 2021 | Yes |  | 2023-03-10 |  | Non-lead
210566 | B-103 5222 COLLEGE RD |  | Unknown, Non-Lead | Yes |  | 2023-03-10 |  | Unknown, Non-Lead | 2021 | Yes |  | 2023-03-10 |  | Non-lead
210567 | B-104 5222 COLLEGE RD |  | Unknown, Non-Lead | Yes |  | 2023-03-10 |  | Unknown, Non-Lead | 2021 | Yes |  | 2023-03-10 |  | Non-lead
210568 | B-105 5222 COLLEGE RD |  | Unknown, Non-Lead | Yes |  | 2023-03-10 |  | Unknown, Non-Lead | 2021 | Yes |  | 2023-03-10 |  | Non-lead
210569 | B-106 5222 COLLEGE RD |  | Unknown, Non-Lead | Yes |  | 2023-03-10 |  | Unknown, Non-Lead | 2021 | Yes |  | 2023-03-10 |  | Non-lead
210570 | B-107 5222 COLLEGE RD |  | Unknown, Non-Lead | Yes |  | 2023-03-10 |  | Unknown, Non-Lead | 2021 | Yes |  | 2023-03-10 |  | Non-lead
210571 | B-108 5222 COLLEGE RD |  | Unknown, Non-Lead | Yes |  | 2023-11-30 |  | Unknown, Non-Lead | 2021 | Yes |  | 2023-11-30 |  | Non-lead
210572 | B-109 5222 COLLEGE RD |  | Unknown, Non-Lead | Yes |  | 2023-03-13 |  | Unknown, Non-Lead | 2021 | Yes |  | 2023-03-13 |  | Non-lead
210573 | B-110 5222 COLLEGE RD |  | Unknown, Non-Lead | Yes |  | 2023-03-13 |  | Unknown, Non-Lead | 2021 | Yes |  | 2023-03-13 |  | Non-lead
210574 | B-111 5222 COLLEGE RD |  | Unknown, Non-Lead | Yes |  | 2023-03-13 |  | Unknown, Non-Lead | 2021 | Yes |  | 2023-03-13 |  | Non-lead
210575 | B-112 5222 COLLEGE RD |  | Unknown, Non-Lead | Yes |  | 2023-03-13 |  | Unknown, Non-Lead | 2021 | Yes |  | 2023-03-13 |  | Non-lead
210576 | B-113 5222 COLLEGE RD |  | Unknown, Non-Lead | Yes |  | 2023-03-13 |  | Unknown, Non-Lead | 2021 | Yes |  | 2023-03-13 |  | Non-lead
210577 | B-114 5222 COLLEGE RD |  | Unknown, Non-Lead | Yes |  | 2023-03-13 |  | Unknown, Non-Lead | 2021 | Yes |  | 2023-03-13 |  | Non-lead
210578 | B-115 5222 COLLEGE RD |  | Unknown, Non-Lead | Yes |  | 2023-10-11 |  | Unknown, Non-Lead | 2021 | Yes |  | 2023-10-11 |  | Non-lead
210579 | B-116 5222 COLLEGE RD |  | Unknown, Non-Lead | Yes |  | 2023-03-13 |  | Unknown, Non-Lead | 2021 | Yes |  | 2023-03-13 |  | Non-lead
210580 | B-117 5222 COLLEGE RD |  | Unknown, Non-Lead | Yes |  | 2023-03-13 |  | Unknown, Non-Lead | 2021 | Yes |  | 2023-03-13 |  | Non-lead
210581 | B-118 5222 COLLEGE RD |  | Unknown, Non-Lead | Yes |  | 2023-03-13 |  | Unknown, Non-Lead | 2021 | Yes |  | 2023-03-13 |  | Non-lead
210582 | B-119 5222 COLLEGE RD |  | Unknown, Non-Lead | Yes |  | 2023-03-13 |  | Unknown, Non-Lead | 2021 | Yes |  | 2023-03-13 |  | Non-lead
210583 | B-120 5222 COLLEGE RD |  | Unknown, Non-Lead | Yes |  | 2023-03-13 |  | Unknown, Non-Lead | 2021 | Yes |  | 2023-03-13 |  | Non-lead
210584 | B-121 5222 COLLEGE RD |  | Unknown, Non-Lead | Yes |  | 2023-03-13 |  | Unknown, Non-Lead | 2021 | Yes |  | 2023-03-13 |  | Non-lead
210585 | B-122 5222 COLLEGE RD |  | Unknown, Non-Lead | Yes |  | 2023-03-13 |  | Unknown, Non-Lead | 2021 | Yes |  | 2023-03-13 |  | Non-lead
210586 | C-101 5220 COLLEGE RD |  | Unknown, Non-Lead | Yes |  | 2023-03-13 |  | Unknown, Non-Lead | 2021 | Yes |  | 2023-03-13 |  | Non-lead
210587 | C-102 5220 COLLEGE RD |  | Unknown, Non-Lead | Yes |  | 2023-03-13 |  | Unknown, Non-Lead | 2021 | Yes |  | 2023-03-13 |  | Non-lead
210588 | C-103 5220 COLLEGE RD |  | Unknown, Non-Lead | Yes |  | 2023-03-13 |  | Unknown, Non-Lead | 2021 | Yes |  | 2023-03-13 |  | Non-lead
210589 | C-104 5220 COLLEGE RD |  | Unknown, Non-Lead | Yes |  | 2024-03-25 |  | Unknown, Non-Lead | 2021 | Yes |  | 2024-03-25 |  | Non-lead
210590 | C-105 5220 COLLEGE RD |  | Unknown, Non-Lead | Yes |  | 2023-03-13 |  | Unknown, Non-Lead | 2021 | Yes |  | 2023-03-13 |  | Non-lead
210591 | C-106 5220 COLLEGE RD |  | Unknown, Non-Lead | Yes |  | 2023-03-13 |  | Unknown, Non-Lead | 2021 | Yes |  | 2023-03-13 |  | Non-lead
210592 | C-107 5220 COLLEGE RD |  | Unknown, Non-Lead | Yes |  | 2023-03-13 |  | Unknown, Non-Lead | 2021 | Yes |  | 2023-03-13 |  | Non-lead
210593 | C-108 5220 COLLEGE RD |  | Unknown, Non-Lead | Yes |  | 2023-03-13 |  | Unknown, Non-Lead | 2021 | Yes |  | 2023-03-13 |  | Non-lead
210594 | C-109 5220 COLLEGE RD |  | Unknown, Non-Lead | Yes |  | 2023-03-13 |  | Unknown, Non-Lead | 2021 | Yes |  | 2023-03-13 |  | Non-lead
210595 | C-110 5220 COLLEGE RD |  | Unknown, Non-Lead | Yes |  | 2023-03-13 |  | Unknown, Non-Lead | 2021 | Yes |  | 2023-03-13 |  | Non-lead
210596 | C-111 5220 COLLEGE RD |  | Unknown, Non-Lead | Yes |  | 2023-03-13 |  | Unknown, Non-Lead | 2021 | Yes |  | 2023-03-13 |  | Non-lead
210597 | B-201 5222 COLLEGE RD |  | Unknown, Non-Lead | No |  |  |  | Unknown, Non-Lead | 2021 | No |  |  |  | Non-lead
210598 | B-202 5222 COLLEGE RD |  | Unknown, Non-Lead | Yes |  | 2023-03-10 |  | Unknown, Non-Lead | 2021 | Yes |  | 2023-03-10 |  | Non-lead
210599 | B-203 5222 COLLEGE RD |  | Unknown, Non-Lead | Yes |  | 2023-03-10 |  | Unknown, Non-Lead | 2021 | Yes |  | 2023-03-10 |  | Non-lead
210600 | B-204 5222 COLLEGE RD |  | Unknown, Non-Lead | Yes |  | 2023-07-12 |  | Unknown, Non-Lead | 2021 | Yes |  | 2023-07-12 |  | Non-lead
210601 | B-205 5222 COLLEGE RD |  | Unknown, Non-Lead | Yes |  | 2023-03-10 |  | Unknown, Non-Lead | 2021 | Yes |  | 2023-03-10 |  | Non-lead
210602 | B-206 5222 COLLEGE RD |  | Unknown, Non-Lead | Yes |  | 2023-03-10 |  | Unknown, Non-Lead | 2021 | Yes |  | 2023-03-10 |  | Non-lead
210603 | B-207 5222 COLLEGE RD |  | Unknown, Non-Lead | Yes |  | 2023-03-13 |  | Unknown, Non-Lead | 2021 | Yes |  | 2023-03-13 |  | Non-lead
210604 | B-208 5222 COLLEGE RD |  | Unknown, Non-Lead | Yes |  | 2023-03-13 |  | Unknown, Non-Lead | 2021 | Yes |  | 2023-03-13 |  | Non-lead
210605 | B-209 5222 COLLEGE RD |  | Unknown, Non-Lead | Yes |  | 2023-03-10 |  | Unknown, Non-Lead | 2021 | Yes |  | 2023-03-10 |  | Non-lead
210606 | B-210 5222 COLLEGE RD |  | Unknown, Non-Lead | Yes |  | 2023-10-24 |  | Unknown, Non-Lead | 2021 | Yes |  | 2023-10-24 |  | Non-lead
210607 | B-211 5222 COLLEGE RD |  | Unknown, Non-Lead | Yes |  | 2023-03-13 |  | Unknown, Non-Lead | 2021 | Yes |  | 2023-03-13 |  | Non-lead
210608 | B-212 5222 COLLEGE RD |  | Unknown, Non-Lead | Yes |  | 2023-03-10 |  | Unknown, Non-Lead | 2021 | Yes |  | 2023-03-10 |  | Non-lead
210609 | B-213 5222 COLLEGE RD |  | Unknown, Non-Lead | Yes |  | 2023-03-13 |  | Unknown, Non-Lead | 2021 | Yes |  | 2023-03-13 |  | Non-lead
210610 | B-214 5222 COLLEGE RD |  | Unknown, Non-Lead | Yes |  | 2023-03-13 |  | Unknown, Non-Lead | 2021 | Yes |  | 2023-03-13 |  | Non-lead
210611 | B-215 5222 COLLEGE RD |  | Unknown, Non-Lead | Yes |  | 2023-03-13 |  | Unknown, Non-Lead | 2021 | Yes |  | 2023-03-13 |  | Non-lead
210612 | B-216 5222 COLLEGE RD |  | Unknown, Non-Lead | Yes |  | 2023-03-13 |  | Unknown, Non-Lead | 2021 | Yes |  | 2023-03-13 |  | Non-lead
210613 | B-217 5222 COLLEGE RD |  | Unknown, Non-Lead | Yes |  | 2023-03-13 |  | Unknown, Non-Lead | 2021 | Yes |  | 2023-03-13 |  | Non-lead
210614 | B-218 5222 COLLEGE RD |  | Unknown, Non-Lead | Yes |  | 2023-03-13 |  | Unknown, Non-Lead | 2021 | Yes |  | 2023-03-13 |  | Non-lead
210615 | B-219 5222 COLLEGE RD |  | Unknown, Non-Lead | Yes |  | 2023-03-13 |  | Unknown, Non-Lead | 2021 | Yes |  | 2023-03-13 |  | Non-lead
210616 | B-220 5222 COLLEGE RD |  | Unknown, Non-Lead | Yes |  | 2023-03-13 |  | Unknown, Non-Lead | 2021 | Yes |  | 2023-03-13 |  | Non-lead
210617 | B-221 5222 COLLEGE RD |  | Unknown, Non-Lead | Yes |  | 2023-03-13 |  | Unknown, Non-Lead | 2021 | Yes |  | 2023-03-13 |  | Non-lead
210618 | B-222 5222 COLLEGE RD |  | Unknown, Non-Lead | Yes |  | 2023-03-13 |  | Unknown, Non-Lead | 2021 | Yes |  | 2023-03-13 |  | Non-lead
210619 | C-201 5220 COLLEGE RD |  | Unknown, Non-Lead | Yes |  | 2023-03-13 |  | Unknown, Non-Lead | 2021 | Yes |  | 2023-03-13 |  | Non-lead
210620 | C-202 5220 COLLEGE RD |  | Unknown, Non-Lead | Yes |  | 2023-03-13 |  | Unknown, Non-Lead | 2021 | Yes |  | 2023-03-13 |  | Non-lead
210621 | C-203 5220 COLLEGE RD |  | Unknown, Non-Lead | Yes |  | 2023-03-13 |  | Unknown, Non-Lead | 2021 | Yes |  | 2023-03-13 |  | Non-lead
210622 | C-204 5220 COLLEGE RD |  | Unknown, Non-Lead | Yes |  | 2023-03-13 |  | Unknown, Non-Lead | 2021 | Yes |  | 2023-03-13 |  | Non-lead
210623 | C-205 5220 COLLEGE RD |  | Unknown, Non-Lead | Yes |  | 2023-03-13 |  | Unknown, Non-Lead | 2021 | Yes |  | 2023-03-13 |  | Non-lead
210624 | C-206 5220 COLLEGE RD |  | Unknown, Non-Lead | Yes |  | 2023-03-13 |  | Unknown, Non-Lead | 2021 | Yes |  | 2023-03-13 |  | Non-lead
210625 | C-207 5220 COLLEGE RD |  | Unknown, Non-Lead | Yes |  | 2023-10-26 |  | Unknown, Non-Lead | 2021 | Yes |  | 2023-10-26 |  | Non-lead
210626 | C-208 5220 COLLEGE RD |  | Unknown, Non-Lead | Yes |  | 2023-03-13 |  | Unknown, Non-Lead | 2021 | Yes |  | 2023-03-13 |  | Non-lead
210627 | C-209 5220 COLLEGE RD |  | Unknown, Non-Lead | Yes |  | 2023-03-13 |  | Unknown, Non-Lead | 2021 | Yes |  | 2023-03-13 |  | Non-lead
210628 | C-210 5220 COLLEGE RD |  | Unknown, Non-Lead | Yes |  | 2023-03-13 |  | Unknown, Non-Lead | 2021 | Yes |  | 2023-03-13 |  | Non-lead
210629 | C-211 5220 COLLEGE RD |  | Unknown, Non-Lead | Yes |  | 2023-03-13 |  | Unknown, Non-Lead | 2021 | Yes |  | 2023-03-13 |  | Non-lead
210630 | B-301 5222 COLLEGE RD |  | Unknown, Non-Lead | Yes |  | 2024-09-24 |  | Unknown, Non-Lead | 2021 | Yes |  | 2024-09-24 |  | Non-lead
210631 | B-302 5222 COLLEGE RD |  | Unknown, Non-Lead | No |  |  |  | Unknown, Non-Lead | 2021 | No |  |  |  | Non-lead
210632 | B-303 5222 COLLEGE RD |  | Unknown, Non-Lead | Yes |  | 2023-03-10 |  | Unknown, Non-Lead | 2021 | Yes |  | 2023-03-10 |  | Non-lead
210633 | B-304 5222 COLLEGE RD |  | Unknown, Non-Lead | Yes |  | 2023-03-10 |  | Unknown, Non-Lead | 2021 | Yes |  | 2023-03-10 |  | Non-lead
210634 | B-305 5222 COLLEGE RD |  | Unknown, Non-Lead | Yes |  | 2023-03-10 |  | Unknown, Non-Lead | 2021 | Yes |  | 2023-03-10 |  | Non-lead
210635 | B-306 5222 COLLEGE RD |  | Unknown, Non-Lead | Yes |  | 2023-03-10 |  | Unknown, Non-Lead | 2021 | Yes |  | 2023-03-10 |  | Non-lead
210636 | B-307 5222 COLLEGE RD |  | Unknown, Non-Lead | Yes |  | 2023-03-13 |  | Unknown, Non-Lead | 2021 | Yes |  | 2023-03-13 |  | Non-lead
210637 | B-308 5222 COLLEGE RD |  | Unknown, Non-Lead | Yes |  | 2023-03-10 |  | Unknown, Non-Lead | 2021 | Yes |  | 2023-03-10 |  | Non-lead
210638 | B-309 5222 COLLEGE RD |  | Unknown, Non-Lead | Yes |  | 2023-03-13 |  | Unknown, Non-Lead | 2021 | Yes |  | 2023-03-13 |  | Non-lead
210639 | B-310 5222 COLLEGE RD |  | Unknown, Non-Lead | Yes |  | 2023-03-13 |  | Unknown, Non-Lead | 2021 | Yes |  | 2023-03-13 |  | Non-lead
210640 | B-311 5222 COLLEGE RD |  | Unknown, Non-Lead | Yes |  | 2024-08-14 |  | Unknown, Non-Lead | 2021 | Yes |  | 2024-08-14 |  | Non-lead
210641 | B-312 5222 COLLEGE RD |  | Unknown, Non-Lead | Yes |  | 2023-03-13 |  | Unknown, Non-Lead | 2021 | Yes |  | 2023-03-13 |  | Non-lead
210642 | B-313 5222 COLLEGE RD |  | Unknown, Non-Lead | Yes |  | 2023-03-10 |  | Unknown, Non-Lead | 2021 | Yes |  | 2023-03-10 |  | Non-lead
210643 | B-314 5222 COLLEGE RD |  | Unknown, Non-Lead | Yes |  | 2023-03-13 |  | Unknown, Non-Lead | 2021 | Yes |  | 2023-03-13 |  | Non-lead
210644 | B-315 5222 COLLEGE RD |  | Unknown, Non-Lead | Yes |  | 2023-03-13 |  | Unknown, Non-Lead | 2021 | Yes |  | 2023-03-13 |  | Non-lead
210645 | B-316 5222 COLLEGE RD |  | Unknown, Non-Lead | Yes |  | 2023-03-10 |  | Unknown, Non-Lead | 2021 | Yes |  | 2023-03-10 |  | Non-lead
210646 | B-317 5222 COLLEGE RD |  | Unknown, Non-Lead | Yes |  | 2024-08-14 |  | Unknown, Non-Lead | 2021 | Yes |  | 2024-08-14 |  | Non-lead
210647 | B-318 5222 COLLEGE RD |  | Unknown, Non-Lead | Yes |  | 2023-03-13 |  | Unknown, Non-Lead | 2021 | Yes |  | 2023-03-13 |  | Non-lead
210648 | B-319 5222 COLLEGE RD |  | Unknown, Non-Lead | Yes |  | 2023-03-13 |  | Unknown, Non-Lead | 2021 | Yes |  | 2023-03-13 |  | Non-lead
210649 | B-320 5222 COLLEGE RD |  | Unknown, Non-Lead | Yes |  | 2023-03-13 |  | Unknown, Non-Lead | 2021 | Yes |  | 2023-03-13 |  | Non-lead
210650 | B-321 5222 COLLEGE RD |  | Unknown, Non-Lead | Yes |  | 2023-03-13 |  | Unknown, Non-Lead | 2021 | Yes |  | 2023-03-13 |  | Non-lead
210651 | B-322 5222 COLLEGE RD |  | Unknown, Non-Lead | Yes |  | 2023-03-13 |  | Unknown, Non-Lead | 2021 | Yes |  | 2023-03-13 |  | Non-lead
210652 | C-301 5220 COLLEGE RD |  | Unknown, Non-Lead | Yes |  | 2023-03-13 |  | Unknown, Non-Lead | 2021 | Yes |  | 2023-03-13 |  | Non-lead
210653 | C-302 5220 COLLEGE RD |  | Unknown, Non-Lead | Yes |  | 2023-03-13 |  | Unknown, Non-Lead | 2021 | Yes |  | 2023-03-13 |  | Non-lead
210654 | C-303 5220 COLLEGE RD |  | Unknown, Non-Lead | Yes |  | 2023-10-26 |  | Unknown, Non-Lead | 2021 | Yes |  | 2023-10-26 |  | Non-lead
210655 | C-304 5220 COLLEGE RD |  | Polytube | Yes |  | 2023-11-29 |  | PVC | 2021 | Yes |  | 2023-11-29 |  | Non-lead
210656 | C-305 5220 COLLEGE RD |  | Unknown, Non-Lead | Yes |  | 2023-11-29 |  | Unknown, Non-Lead | 2021 | Yes |  | 2023-11-29 |  | Non-lead
210657 | C-306 5220 COLLEGE RD |  | Unknown, Non-Lead | Yes |  | 2023-03-13 |  | Unknown, Non-Lead | 2021 | Yes |  | 2023-03-13 |  | Non-lead
210658 | C-307 5220 COLLEGE RD |  | Unknown, Non-Lead | Yes |  | 2023-10-26 |  | Unknown, Non-Lead | 2021 | Yes |  | 2023-10-26 |  | Non-lead
210659 | C-308 5220 COLLEGE RD |  | Unknown, Non-Lead | Yes |  | 2023-03-13 |  | Unknown, Non-Lead | 2021 | Yes |  | 2023-03-13 |  | Non-lead
210660 | C-309 5220 COLLEGE RD |  | Unknown, Non-Lead | Yes |  | 2023-03-13 |  | Unknown, Non-Lead | 2021 | Yes |  | 2023-03-13 |  | Non-lead
210661 | C-310 5220 COLLEGE RD |  | Unknown, Non-Lead | Yes |  | 2023-03-13 |  | Unknown, Non-Lead | 2021 | Yes |  | 2023-03-13 |  | Non-lead
210662 | C-311 5220 COLLEGE RD |  | Unknown, Non-Lead | Yes |  | 2023-03-13 |  | Unknown, Non-Lead | 2021 | Yes |  | 2023-03-13 |  | Non-lead
210663 | 155 AVE D |  | Polytube | Yes |  | 2022-06-08 |  | PVC | 2021 | Yes |  | 2022-06-08 |  | Non-lead
210666 | 11 COUNTRY CLUB RD |  | Polytube | Yes |  | 2023-05-30 |  | PVC | 2021 | Yes |  | 2023-05-30 |  | Non-lead
210668 | 924 LA PALOMA Rd |  | Polytube | Yes |  | 2021-11-29 |  | PVC | 2008 | Yes |  | 2021-11-29 |  | Non-lead
210673 | 217 ANNE BONNY DR |  | Polytube | Yes |  | 2023-01-31 |  | PVC | 1961 | Yes |  | 2023-01-31 |  | Non-lead
210677 | 275 15TH CIR |  | Polytube | Yes |  | 2022-10-22 |  | PVC | 2021 | Yes |  | 2022-10-22 |  | Non-lead
210680 | 481 AVE F |  | Unknown | Yes |  | 2023-05-22 |  | Unknown | 2021 | Yes |  | 2023-05-22 |  | Lead Status Unknown
210683 | 835 COPA D'ORO |  | Polytube | Yes |  | 2023-03-29 |  | PVC | 2021 | Yes |  | 2023-03-29 |  | Non-lead
210685 | 124 VENETIAN WAY |  | Polytube | Yes |  | 2021-12-09 |  | PVC | 2021 | Yes |  | 2021-12-09 |  | Non-lead
210686 | 682 NORTH LAKE DRIVE |  | Polytube | Yes |  | 2023-10-12 |  | PVC | 2021 | Yes |  | 2023-10-12 |  | Non-lead
210687 | 452 BOWIE LN |  | Polytube | Yes |  | 2022-10-05 |  | PVC | 2021 | Yes |  | 2022-10-05 |  | Non-lead
210688 | HYDRANT LK-007 MM 9 |  | Unknown, Non-Lead | Yes |  | 2023-09-21 |  | Unknown, Non-Lead | 2021 | Yes |  | 2023-09-21 |  | Non-lead
210692 | UNIT 1 105 CARROLL ST |  | Unknown, Non-Lead | Yes |  | 2024-06-04 |  | Unknown, Non-Lead | 2021 | Yes |  | 2024-06-04 |  | Non-lead
210693 | UNIT 2 105 CARROLL ST |  | Polytube | Yes |  | 2023-09-20 |  | PVC | 2021 | Yes |  | 2023-09-20 |  | Non-lead
210694 | UNIT 3 105 CARROLL ST |  | Unknown, Non-Lead | No |  |  |  | Unknown, Non-Lead | 2021 | No |  |  |  | Non-lead
210695 | UNIT 4 105 CARROLL ST |  | Unknown, Non-Lead | No |  |  |  | Unknown, Non-Lead | 2021 | No |  |  |  | Non-lead
210696 | UNIT 5 105 CARROLL ST |  | Polytube | Yes |  | 2023-09-18 |  | PVC | 2021 | Yes |  | 2023-09-18 |  | Non-lead
210697 | UNIT 6 105 CARROLL ST |  | Unknown, Non-Lead | No |  |  |  | Unknown, Non-Lead | 2021 | No |  |  |  | Non-lead
210702 | 131 1ST RD |  | Polytube | Yes |  | 2023-08-08 |  | PVC | 2021 | Yes |  | 2023-08-08 |  | Non-lead
210704 | 30989 WITTERS LN |  | Polytube | Yes |  | 2022-06-22 |  | PVC | 2021 | Yes |  | 2022-06-22 |  | Non-lead
210706 | HYDRANT UK5-157 ROWELLLS MARINA |  | None | Yes |  | 2022-10-13 |  | None | 2021 | Yes |  | 2022-10-13 |  | Non-lead
210708 | 116 OCEAN DR |  | Polytube | Yes |  | 2022-07-15 |  | PVC | 2021 | Yes |  | 2022-07-15 |  | Non-lead
210709 | 539 91ST ST |  | Polytube | Yes |  | 2022-12-05 |  | PVC | 2021 | Yes |  | 2022-12-05 |  | Non-lead
210710 | 715 50TH ST GULF |  | Polytube | Yes |  | 2023-03-20 |  | PVC | 2021 | Yes |  | 2023-03-20 |  | Non-lead
210711 | 725 50TH ST GULF |  | Polytube | Yes |  | 2022-11-03 |  | PVC | 2021 | Yes |  | 2022-11-03 |  | Non-lead
210712 | 735 50TH ST GULF |  | PVC | Yes |  | 2024-07-17 |  | PVC | 2021 | Yes |  | 2024-07-17 |  | Non-lead
210713 | 845 50TH ST GULF |  | Polytube | Yes |  | 2023-02-14 |  | PVC | 2021 | Yes |  | 2023-02-14 |  | Non-lead
210714 | 865 50TH ST GULF |  | Polytube | Yes |  | 2023-03-29 |  | PVC | 2021 | Yes |  | 2023-03-29 |  | Non-lead
210715 | UNIT A 88670 OVERSEAS HWY |  | Polytube | Yes |  | 2022-06-03 |  | PVC | 2021 | Yes |  | 2022-06-03 |  | Non-lead
210716 | IRRIGATION 88670 OVERSEAS HWY |  | Polytube | Yes |  | 2024-01-18 |  | PVC | 2021 | Yes |  | 2024-01-18 |  | Non-lead
210717 | UNIT B 88670 OVERSEAS HWY |  | Polytube | Yes |  | 2023-03-21 |  | PVC | 2021 | Yes |  | 2023-03-21 |  | Non-lead
210718 | UNIT C 88670 OVERSEAS HWY |  | Polytube | Yes |  | 2022-02-16 |  | PVC | 2021 | Yes |  | 2022-02-16 |  | Non-lead
210719 | 268 COSTA BRAVO DR |  | Polytube | Yes |  | 2023-10-25 |  | None | 2021 | Yes |  | 2023-10-25 |  | Non-lead
210720 | 250 15TH CIR |  | Polytube | Yes |  | 2024-05-15 |  | PVC | 2021 | Yes |  | 2024-05-15 |  | Non-lead
210722 | 110 AVENUE K |  | Polytube | Yes |  | 2022-10-22 |  | PVC | 2021 | Yes |  | 2022-10-22 |  | Non-lead
210724 | 441 4TH RD |  | Polytube | Yes |  | 2022-10-17 |  | PVC | 2021 | Yes |  | 2022-10-17 |  | Non-lead
210725 | 14 LAUDERDALE DR |  | Polytube | Yes |  | 2022-11-17 |  | PVC | 2021 | Yes |  | 2022-11-17 |  | Non-lead
210726 | 9006 AVIATION BLVD |  | Polytube | Yes |  | 2022-06-16 |  | PVC | 2021 | Yes |  | 2022-06-16 |  | Non-lead
210728 | 176 CARROLL ST |  | Polytube | Yes |  | 2024-04-24 |  | PVC | 2020 | Yes |  | 2024-04-24 |  | Non-lead
210734 | 190 OCEAN SHORES DR |  | Polytube | Yes |  | 2023-02-01 |  | PVC | 2022 | Yes |  | 2023-02-01 |  | Non-lead
210736 | 935 86TH ST |  | Polytube | Yes |  | 2023-01-05 |  | PVC | 2022 | Yes |  | 2023-01-05 |  | Non-lead
210740 | 503 CORTE DE LUNA |  | Polytube | Yes |  | 2023-05-18 |  | PVC | 2022 | Yes |  | 2023-05-18 |  | Non-lead
210741 | 42 CINNAMON BARK LN |  | Polytube | Yes |  | 2022-07-07 |  | None | 2022 | Yes |  | 2022-07-07 |  | Non-lead
210742 | 44 CINNAMON BARK LN |  | Polytube | Yes |  | 2022-07-07 |  | Galvanized | 2022 | Yes |  | 2022-07-07 |  | Galvanized Requiring Replacement
210743 | 533 INDIES RD |  | Polytube | Yes |  | 2023-01-13 |  | PVC | 2022 | Yes |  | 2023-01-13 |  | Non-lead
210744 | 116 PEARL AVE |  | Polytube | Yes |  | 2022-06-09 |  | PVC | 2022 | Yes |  | 2022-06-09 |  | Non-lead
210746 | 30621 17TH ST |  | Polytube | Yes |  | 2024-05-02 |  | PVC | 1979 | Yes |  | 2024-05-02 |  | Non-lead
210748 | 595 HAZEL ST |  | Polytube | Yes |  | 2023-02-22 |  | None | 2022 | Yes |  | 2023-02-22 |  | Non-lead
210749 | 594 HAZEL ST |  | Polytube | Yes |  | 2024-04-10 |  | None | 2022 | Yes |  | 2024-04-10 |  | Non-lead
210750 | 584 HAZEL ST |  | Polytube | Yes |  | 2023-02-22 |  | None | 2022 | Yes |  | 2023-02-22 |  | Non-lead
210751 | 634 CABRERA ST |  | Polytube | Yes |  | 2024-09-12 |  | PVC | 1986 | Yes |  | 2024-09-12 |  | Non-lead
210753 | 359 BUTTONWOOD SHORES DR |  | Polytube | Yes |  | 2023-01-30 |  | PVC | 2022 | Yes |  | 2023-01-30 |  | Non-lead
210755 | 14 CINNAMON BARK LN |  | Polytube | Yes |  | 2024-06-10 |  | PVC | 2022 | Yes |  | 2024-06-10 |  | Non-lead
210758 | 1001 VALENCIA RD |  | Polytube | Yes |  | 2024-01-25 |  | PVC | 2022 | Yes |  | 2024-01-25 |  | Non-lead
210761 | 90391 OLD HWY |  | Polytube | Yes |  | 2023-08-16 |  | PVC | 2022 | Yes |  | 2023-08-16 |  | Non-lead
210762 | 22829 CALICO JACK CIR |  | Polytube | Yes |  | 2022-11-18 |  | PVC | 2022 | Yes |  | 2022-11-18 |  | Non-lead
210763 | 8067 BONITO DR |  | Polytube | Yes |  | 2023-02-01 |  | PVC | 2022 | Yes |  | 2023-02-01 |  | Non-lead
210766 | 165 AIRSTREAM LN |  | Polytube | Yes |  | 2022-06-08 |  | PVC | 2022 | Yes |  | 2022-06-08 |  | Non-lead
210768 | 54 PALMETTO DR |  | Polytube | Yes |  | 2023-09-27 |  | PVC | 2022 | Yes |  | 2023-09-27 |  | Non-lead
210770 | 17 W SNAPPER POINT DR |  | Unknown, Non-Lead | Yes |  | 2022-08-30 |  | Unknown, Non-Lead | 2017 | Yes |  | 2022-08-30 |  | Non-lead
210771 | 27338 HAITI LN |  | Polytube | Yes |  | 2023-05-04 |  | PVC | 2022 | Yes |  | 2023-05-04 |  | Non-lead
210774 | 1320 HUDGINS DR |  | Polytube | Yes |  | 2023-04-25 |  | PVC | 2022 | Yes |  | 2023-04-25 |  | Non-lead
210776 | 611 29TH ST OCEAN |  | Polytube | Yes |  | 2022-12-15 |  | PVC | 2022 | Yes |  | 2022-12-15 |  | Non-lead
210777 | 209 CAMINO REAL |  | Polytube | Yes |  | 2022-06-30 |  | PVC | 2022 | Yes |  | 2022-06-30 |  | Non-lead
210781 | 158 S OCEAN SHORES DR |  | Unknown, Non-Lead | Yes |  | 2022-02-10 |  | Unknown, Non-Lead | 1988 | Yes |  | 2022-02-10 |  | Non-lead
210783 | 433 COLLINS ST |  | Polytube | Yes |  | 2022-10-31 |  | PVC | 2022 | Yes |  | 2022-10-31 |  | Non-lead
210784 | 721 SOMBRERO BEACH RD |  | Polytube | Yes |  | 2022-06-01 |  | PVC | 2022 | Yes |  | 2022-06-01 |  | Non-lead
210785 | 30313 PRINCE RD |  | Polytube | Yes |  | 2022-11-16 |  | PVC | 2022 | Yes |  | 2022-11-16 |  | Non-lead
210787 | 5 BOWEN DR |  | Polytube | Yes |  | 2022-02-11 |  | PVC | 2022 | Yes |  | 2022-02-11 |  | Non-lead
210788 | 229 CORSAIR RD |  | Polytube | Yes |  | 2023-05-25 |  | PVC | 2022 | Yes |  | 2023-05-25 |  | Non-lead
210789 | APT 29928 OVERSEAS HWY |  | Polytube | Yes |  | 2023-01-03 |  | None | 1953 | Yes |  | 2023-01-03 |  | Non-lead
210790 | LOT 1 X SANDY COVE LN |  | Unknown, Non-Lead | No |  |  |  | Unknown, Non-Lead | 2022 | No |  |  |  | Non-lead
210791 | LOT 5 X SANDY COVE LN |  | Unknown, Non-Lead | No |  |  |  | Unknown, Non-Lead | 2022 | No |  |  |  | Non-lead
210792 | LOT 9 X SANDY COVE LN |  | Unknown, Non-Lead | No |  |  |  | Unknown, Non-Lead | 2022 | No |  |  |  | Non-lead
210793 | LOT 10 X SANDY COVE LN |  | Unknown, Non-Lead | No |  |  |  | Unknown, Non-Lead | 2022 | No |  |  |  | Non-lead
210794 | KYLE WAY |  | Polytube | Yes |  | 2022-05-18 |  | PVC | 2022 | Yes |  | 2022-05-18 |  | Non-lead
210796 | 213 SCHOONER LN |  | Polytube | Yes |  | 2023-06-30 |  | PVC | 2022 | Yes |  | 2023-06-30 |  | Non-lead
210798 | 243 INDIES RD |  | Polytube | Yes |  | 2024-03-05 |  | PVC | 2022 | Yes |  | 2024-03-05 |  | Non-lead
210799 | 124 S AIRPORT RD |  | Polytube | Yes |  | 2022-05-12 |  | PVC | 2022 | Yes |  | 2022-05-12 |  | Non-lead
210801 | 14 S BOUNTY LN |  | Unknown, Non-Lead | Yes |  | 2023-05-11 |  | Unknown, Non-Lead | 2012 | Yes |  | 2023-05-11 |  | Non-lead
210804 | 800 DUCK KEY LIFT STATION HOSE BIB DR |  | Polytube | Yes |  | 2022-10-22 |  | PVC | 2022 | Yes |  | 2022-10-22 |  | Non-lead
210806 | 22 MUTINY PL |  | Polytube | Yes |  | 2023-01-30 |  | PVC | 2022 | Yes |  | 2023-01-30 |  | Non-lead
210809 | 17129 AMBERJACK LN |  | Unknown, Non-Lead | Yes |  | 2023-10-13 |  | Unknown, Non-Lead | 2022 | Yes |  | 2023-10-13 |  | Non-lead
210810 | 29377 FORRESTAL AVE |  | Polytube | Yes |  | 2023-05-02 |  | Polytube | 2022 | Yes |  | 2023-05-02 |  | Non-lead
210811 | 177 VENETIAN DR |  | Polytube | Yes |  | 2022-06-29 |  | PVC | 2022 | Yes |  | 2022-06-29 |  | Non-lead
210812 | 27344 ST LUCIE LN |  | Polytube | Yes |  | 2022-12-28 |  | PVC | 2022 | Yes |  | 2022-12-28 |  | Non-lead
210813 | 1495 AVENUE H |  | Unknown, Non-Lead | Yes |  | 2023-04-05 |  | Unknown, Non-Lead | 2021 | Yes |  | 2023-04-05 |  | Non-lead
210814 | 167 PLANTATION AVE |  | Polytube | Yes |  | 2022-06-09 |  | PVC | 2022 | Yes |  | 2022-06-09 |  | Non-lead
210815 | 10699 AVIATION BLVD |  | Polytube | Yes |  | 2024-05-24 |  | PVC | 1943 | Yes |  | 2024-05-24 |  | Non-lead
210816 | 661 4A STATES RD |  | Polytube | Yes |  | 2023-01-25 |  | PVC | 1958 | Yes |  | 2023-01-25 |  | Non-lead
210817 | 711 4A STATE RD |  | Polytube | Yes |  | 2024-04-04 |  | PVC | 1963 | Yes |  | 2024-04-04 |  | Non-lead
210818 | UNIT 17 88005 OVERSEAS HWY |  | Polytube | Yes |  | 2022-04-08 |  | PVC | 1985 | Yes |  | 2022-04-08 |  | Non-lead
210819 | 28125 LINDA ST |  | Polytube | Yes |  | 2023-01-25 |  | PVC | 1975 | Yes |  | 2023-01-25 |  | Non-lead
210824 | 27374 HAITI LANE |  | Polytube | Yes |  | 2023-10-17 |  | PVC | 2022 | Yes |  | 2023-10-17 |  | Non-lead
210826 | 475 BROWN DR |  | Polytube | Yes |  | 2022-10-26 |  | PVC | 2022 | Yes |  | 2022-10-26 |  | Non-lead
210827 | 29678 INDEPENDENCE AVE |  | Polytube | Yes |  | 2024-02-15 |  | PVC | 2022 | Yes |  | 2024-02-15 |  | Non-lead
210828 | APT B UP 1915 PATTERSON AVE |  | Polytube | Yes |  | 2023-07-20 |  | Copper | 1950 | Yes |  | 2023-07-20 |  | Non-lead
210829 | APT B 1917 PATTERSON AVE UPSTAIRS |  | Polytube | Yes |  | 2023-04-26 |  | Polytube | 1950 | Yes |  | 2023-04-26 |  | Non-lead
210830 | 30641 OVERSEAS HWY |  | Polytube | Yes |  | 2022-11-21 |  | PVC | 1973 | Yes |  | 2022-11-21 |  | Non-lead
210831 | 518 AVENIDA PRIMACERIA |  | Polytube | Yes |  | 2024-03-25 |  | PVC | 2022 | Yes |  | 2024-03-25 |  | Non-lead
210833 | 22913 JOHN AVERY LN |  | Polytube | Yes |  | 2022-08-01 |  | None | 2022 | Yes |  | 2022-08-01 |  | Non-lead
210838 | 19 FLAMINGO HAMMOCK RD |  | Polytube | Yes |  | 2022-06-23 |  | PVC | 2022 | Yes |  | 2022-06-23 |  | Non-lead
210839 | 291 W INDIES DR |  | Polytube | Yes |  | 2023-05-01 |  | PVC | 2022 | Yes |  | 2023-05-01 |  | Non-lead
210840 | 1468 HAVELKA LN |  | Polytube | Yes |  | 2022-11-16 |  | PVC | 1968 | Yes |  | 2022-11-16 |  | Non-lead
210842 | 115 AZALEA ST |  | Polytube | Yes |  | 2023-03-23 |  | Polytube | 2022 | Yes |  | 2023-03-23 |  | Non-Lead
210843 | 111 AZALEA ST |  | Polytube | Yes |  | 2023-02-16 |  | Unknown, Non-Lead | 2022 | Yes |  | 2023-02-16 |  | Non-lead
210844 | 103 AZALEA ST |  | Polytube | Yes |  | 2022-06-16 |  | PVC | 2022 | Yes |  | 2022-06-16 |  | Non-lead
210845 | 107 AZALEA ST |  | Polytube | Yes |  | 2023-08-15 |  | PVC | 2022 | Yes |  | 2023-08-15 |  | Non-lead
210846 | 13 CORAL WAY |  | Polytube | Yes |  | 2022-07-25 |  | PVC | 2022 | Yes |  | 2022-07-25 |  | Non-lead
210847 | 409 CALLE LIMON |  | Polytube | Yes |  | 2022-06-09 |  | PVC | 2022 | Yes |  | 2022-06-09 |  | Non-lead
210848 | 27 ALLAMANDA TER |  | Polytube | Yes |  | 2022-06-13 |  | PVC | 2022 | Yes |  | 2022-06-13 |  | Non-lead
210849 | 5460 DORN RD |  | Unknown, Non-Lead | Yes |  | 2024-08-19 |  | Unknown, Non-Lead | 1996 | Yes |  | 2024-08-19 |  | Non-lead
210856 | 1750 MANOR LN |  | Polytube | Yes |  | 2023-03-24 |  | PVC | 2022 | Yes |  | 2023-03-24 |  | Non-lead
210858 | 538 BEACH DR |  | Polytube | Yes |  | 2024-07-26 |  | PVC | 2022 | Yes |  | 2024-07-26 |  | Non-lead
210860 | 24 SUNSET KEY DR |  | Polytube | Yes |  | 2024-04-26 |  | PVC | 2022 | Yes |  | 2024-04-26 |  | Non-lead
210861 | TRUCK 1327 DUVAL ST |  | Unknown | Yes |  | 2024-10-08 |  | PVC | 1938 | Yes |  | 2024-10-08 |  | Lead Status Unknown
210863 | 190 FONTAINE DR |  | Polytube | Yes |  | 2023-02-02 |  | PVC | 2022 | Yes |  | 2023-02-02 |  | Non-lead
210865 | 101 6TH LANE |  | Polytube | Yes |  | 2023-02-07 |  | PVC | 2022 | Yes |  | 2023-02-07 |  | Non-lead
210867 | 121 MONROE DR |  | Polytube | Yes |  | 2022-05-18 |  | PVC | 2022 | Yes |  | 2022-05-18 |  | Non-lead
210868 | 119 LAKE RD |  | Polytube | Yes |  | 2023-05-08 |  | PVC | 2022 | Yes |  | 2023-05-08 |  | Non-lead
210869 | 27444 W INDIES DR |  | Polytube | Yes |  | 2022-09-02 |  | PVC | 2022 | Yes |  | 2022-09-02 |  | Non-lead
210870 | 114 COCO PLUM DR |  | Polytube | Yes |  | 2023-10-26 |  | PVC | 2022 | Yes |  | 2023-10-26 |  | Non-lead
210871 | 1505 HARBOR DR |  | Polytube | Yes |  | 2024-07-23 |  | PVC | 2022 | Yes |  | 2024-07-23 |  | Non-lead
210872 | 1515 HARBOR DR |  | Polytube | Yes |  | 2024-07-23 |  | PVC | 2022 | Yes |  | 2024-07-23 |  | Non-lead
210873 | 1525 HARBOR DR |  | Polytube | Yes |  | 2024-07-23 |  | PVC | 2022 | Yes |  | 2024-07-23 |  | Non-lead
210878 | 49 BLUE WATER DR |  | Polytube | Yes |  | 2023-05-23 |  | PVC | 2022 | Yes |  | 2023-05-23 |  | Non-lead
210899 | 121 PELICAN RD |  | Polytube | Yes |  | 2022-06-09 |  | PVC | 2022 | Yes |  | 2022-06-09 |  | Non-lead
210900 | 8 FISHERMANS TRL |  | Polytube | Yes |  | 2023-01-31 |  | PVC | 2022 | Yes |  | 2023-01-31 |  | Non-lead
210904 | 229 UPPER MATECUMBE RD |  | Polytube | Yes |  | 2023-05-04 |  | PVC | 2022 | Yes |  | 2023-05-04 |  | Non-lead
210905 | 19 SEA LORE LN |  | Polytube | Yes |  | 2023-05-23 |  | PVC | 2022 | Yes |  | 2023-05-23 |  | Non-lead
210906 | 19560 MAYAN ST |  | Polytube | Yes |  | 2022-07-27 |  | None | 2022 | Yes |  | 2022-07-27 |  | Non-lead
210907 | UNIT 01 250 GULF TERR |  | Unknown, Non-Lead | Yes |  | 2024-07-18 |  | Unknown, Non-Lead | 2022 | Yes |  | 2024-07-18 |  | Non-lead
210908 | UNIT 02 250 GULF TERR |  | Unknown, Non-Lead | Yes |  | 2024-07-18 |  | Unknown, Non-Lead | 2022 | Yes |  | 2024-07-18 |  | Non-lead
210909 | UNIT 03 250 GULF TERR |  | Unknown, Non-Lead | Yes |  | 2024-07-12 |  | Unknown, Non-Lead | 2022 | Yes |  | 2024-07-12 |  | Non-lead
210910 | UNIT 04 250 GULF TERR |  | Unknown, Non-Lead | Yes |  | 2024-07-18 |  | Unknown, Non-Lead | 2022 | Yes |  | 2024-07-18 |  | Non-lead
210911 | UNIT 05 250 GULF TERR |  | Unknown, Non-Lead | Yes |  | 2024-07-18 |  | Unknown, Non-Lead | 2022 | Yes |  | 2024-07-18 |  | Non-lead
210912 | UNIT 06 250 GULF TERR |  | Unknown, Non-Lead | Yes |  | 2024-07-11 |  | Unknown, Non-Lead | 2022 | Yes |  | 2024-07-11 |  | Non-lead
210913 | UNIT 07 250 GULF TERR |  | Unknown, Non-Lead | Yes |  | 2024-07-12 |  | Unknown, Non-Lead | 2022 | Yes |  | 2024-07-12 |  | Non-lead
210915 | UNIT 09 250 GULF TERR |  | Unknown, Non-Lead | Yes |  | 2024-07-18 |  | Unknown, Non-Lead | 2022 | Yes |  | 2024-07-18 |  | Non-lead
210916 | UNIT 10 250 GULF TERR |  | Unknown, Non-Lead | Yes |  | 2024-07-11 |  | Unknown, Non-Lead | 2022 | Yes |  | 2024-07-11 |  | Non-lead
210917 | UNIT 11 250 GULF TERR |  | Unknown, Non-Lead | Yes |  | 2024-07-11 |  | Unknown, Non-Lead | 2022 | Yes |  | 2024-07-11 |  | Non-lead
210918 | UNIT 13 250 GULF TERR |  | Unknown, Non-Lead | Yes |  | 2024-07-11 |  | Unknown, Non-Lead | 2022 | Yes |  | 2024-07-11 |  | Non-lead
210919 | UNIT 14 250 GULF TERR |  | Unknown, Non-Lead | Yes |  | 2024-07-18 |  | Unknown, Non-Lead | 2022 | Yes |  | 2024-07-18 |  | Non-lead
210920 | 6 FISHERMENS POINTE |  | Polytube | Yes |  | 2022-08-30 |  | PVC | 2022 | Yes |  | 2022-08-30 |  | Non-lead
210924 | 220 E CARIBBEAN DR |  | Polytube | Yes |  | 2023-03-03 |  | PVC | 2022 | Yes |  | 2023-03-03 |  | Non-lead
210926 | IRRIGATION 647 80TH ST |  | Polytube | Yes |  | 2023-01-20 |  | PVC | 2022 | Yes |  | 2023-01-20 |  | Non-lead
210929 | 2 CANNON ROYAL DR |  | Polytube | Yes |  | 2023-05-23 |  | PVC | 2022 | Yes |  | 2023-05-23 |  | Non-lead
210930 | 189 PLANTATION DR |  | Polytube | Yes |  | 2022-06-14 |  | PVC | 2022 | Yes |  | 2022-06-14 |  | Non-lead
210931 | UNIT A 74960 OVERSEAS HWY |  | Polytube | Yes |  | 2022-07-20 |  | PVC | 2022 | Yes |  | 2022-07-20 |  | Non-lead
210932 | 190 PEARL AVE |  | Polytube | Yes |  | 2022-06-15 |  | PVC | 2022 | Yes |  | 2022-06-15 |  | Non-lead
210933 | 27393 ANGUILA LN |  | Polytube | Yes |  | 2022-07-25 |  | PVC | 2022 | Yes |  | 2022-07-25 |  | Non-lead
210934 | 27413 ANGUILA LN |  | Polytube | Yes |  | 2022-12-08 |  | PVC | 2022 | Yes |  | 2022-12-08 |  | Non-lead
210935 | 161 HORVATH RD |  | Polytube | Yes |  | 2023-06-21 |  | PVC | 2022 | Yes |  | 2023-06-21 |  | Non-lead
210936 | 138 TEQUESTA ST |  | Polytube | Yes |  | 2022-07-20 |  | PVC | 2022 | Yes |  | 2022-07-20 |  | Non-lead
210940 | 308 JASMINE ST |  | Unknown, Non-Lead | Yes |  | 2023-05-12 |  | Unknown, Non-Lead | 2022 | Yes |  | 2023-05-12 |  | Non-lead
210943 | 64 S ANDROS RD |  | Polytube | Yes |  | 2022-12-15 |  | PVC | 2022 | Yes |  | 2022-12-15 |  | Non-lead
210944 | 338 SOUND DR |  | Polytube | Yes |  | 2023-11-06 |  | PVC | 2022 | Yes |  | 2023-11-06 |  | Non-lead
210945 | RESTAURANT 6810 FRONT ST |  | Polytube | Yes |  | 2023-03-08 |  | PVC | 2022 | Yes |  | 2023-03-08 |  | Non-lead
210946 | 269 W SEAVIEW DR |  | Polytube | Yes |  | 2023-10-27 |  | Steel | 2022 | Yes |  | 2023-10-27 |  | Non-lead
210948 | 6 TRANSYLVANIA |  | Polytube | Yes |  | 2022-11-08 |  | PVC | 2022 | Yes |  | 2022-11-08 |  | Non-lead
210950 | IRRIGARTION 26781 OVERSEAS HWY |  | Unknown | No |  |  |  | Unknown |  | No |  |  |  | Lead Status Unknown
210954 | ROAD TO MOLE PIER NAVY BOATWASH |  | Polytube | Yes |  | 2022-07-13 |  | PVC | 2022 | Yes |  | 2022-07-13 |  | Non-lead
210958 | 5 BAT TOWER RD |  | Polytube | Yes |  | 2023-05-04 |  | PVC | 2022 | Yes |  | 2023-05-04 |  | Non-lead
210968 | 9 ATLANTIC AVE |  | Unknown, Non-Lead | Yes |  | 2022-05-16 |  | No Piping |  | Yes |  | 2022-05-16 |  | Non-lead
210975 | 134 CANAL ST |  | Polytube | Yes |  | 2022-06-21 |  | PVC | 2022 | Yes |  | 2022-06-21 |  | Non-lead
210977 | X OCEAN DR |  | Polytube | Yes |  | 2022-05-31 |  | Polytube | 2022 | Yes |  | 2022-05-31 |  | Non-lead
210980 | 597 BEACH RD |  | Polytube | Yes |  | 2022-07-20 |  | PVC | 2022 | Yes |  | 2022-07-20 |  | Non-lead
210986 | 784 BOSTWICK DR |  | Polytube | Yes |  | 2022-07-27 |  | PVC | 2022 | Yes |  | 2022-07-27 |  | Non-lead
210987 | 230 SADOWSKI CSWY |  | Polytube | Yes |  | 2024-06-18 |  | PVC | 2022 | Yes |  | 2024-06-18 |  | Non-lead
210988 | 232 SADOWSKI CSWY |  | PVC | Yes |  | 2022-09-30 |  | Polytube | 2022 | Yes |  | 2022-09-30 |  | Non-lead
210990 | 401 S COCONUT PALM BLVD |  | Polytube | Yes |  | 2023-04-10 |  | PVC | 2022 | Yes |  | 2023-04-10 |  | Non-lead
210992 | L13 396 S COCONUT PALM BLVD |  | Polytube | Yes |  | 2023-07-27 |  | PVC | 2022 | Yes |  | 2023-07-27 |  | Non-lead
210993 | UNIT B 195 15TH CIR |  | Polytube | Yes |  | 2022-12-05 |  | PVC | 2022 | Yes |  | 2022-12-05 |  | Non-lead
211000 | 29525 FORRESTAL AVE |  | Polytube | Yes |  | 2023-07-25 |  | PVC | 2022 | Yes |  | 2023-07-25 |  | Non-lead
211001 | IRRIGATION METER 9800 DOCKSIDE DR |  | Polytube | Yes |  | 2022-06-16 |  | PVC | 2022 | Yes |  | 2022-06-16 |  | Non-lead
211004 | 1005 ADAMS DR |  | Polytube | Yes |  | 2023-03-28 |  | PVC | 2022 | Yes |  | 2023-03-28 |  | Non-lead
211007 | 336 CALZADA DE BOUGANVILLEA |  | Polytube | Yes |  | 2023-03-24 |  | PVC | 2022 | Yes |  | 2023-03-24 |  | Non-lead
211009 | 218 NAVAJO ST |  | Polytube | Yes |  | 2023-05-04 |  | PVC | 2022 | Yes |  | 2023-05-04 |  | Non-lead
211010 | 80 SOUTH POINT DR |  | Polytube | Yes |  | 2023-10-10 |  | PVC | 2022 | Yes |  | 2023-10-10 |  | Non-lead
211019 | 29490 LUCRECIA ST |  | Polytube | Yes |  | 2022-08-15 |  | PVC | 2022 | Yes |  | 2022-08-15 |  | Non-lead
211025 | 265 PUEBLO STREET |  | Polytube | Yes |  | 2022-07-01 |  | None | 2022 | Yes |  | 2022-07-01 |  | Non-lead
211027 | 103 CALOOSA ST |  | Polytube | Yes |  | 2024-01-18 |  | Unknown, Non-Lead | 2022 | Yes |  | 2024-01-18 |  | Non-lead
211033 | 430 4TH ROAD |  | Polytube | Yes |  | 2023-02-03 |  | PVC | 2022 | Yes |  | 2023-02-03 |  | Non-lead
211034 | 72 W PLAZA DEL LAGO |  | Polytube | No |  |  |  | PVC | VACANT | No |  |  |  | Non-lead
211035 | 88 W PLAZA DEL LAGO |  | Polytube | Yes |  | 2023-02-06 |  | PVC | 2022 | Yes |  | 2023-02-06 |  | Non-lead
211040 | 530 SOUND DR |  | Polytube | Yes |  | 2022-12-15 |  | PVC | 2022 | Yes |  | 2022-12-15 |  | Non-lead
211041 | 221 W SEAVIEW CIR |  | Polytube | Yes |  | 2023-04-10 |  | PVC | 2022 | Yes |  | 2023-04-10 |  | Non-lead
211043 | 835 GULF DR |  | Polytube | Yes |  | 2023-04-25 |  | PVC | 2022 | Yes |  | 2023-04-25 |  | Non-lead
211052 | 165 COLSON DR |  | Polytube | Yes |  | 2023-01-12 |  | PVC | 2022 | Yes |  | 2023-01-12 |  | Non-lead
211055 | TRADEWINDS PLAZA UK5-324 SAMSON RD |  | Unknown, Non-Lead | Yes |  | 2023-04-27 |  | Unknown, Non-Lead | 2022 | Yes |  | 2023-04-27 |  | Non-lead
211057 | VACANT OVERSEAS HWY |  | Polytube | Yes |  | 2023-02-27 |  | None | 2022 | Yes |  | 2023-02-27 |  | Non-lead
211061 | 35 SILVER SPRINGS DRIVE |  | Polytube | Yes |  | 2023-01-30 |  | PVC | 2022 | Yes |  | 2023-01-30 |  | Non-lead
211062 | 18 CORAL DR |  | Polytube | Yes |  | 2022-11-30 |  | PVC | 2022 | Yes |  | 2022-11-30 |  | Non-lead
211064 | B 611 SOMBRERO BEACH RD |  | Polytube | Yes |  | 2022-12-28 |  | PVC | 2022 | Yes |  | 2022-12-28 |  | Non-lead
211065 | 129 N INDIES DR |  | polytube | Yes |  | 2024-08-21 |  | PVC | 2022 | Yes |  | 2024-08-21 |  | Non-lead
211067 | 47 W KYLE WAY |  | Polytube | Yes |  | 2024-04-19 |  | PVC | 2022 | Yes |  | 2024-04-19 |  | Non-lead
211068 | 83 TINGLER LN |  | Polytube | Yes |  | 2022-08-26 |  | PVC | 2022 | Yes |  | 2022-08-26 |  | Non-lead
211070 | UNIT 09 3414 DUCK AVE |  | Copper | Yes |  | 2022-09-02 |  | Copper | 2022 | Yes |  | 2022-09-02 |  | Non-lead
211071 | 245 PESCAYO AVE |  | polytube | Yes |  | 2024-08-22 |  | PVC | 2022 | Yes |  | 2024-08-22 |  | Non-lead
211080 | COOLING TOWER 61 HAWKS CAY BLVD |  | Polytube | Yes |  | 2023-08-02 |  | PVC | 2022 | Yes |  | 2023-08-02 |  | Non-lead
211082 | 16 TARPON AVE |  | Polytube | Yes |  | 2022-09-06 |  | PVC | 2022 | Yes |  | 2022-09-06 |  | Non-lead
211084 | 622 MICKENS LN |  | Polytube | Yes |  | 2022-09-06 |  | PVC | 2022 | Yes |  | 2022-09-06 |  | Non-lead
211085 | 57535 GOODLEY ST |  | Polytube | Yes |  | 2023-07-28 |  | PVC | 2022 | Yes |  | 2023-07-28 |  | Non-lead
211088 | 231 PESCAYO |  | polytube | Yes |  | 2024-08-21 |  | PVC | 2022 | Yes |  | 2024-08-21 |  | Non-lead
211091 | 31243 HIBISCUS DR |  | Polytube | Yes |  | 2024-07-12 |  | PVC | 2022 | Yes |  | 2024-07-12 |  | Non-lead
211092 | 49 CINNAMON BARK LN |  | Polytube | Yes |  | 2023-02-14 |  | PVC | 2022 | Yes |  | 2023-02-14 |  | Non-lead
211094 | 574 SANDS RD |  | Polytube | Yes |  | 2022-11-30 |  | PVC | 2022 | Yes |  | 2022-11-30 |  | Non-lead
211095 | 226 NAVAJO ST |  | Polytube | Yes |  | 2024-04-05 |  | PVC | 2022 | Yes |  | 2024-04-05 |  | Non-lead
211100 | 208 SOUTHARD (COMMON AREA) ST |  | Polytube | Yes |  | 2023-12-06 |  | Copper | 2022 | Yes |  | 2023-12-06 |  | Non-lead
211102 | 7200 FRONT (TEMP CONST MTR) ST |  | Polytube | Yes |  | 2023-03-08 |  | Polytube | 2022 | Yes |  | 2023-03-08 |  | Non-lead
211104 | 106 AVENUE K |  | Polytube | Yes |  | 2024-03-06 |  | PVC | 2022 | Yes |  | 2024-03-06 |  | Non-lead
211107 | 165 VENETIAN DR |  | Polytube | Yes |  | 2023-02-06 |  | None | 2022 | Yes |  | 2023-02-06 |  | Non-lead
211108 | 1000 68TH ST |  | Polytube | Yes |  | 2024-08-21 |  | PVC | 2022 | Yes |  | 2024-08-21 |  | Non-lead
211109 | 243 PESCAYO AVE |  | polytube | Yes |  | 2024-08-22 |  | PVC | 2022 | Yes |  | 2024-08-22 |  | Non-lead
211111 | IRRIGATION 7625 GULFSTREAM BLVD |  | Polytube | Yes |  | 2024-03-28 |  | PVC | 2022 | Yes |  | 2024-03-28 |  | Non-lead
211113 | 116 SAN MARCO DR |  | Polytube | Yes |  | 2023-02-06 |  | PVC | 2022 | Yes |  | 2023-02-06 |  | Non-lead
211114 | 142 PEG LEG LN |  | Polytube | Yes |  | 2022-12-28 |  | PVC | 2022 | Yes |  | 2022-12-28 |  | Non-lead
211118 | DOG PARK . ELLYSON DRIVE/FLAGG STREET |  | Polytube | Yes |  | 2022-11-23 |  | Copper | 2022 | Yes |  | 2022-11-23 |  | Non-lead
211120 | 252 S COCONUT PALM BLVD |  | Polytube | Yes |  | 2022-11-09 |  | PVC | 2022 | Yes |  | 2022-11-09 |  | Non-lead
211121 | 233 PESCAYO AVE |  | polytube | Yes |  | 2024-08-21 |  | PVC | 2022 | Yes |  | 2024-08-21 |  | Non-lead
211123 | 247 PESCAYO AVE |  | Unknown, Non-Lead | Yes |  | 2024-08-22 |  | Unknown, Non-Lead | 2022 | Yes |  | 2024-08-22 |  | Non-lead
211124 | 229 PESCAYO AVE |  | polytube | Yes |  | 2024-08-21 |  | PVC | 2022 | Yes |  | 2024-08-21 |  | Non-lead
211125 | 235 PESCAYO AVE |  | polytube | Yes |  | 2024-08-21 |  | PVC | 2022 | Yes |  | 2024-08-21 |  | Non-lead
211126 | 253 PESCAYO AVE |  | polytube | Yes |  | 2024-08-21 |  | PVC | 2022 | Yes |  | 2024-08-21 |  | Non-lead
211127 | 239 PESCAYO AVE |  | polytube | Yes |  | 2024-08-21 |  | PVC | 2022 | Yes |  | 2024-08-21 |  | Non-lead
211129 | 1905 STAPLES AVE |  | Polytube | Yes |  | 2023-04-26 |  | PVC | 2022 | Yes |  | 2023-04-26 |  | Non-lead
211130 | 30995 WATSON BLVD |  | Polytube | Yes |  | 2024-04-22 |  | PVC | 2022 | Yes |  | 2024-04-22 |  | Non-lead
211134 | 237 PESCAYO AVE |  | Polytube | Yes |  | 2023-03-23 |  | Polytube | 2022 | Yes |  | 2023-03-23 |  | Non-lead
211136 | 241 PESCAYO AVE |  | polytube | Yes |  | 2024-08-21 |  | PVC | 2022 | Yes |  | 2024-08-21 |  | Non-lead
211137 | 67 CANNON ROYAL DR |  | Polytube | Yes |  | 2023-05-23 |  | PVC | 2022 | Yes |  | 2023-05-23 |  | Non-lead
211138 | 181 NAUTILUS DR |  | Polytube | Yes |  | 2023-02-06 |  | Copper | 2022 | Yes |  | 2023-02-06 |  | Non-lead
211140 | 69 SE MARLIN AVE |  | Polytube | Yes |  | 2023-02-06 |  | PVC | 2022 | Yes |  | 2023-02-06 |  | Non-lead
211144 | 19620 MAYAN ST |  | Polytube | Yes |  | 2023-01-18 |  | PVC | 2022 | Yes |  | 2023-01-18 |  | Non-lead
211145 | 19590 MAYAN ST |  | Polytube | Yes |  | 2023-10-02 |  | PVC | 2022 | Yes |  | 2023-10-02 |  | Non-lead
211151 | 42 PIGEON DR |  | Polytube | Yes |  | 2023-02-06 |  | Copper | 2022 | Yes |  | 2023-02-06 |  | Non-lead
211152 | 429 PATTISON DR |  | Polytube | Yes |  | 2022-12-29 |  | None | 2022 | Yes |  | 2022-12-29 |  | Non-lead
211155 | 416 CALLE LIMON |  | Unknown, Non-Lead | Yes |  | 2022-10-31 |  | Unknown, Non-Lead | 2022 | Yes |  | 2022-10-31 |  | Non-lead
211159 | 995 W 75TH ST OCEAN |  | Polytube | Yes |  | 2023-03-28 |  | PVC | 2022 | Yes |  | 2023-03-28 |  | Non-lead
211161 | ICE/FOUNTAIN 2 GATEHOUSE HAMMOCK TEE 1 RD |  | Polytube | Yes |  | 2023-02-13 |  | PVC | 2022 | Yes |  | 2023-02-13 |  | Non-lead
211162 | 44 CARD SOUND RD |  | Polytube | Yes |  | 2023-02-14 |  | PVC | 2022 | Yes |  | 2023-02-14 |  | Non-lead
211163 | 534 70TH ST GULF |  | Polytube | Yes |  | 2023-03-29 |  | PVC | 2022 | Yes |  | 2023-03-29 |  | Non-lead
211165 | 3 OCEAN REEF DR |  | Polytube | Yes |  | 2023-02-14 |  | PVC | 2022 | Yes |  | 2023-02-14 |  | Non-lead
211167 | 6620 65TH ST |  | Polytube | Yes |  | 2022-11-07 |  | PVC | 2022 | Yes |  | 2022-11-07 |  | Non-lead
211168 | 155 PALO DE ORO DR |  | Polytube | Yes |  | 2023-12-18 |  | PVC | 2022 | Yes |  | 2023-12-18 |  | Non-lead
211175 | 30 BAKER RD |  | Polytube | Yes |  | 2023-02-14 |  | None | 2022 | Yes |  | 2023-02-14 |  | Non-lead
211176 | 555 PALM DR |  | Polytube | Yes |  | 2023-03-20 |  | PVC | 2022 | Yes |  | 2023-03-20 |  | Non-lead
211177 | 85 DRIFTWOOD DR |  | Polytube | Yes |  | 2022-11-22 |  | PVC | 2022 | Yes |  | 2022-11-22 |  | Non-lead
211178 | 41 TREASURE RD |  | Polytube | Yes |  | 2024-06-14 |  | PVC | 2022 | Yes |  | 2024-06-14 |  | Non-lead
211181 | VACANT SAWYER DR |  | Polytube | No |  |  |  | PVC | 2022 | No |  |  |  | Non-lead
211184 | 218 W SEAVIEW DR |  | polytube | Yes |  | 2024-08-21 |  | PVC | 2022 | Yes |  | 2024-08-21 |  | Non-lead
211187 | PRESERVA AREA 1-8 HARDWOOD HAMMOCK |  | Polytube | Yes |  | 2023-02-13 |  | PVC | 2022 | Yes |  | 2023-02-13 |  | Non-lead
211190 | UNIT 1 1316 ROYAL ST |  | Unknown, Non-Lead | Yes |  | 2024-01-19 |  | PVC | 2022 | Yes |  | 2024-01-19 |  | Non-lead
211191 | UNIT 3 1316 ROYAL ST |  | Unknown, Non-Lead | Yes |  | 2023-03-08 |  | PVC | 2022 | Yes |  | 2023-03-08 |  | Non-lead
211192 | UNIT 5 1316 ROYAL ST |  | Unknown, Non-Lead | Yes |  | 2023-05-31 |  | PVC | 2022 | Yes |  | 2023-05-31 |  | Non-lead
211195 | REAR 1304 GRINNELL ST |  | Polytube | Yes |  | 2024-07-12 |  | PVC | 2022 | Yes |  | 2024-07-12 |  | Non-lead
211200 | 204 CORAL AVE |  | Polytube | Yes |  | 2023-03-17 |  | PVC | 2022 | Yes |  | 2023-03-17 |  | Non-lead
211201 | 549 PIRATES RD |  | Polytube | Yes |  | 2023-04-26 |  | PVC | 2022 | Yes |  | 2023-04-26 |  | Non-lead
211202 | 1131 CALLE ENSENADA |  | Polytube | Yes |  | 2023-09-18 |  | PVC | 2022 | Yes |  | 2023-09-18 |  | Non-lead
211205 | 195 S INDIES DR |  | Polytube | Yes |  | 2023-08-02 |  | PVC | 2022 | Yes |  | 2023-08-02 |  | Non-lead
211207 | 1 SHORELINE RD |  | Polytube | Yes |  | 2024-01-24 |  | PVC | 2022 | Yes |  | 2024-01-24 |  | Non-lead
211208 | 3 SHORELINE RD |  | Polytube | Yes |  | 2023-02-27 |  | PVC | 2022 | Yes |  | 2023-02-27 |  | Non-lead
211210 | 13 MANGROVE LN |  | Polytube | No |  |  |  | Polytube | 2022 | No |  |  |  | Non-lead
211211 | 17 SHORELINE DR |  | Polytube | No |  |  |  | PVC | 2022 | No |  |  |  | Non-lead
211213 | 75 W PLAZA GRANADA |  | Unknown, Non-Lead | Yes |  | 2023-12-29 |  | Unknown, Non-Lead | 2022 | Yes |  | 2023-12-29 |  | Non-lead
211219 | HYDRANT MK-133 COCO PLUM & PESCAYO AVE |  | Unknown, Non-Lead | Yes |  | 2023-06-27 |  | Unknown, Non-Lead | 2022 | Yes |  | 2023-06-27 |  | Non-lead
211223 | FIRE 7931 OVERSEAS HWY |  | Ductile Iron | Yes |  | 2024-01-31 |  | Ductile Iron | 2022 | Yes |  | 2024-01-31 |  | Non-lead
211224 | A 7931 OVERSEAS HWY |  | Unknown, Non-Lead | Yes |  | 2024-09-04 |  | Unknown, Non-Lead | 2022 | Yes |  | 2024-09-04 |  | Non-lead
211225 | A 222 79TH ST OCEAN |  | Polytube | Yes |  | 2024-02-05 |  | Polytube | 2022 | Yes |  | 2024-02-05 |  | Non-lead
211226 | A 110 79TH ST OCEAN |  | Polytube | Yes |  | 2024-02-05 |  | Polytube | 2022 | Yes |  | 2024-02-05 |  | Non-lead
211227 | UNIT C 222 79TH ST OCEAN |  | Polytube | Yes |  | 2024-01-31 |  | Polytube | 2022 | Yes |  | 2024-01-31 |  | Non-lead
211228 | D 222 79TH ST OCEAN |  | Polytube | Yes |  | 2024-02-05 |  | Polytube | 2022 | Yes |  | 2024-02-05 |  | Non-lead
211229 | B 222 79TH ST OCEAN |  | Polytube | Yes |  | 2024-01-31 |  | Polytube | 2022 | Yes |  | 2024-01-31 |  | Non-lead
211230 | C 110 79TH ST OCEAN |  | Polytube | Yes |  | 2024-02-01 |  | Polytube | 2022 | Yes |  | 2024-02-01 |  | Non-lead
211231 | D 110 79TH ST OCEAN |  | Polytube | Yes |  | 2024-02-01 |  | Polytube | 2022 | Yes |  | 2024-02-01 |  | Non-lead
211232 | B 110 79TH ST OCEAN |  | Polytube | Yes |  | 2024-02-05 |  | Polytube | 2022 | Yes |  | 2024-02-05 |  | Non-lead
211236 | 463 LESRHODE DR |  | Polytube | Yes |  | 2023-06-01 |  | PVC | 2022 | Yes |  | 2023-06-01 |  | Non-lead
211237 | BUILDING A 101 INDIAN MOUND TRL |  | Unknown, Non-Lead | Yes |  | 2024-03-25 |  | Unknown, Non-Lead | 2022 | Yes |  | 2024-03-25 |  | Non-lead
211238 | BUILDING B 101 INDIAN MOUND TRL |  | Unknown, Non-Lead | Yes |  | 2024-04-03 |  | Unknown, Non-Lead | 2022 | Yes |  | 2024-04-03 |  | Non-lead
211249 | 111 SANDS LN |  | Polytube | Yes |  | 2023-10-04 |  | PVC | 2023 | Yes |  | 2023-10-04 |  | Non-lead
211250 | A 1507 SOMBRERO BLVD |  | Polytube | Yes |  | 2023-07-10 |  | PVC | 2023 | Yes |  | 2023-07-10 |  | Non-lead
211251 | 450 PATTISON DR |  | Polytube | Yes |  | 2023-06-01 |  | PVC | 2023 | Yes |  | 2023-06-01 |  | Non-lead
211252 | 813 64TH OCEAN ST |  | Polytube | Yes |  | 2023-03-29 |  | PVC | 2023 | Yes |  | 2023-03-29 |  | Non-lead
211253 | 78 CORAL WAY |  | Polytube | Yes |  | 2023-03-07 |  | PVC | 2023 | Yes |  | 2023-03-07 |  | Non-lead
211257 | 77320 OVERSEAS HWY |  | Polytube | Yes |  | 2023-05-10 |  | PVC | 2023 | Yes |  | 2023-05-10 |  | Non-lead
211259 | 2 SUNSET KEY DR |  | Unknown, Non-Lead | Yes |  | 2023-01-30 |  | Unknown, Non-Lead | 2023 | Yes |  | 2023-01-30 |  | Non-lead
211264 | 77481 OVERSEAS HWY |  | Unknown, Non-Lead | Yes |  | 2023-03-07 |  | Unknown, Non-Lead | 2023 | Yes |  | 2023-03-07 |  | Non-lead
211265 | 151 SIOUX ST |  | Polytube | Yes |  | 2023-02-16 |  | Unknown, Non-Lead | 2023 | Yes |  | 2023-02-16 |  | Non-lead
211266 | 300 TINGLER LN |  | Unknown, Non-Lead | No |  |  |  | Unknown, Non-Lead | 2023 | No |  |  |  | Non-lead
211269 | 311 MAHOGANY DR |  | PVC | Yes |  | 2024-02-02 |  | Polytube | 2023 | Yes |  | 2024-02-02 |  | Non-lead
211271 | 62 TINGLER LN |  | Polytube | Yes |  | 2023-03-30 |  | PVC | 2023 | Yes |  | 2023-03-30 |  | Non-lead
211275 | 171 AVENUE D |  | Unknown, Non-Lead | No |  |  |  | Unknown, Non-Lead | 2023 | No |  |  |  | Non-lead
211281 | 45 THATCH PALM WAY |  | Unknown, Non-Lead | Yes |  | 2023-04-19 |  | Unknown, Non-Lead | 2023 | Yes |  | 2023-04-19 |  | Non-lead
211283 | 1501 SOUTH ST |  | Polytube | Yes |  | 2023-03-08 |  | PVC | 2023 | Yes |  | 2023-03-08 |  | Non-lead
211284 | 180 HIBISCUS ST |  | Unknown, Non-Lead | Yes |  | 2023-02-28 |  | Unknown, Non-Lead | 2023 | Yes |  | 2023-02-28 |  | Non-lead
211288 | 10671 AVIATION BLVD |  | Polytube | Yes |  | 2023-07-19 |  | PVC | 2023 | Yes |  | 2023-07-19 |  | Non-lead
211289 | 249 PESCAYO AVE |  | Unknown, Non-Lead | Yes |  | 2024-05-17 |  | Unknown, Non-Lead | 2023 | Yes |  | 2024-05-17 |  | Non-lead
211291 | 46 S BRIDGE LN |  | Unknown, Non-Lead | Yes |  | 2023-03-08 |  | Unknown, Non-Lead | 2023 | Yes |  | 2023-03-08 |  | Non-lead
211292 | 255 PESCAYO AVE |  | Unknown, Non-Lead | Yes |  | 2023-11-16 |  | Unknown, Non-Lead | 2023 | Yes |  | 2023-11-16 |  | Non-lead
211293 | 29663 SARATOGA AVE |  | Unknown, Non-Lead | Yes |  | 2023-03-23 |  | Unknown, Non-Lead | 2023 | Yes |  | 2023-03-23 |  | Non-lead
211294 | 884 50TH ST GULF |  | Polytube | Yes |  | 2023-03-29 |  | PVC | 2023 | Yes |  | 2023-03-29 |  | Non-lead
211298 | 102 SAGUARO LANE |  | Polytube | Yes |  | 2023-05-18 |  | PVC | 2023 | Yes |  | 2023-05-18 |  | Non-lead
211300 | 251 PESCAYO AVE |  | Polytube | Yes |  | 2024-01-08 |  | PVC | 2023 | Yes |  | 2024-01-08 |  | Non-lead
211305 | 275 79TH OCEAN ST |  | Polytube | Yes |  | 2023-05-09 |  | PVC | 2023 | Yes |  | 2023-05-09 |  | Non-lead
211308 | 271 W INDIES DR |  | Unknown, Non-Lead | No |  |  |  | Unknown, Non-Lead | 2023 | No |  |  |  | Non-lead
211312 | 20946 8TH AVE W |  | Unknown, Non-Lead | Yes |  | 2024-06-25 |  | Unknown, Non-Lead | 2023 | Yes |  | 2024-06-25 |  | Non-lead
211313 | APT E 418 UNITED ST |  | Unknown, Non-Lead | Yes |  | 2024-06-27 |  | Unknown, Non-Lead | 2023 | Yes |  | 2024-06-27 |  | Non-lead
211319 | A 611 SOMBRERO BEACH RD |  | Polytube | Yes |  | 2023-05-19 |  | PVC | 2023 | Yes |  | 2023-05-19 |  | Non-lead
211324 | 165 AVENUE D |  | Unknown, Non-Lead | No |  |  |  | Unknown, Non-Lead | 2023 | No |  |  |  | Non-lead
211326 | 28555 ARICA RD |  | Unknown, Non-Lead | Yes |  | 2024-06-03 |  | Unknown, Non-Lead | 2023 | Yes |  | 2024-06-03 |  | Non-lead
211327 | UNIT 1 84745 OLD HWY |  | Unknown, Non-Lead | No |  |  |  | Unknown, Non-Lead | 2023 | No |  |  |  | Non-lead
211328 | UNIT 2 84745 OLD HWY |  | Unknown, Non-Lead | No |  |  |  | Unknown, Non-Lead | 2023 | No |  |  |  | Non-lead
211329 | UNIT 3 84745 OLD HWY |  | Unknown, Non-Lead | No |  |  |  | Unknown, Non-Lead | 2023 | No |  |  |  | Non-lead
211330 | HYDRANT UK4-098 AMARA CAY #2 |  | Unknown, Non-Lead | No |  |  |  | Unknown, Non-Lead | 2023 | No |  |  |  | Non-lead
211331 | UNIT 4 84745 OLD HWY |  | Unknown, Non-Lead | No |  |  |  | Unknown, Non-Lead | 2023 | No |  |  |  | Non-lead
211332 | UNIT 5 84745 OLD HWY |  | Unknown, Non-Lead | No |  |  |  | Unknown, Non-Lead | 2023 | No |  |  |  | Non-lead
211333 | UNIT 6 84745 OLD HWY |  | Unknown, Non-Lead | No |  |  |  | Unknown, Non-Lead | 2023 | No |  |  |  | Non-lead
211334 | UNIT 07 84745 OLD HWY |  | Polytube | Yes |  | 2024-06-14 |  | PVC | 2023 | Yes |  | 2024-06-14 |  | Non-lead
211335 | UNIT 8 84745 OLD HWY |  | Unknown, Non-Lead | No |  |  |  | Unknown, Non-Lead | 2023 | No |  |  |  | Non-lead
211336 | UNIT 9 84745 OLD HWY |  | Unknown, Non-Lead | No |  |  |  | Unknown, Non-Lead | 2023 | No |  |  |  | Non-lead
211337 | UNIT 10 84745 OLD HWY |  | Unknown, Non-Lead | No |  |  |  | Unknown, Non-Lead | 2023 | No |  |  |  | Non-lead
211338 | UNIT 11 84745 OLD HWY |  | Unknown, Non-Lead | No |  |  |  | Unknown, Non-Lead | 2023 | No |  |  |  | Non-lead
211339 | UNIT 12 84745 OLD HWY |  | Unknown, Non-Lead | No |  |  |  | Unknown, Non-Lead | 2023 | No |  |  |  | Non-lead
211340 | UNIT 13 84745 OLD HWY |  | Unknown, Non-Lead | No |  |  |  | Unknown, Non-Lead | 2023 | No |  |  |  | Non-lead
211341 | UNIT 14 84745 OLD HWY |  | Polytube | No |  |  |  | PVC | 2023 | No |  |  |  | Non-lead
211342 | UNIT 15 84745 OLD HWY |  | Unknown, Non-Lead | No |  |  |  | Unknown, Non-Lead | 2023 | No |  |  |  | Non-lead
211343 | POOL/BATH 84745 OLD HWY |  | Polytube | Yes |  | 2023-09-20 |  | PVC | 2023 | Yes |  | 2023-09-20 |  | Non-lead
211344 | DOCK 84745 OLD HWY |  | Polytube | Yes |  | 2023-09-21 |  | PVC | 2023 | Yes |  | 2023-09-21 |  | Non-lead
211345 | UNIT 1 FIRE LINE 84745 OLD HWY |  | Unknown, Non-Lead | No |  |  |  | Unknown, Non-Lead | 2023 | No |  |  |  | Non-lead
211346 | UNIT 4 FIRE LINE 84745 OLD HWY |  | Unknown, Non-Lead | No |  |  |  | Unknown, Non-Lead | 2023 | No |  |  |  | Non-lead
211347 | UNIT 7 FIRE LINE 84745 OLD HWY |  | Unknown, Non-Lead | No |  |  |  | Unknown, Non-Lead | 2023 | No |  |  |  | Non-lead
211348 | UNIT 12 FIRE LINE 84745 OLD HWY |  | Unknown, Non-Lead | No |  |  |  | Unknown, Non-Lead | 2023 | No |  |  |  | Non-lead
211349 | UNIT 13 FIRE LINE 84745 OLD HWY |  | Unknown, Non-Lead | No |  |  |  | Unknown, Non-Lead | 2023 | No |  |  |  | Non-lead
211350 | 10727 3RD AVE |  | Unknown, Non-Lead | Yes |  | 2023-05-18 |  | Unknown, Non-Lead | 2023 | Yes |  | 2023-05-18 |  | Non-lead
211351 | 114 ROYAL LN |  | Polytube | Yes |  | 2023-07-12 |  | Unknown, Non-Lead | 2023 | Yes |  | 2023-07-12 |  | Non-lead
211354 | 124 YARDARM RD |  | Polytube | Yes |  | 2023-06-01 |  | PVC | 2023 | Yes |  | 2023-06-01 |  | Non-lead
211355 | UNIT 1 990 41ST GULF ST |  | Unknown, Non-Lead | Yes |  | 2024-08-30 |  | Unknown, Non-Lead | 2023 | Yes |  | 2024-08-30 |  | Non-lead
211356 | UNIT 2 990 41ST GULF ST |  | Unknown, Non-Lead | Yes |  | 2024-09-05 |  | Unknown, Non-Lead | 2023 | Yes |  | 2024-09-05 |  | Non-lead
211357 | UNIT 3 990 41ST GULF ST |  | Unknown, Non-Lead | Yes |  | 2024-09-17 |  | Unknown, Non-Lead | 2023 | Yes |  | 2024-09-17 |  | Non-lead
211358 | UNIT 4 990 41ST GULF ST |  | Unknown, Non-Lead | Yes |  | 2024-09-04 |  | Unknown, Non-Lead | 2023 | Yes |  | 2024-09-04 |  | Non-lead
211359 | UNIT 5 990 41ST GULF ST |  | Unknown, Non-Lead | Yes |  | 2024-08-30 |  | Unknown, Non-Lead | 2023 | Yes |  | 2024-08-30 |  | Non-lead
211360 | UNIT 6 990 41ST GULF ST |  | Unknown, Non-Lead | Yes |  | 2024-08-30 |  | Unknown, Non-Lead | 2023 | Yes |  | 2024-08-30 |  | Non-lead
211361 | UNIT 7 990 41ST GULF ST |  | Unknown, Non-Lead | Yes |  | 2024-08-30 |  | Unknown, Non-Lead | 2023 | Yes |  | 2024-08-30 |  | Non-lead
211362 | UNIT 8 990 41ST GULF ST |  | Unknown, Non-Lead | Yes |  | 2024-09-09 |  | Unknown, Non-Lead | 2023 | Yes |  | 2024-09-09 |  | Non-lead
211363 | UNIT 9 990 41ST GULF ST |  | Unknown, Non-Lead | Yes |  | 2024-08-30 |  | Unknown, Non-Lead | 2023 | Yes |  | 2024-08-30 |  | Non-lead
211364 | UNIT 10 990 41ST GULF ST |  | Unknown, Non-Lead | Yes |  | 2024-08-30 |  | Unknown, Non-Lead | 2023 | Yes |  | 2024-08-30 |  | Non-lead
211365 | UNIT 11 990 41ST GULF ST |  | Unknown, Non-Lead | Yes |  | 2024-09-09 |  | Unknown, Non-Lead | 2023 | Yes |  | 2024-09-09 |  | Non-lead
211366 | UNIT 12 990 41ST GULF ST |  | Unknown, Non-Lead | Yes |  | 2024-09-04 |  | Unknown, Non-Lead | 2023 | Yes |  | 2024-09-04 |  | Non-lead
211367 | UNIT 13 990 41ST GULF ST |  | Unknown, Non-Lead | Yes |  | 2024-08-30 |  | Unknown, Non-Lead | 2023 | Yes |  | 2024-08-30 |  | Non-lead
211368 | UNIT 14 990 41ST GULF ST |  | Unknown, Non-Lead | Yes |  | 2024-08-30 |  | Unknown, Non-Lead | 2023 | Yes |  | 2024-08-30 |  | Non-lead
211369 | 561 12TH GULF ST |  | Polytube | Yes |  | 2024-04-10 |  | PVC | 2023 | Yes |  | 2024-04-10 |  | Non-lead
211370 | 337 LAGUNA AVENUE |  | Polytube | No |  |  |  | PVC | 2023 | No |  |  |  | Non-lead
211379 | 532 MARGARET ST |  | Unknown, Non-Lead | Yes |  | 2024-09-05 |  | Unknown, Non-Lead | 2023 | Yes |  | 2024-09-05 |  | Non-lead
211382 | 45 CANNON ROYAL DR |  | Polytube | Yes |  | 2024-04-05 |  | None | 2023 | Yes |  | 2024-04-05 |  | Non-lead
211383 | B 27 ROSE PL |  | Polytube | Yes |  | 2023-07-20 |  | PVC | 2023 | Yes |  | 2023-07-20 |  | Non-lead
211386 | 28587 JOHN SILVER RD |  | Unknown, Non-Lead | No |  |  |  | Unknown, Non-Lead | 2023 | No |  |  |  | Non-lead
211388 | SLIP B04 1801 N ROOSEVELT BLVD |  | Unknown, Non-Lead | Yes |  | 2023-04-19 |  | Unknown, Non-Lead | 2023 | Yes |  | 2023-04-19 |  | Non-lead
211389 | 24397 W CARIBBEAN DR |  | Polytube | Yes |  | 2024-07-30 |  | PVC | 2023 | Yes |  | 2024-07-30 |  | Non-lead
211391 | 1925 AVENUE H |  | Unknown, Non-Lead | Yes |  | 2023-08-03 |  | Unknown, Non-Lead | 2023 | Yes |  | 2023-08-03 |  | Non-lead
211392 | 125 OCEAN BAY DR |  | Unknown, Non-Lead | Yes |  | 2023-05-11 |  | Unknown, Non-Lead | 2023 | Yes |  | 2023-05-11 |  | Non-lead
211397 | TAP 213 ACROSS THEATER OF THE SEA |  | Unknown, Non-Lead | No |  |  |  | Unknown, Non-Lead | 2023 | No |  |  |  | Non-lead
211399 | 201 DOGWOOD LN |  | Polytube | No |  |  |  | Unknown, Non-Lead | 2023 | No |  |  |  | Non-lead
211400 | N-020 BUILDING 1352 TRUMAN ANNEX |  | Unknown, Non-Lead | No |  |  |  | Unknown, Non-Lead | 2023 | No |  |  |  | Non-lead
211402 | UNIT 2 115 AVENUE D |  | Unknown, Non-Lead | No |  |  |  | Unknown, Non-Lead | 2023 | No |  |  |  | Non-lead
211403 | 11 MANGROVE LN |  | Unknown, Non-Lead | No |  |  |  | Unknown, Non-Lead | 2023 | No |  |  |  | Non-lead
211404 | 9 MANGROVE LN |  | Unknown, Non-Lead | Yes |  | 2024-06-03 |  | Unknown, Non-Lead | 2023 | Yes |  | 2024-06-03 |  | Non-lead
211405 | 7 MANGROVE LN |  | Unknown, Non-Lead | Yes |  | 2024-07-29 |  | Unknown, Non-Lead | 2023 | Yes |  | 2024-07-29 |  | Non-lead
211406 | 5 MANGROVE LN |  | Unknown, Non-Lead | No |  |  |  | Unknown, Non-Lead | 2023 | No |  |  |  | Non-lead
211409 | 154 OCEAN SHORES DR |  | Unknown, Non-Lead | Yes |  | 2024-02-29 |  | Unknown, Non-Lead | 2023 | Yes |  | 2024-02-29 |  | Non-lead
211412 | 204 PEARL AVE |  | Unknown, Non-Lead | Yes |  | 2023-05-12 |  | Unknown, Non-Lead | 2023 | Yes |  | 2023-05-12 |  | Non-lead
211415 | IRRIGATION 5220 COLLEGE RD |  | Unknown, Non-Lead | Yes |  | 2023-05-11 |  | Unknown, Non-Lead | 2023 | Yes |  | 2023-05-11 |  | Non-lead
211417 | 14 TARPON AVE |  | Unknown, Non-Lead | Yes |  | 2023-05-18 |  | Unknown, Non-Lead | 2023 | Yes |  | 2023-05-18 |  | Non-lead
211421 | 131 SNAPPER CREEK DR |  | Unknown, Non-Lead | Yes |  | 2023-05-31 |  | Unknown, Non-Lead | 2023 | Yes |  | 2023-05-31 |  | Non-lead
211422 | HYDRANT UK5-138 US 1 & SNAPPER LN |  | Unknown | Yes |  | 2024-08-05 |  | Unknown |  | Yes |  | 2024-08-05 |  | Lead Status Unknown
211424 | 1508 SHAW DRIVE |  | Unknown, Non-Lead | Yes |  | 2023-05-26 |  | Unknown, Non-Lead | 2023 | Yes |  | 2023-05-26 |  | Non-lead
211425 | 227 PESCAYO AVE |  | Polytube | Yes |  | 2023-11-16 |  | PVC | 2023 | Yes |  | 2023-11-16 |  | Non-lead
211426 | 76180 OVERSEAS HWY HOUSE A |  | Polytube | Yes |  | 2023-05-11 |  | PVC | 2023 | Yes |  | 2023-05-11 |  | Non-lead
211427 | CAR WASH 6209 OVERSEAS HWY |  | Unknown | No |  |  |  | Unknown |  | No |  |  |  | Lead Status Unknown
211430 | TEMP CONST . ROOSEVELT BLVD |  | Unknown | No |  |  |  | Unknown |  | No |  |  |  | Lead Status Unknown
211433 | FKAA MASTER TAP #27 |  | Unknown, Non-Lead | Yes |  | 2023-05-24 |  | Unknown, Non-Lead | 2023 | Yes |  | 2023-05-24 |  | Non-lead
211438 | 39 MUTINY PL |  | Unknown, Non-Lead | Yes |  | 2023-06-01 |  | No Piping |  | Yes |  | 2023-06-01 |  | Non-lead
211439 | 41 SUNSET CT |  | Unknown, Non-Lead | Yes |  | 2023-06-16 |  | No Piping |  | Yes |  | 2023-06-16 |  | Non-lead
211442 | 438 SAWYER DR |  | Unknown, Non-Lead | No |  |  |  | Unknown, Non-Lead | 2023 | No |  |  |  | Non-lead
211447 | 262 AZALEA ST |  | Unknown, Non-Lead | No |  |  |  | Unknown, Non-Lead | 2023 | No |  |  |  | Non-lead
211452 | 11688 4TH AVE OCEAN |  | Unknown, Non-Lead | Yes |  | 2023-06-23 |  | No Piping |  | Yes |  | 2023-06-23 |  | Non-lead
211453 | 60 WRENN ST |  | Polytube | Yes |  | 2024-01-26 |  | PVC | 2023 | Yes |  | 2024-01-26 |  | Non-lead
211454 | 13 GARDEN COVE DR |  | Unknown, Non-Lead | Yes |  | 2023-06-22 |  | Unknown, Non-Lead | 2023 | Yes |  | 2023-06-22 |  | Non-lead
211456 | 103031 OVERSEAS HWY |  | Polytube | Yes |  | 2023-08-09 |  | Unknown, Non-Lead | 2023 | Yes |  | 2023-08-09 |  | Non-lead
211459 | 314 BUTTONWOOD CIRCLE |  | Unknown, Non-Lead | Yes |  | 2023-06-26 |  | Unknown, Non-Lead | 2023 | Yes |  | 2023-06-26 |  | Non-lead
211460 | 191 FONTAINE DR |  | Polytube | No |  |  |  | No Piping |  | No |  |  |  | Non-lead
211463 | 29663 INDEPENDENCE AVE |  | Polytube | Yes |  | 2023-12-04 |  | PVC | 2023 | Yes |  | 2023-12-04 |  | Non-lead
211465 | 106 PELICAN LN |  | Unknown, Non-Lead | No |  |  |  | Unknown, Non-Lead | 2023 | No |  |  |  | Non-lead
211466 | 1 156 COUNTY RD |  | Unknown, Non-Lead | No |  |  |  | No Piping |  | No |  |  |  | Non-lead
211468 | 48 N BOUNTY LN |  | Unknown, Non-Lead | Yes |  | 2023-06-28 |  | Unknown, Non-Lead | 2023 | Yes |  | 2023-06-28 |  | Non-lead
211471 | 35 JEAN LA FITTE DR |  | Unknown, Non-Lead | Yes |  | 2023-06-30 |  | No Piping |  | Yes |  | 2023-06-30 |  | Non-lead
211473 | 11756 3RD AVE |  | Unknown, Non-Lead | No |  |  |  | Unknown, Non-Lead | 2023 | No |  |  |  | Non-lead
211474 | 115 SPOONBILL RD |  | Unknown, Non-Lead | Yes |  | 2023-06-30 |  | Unknown, Non-Lead | 2023 | Yes |  | 2023-06-30 |  | Non-lead
211476 | UNIT 102 900 FRANCES ST |  | Unknown | No |  |  |  | Unknown |  | No |  |  |  | Lead Status Unknown
211477 | 355 SOUTH HARBOR DRIVE |  | Unknown, Non-Lead | Yes |  | 2023-06-29 |  | Unknown, Non-Lead | 2023 | Yes |  | 2023-06-29 |  | Non-lead
211481 | 59720 OVERSEAS HWY POOL/IRRIGATION |  | Unknown, Non-Lead | Yes |  | 2024-06-05 |  | No Piping |  | Yes |  | 2024-06-05 |  | Non-lead
211482 | UNIT 12 59720 OVERSEAS HWY |  | Unknown | Yes |  | 2024-06-24 |  | Unknown |  | Yes |  | 2024-06-24 |  | Lead Status Unknown
211483 | UNIT 13 59720 OVERSEAS HWY |  | Unknown | Yes |  | 2024-06-06 |  | Unknown |  | Yes |  | 2024-06-06 |  | Lead Status Unknown
211484 | UNIT 14 59720 OVERSEAS HWY |  | Unknown | Yes |  | 2024-06-06 |  | Unknown |  | Yes |  | 2024-06-06 |  | Lead Status Unknown
211485 | UNIT 4 59720 OVERSEAS HWY |  | Unknown | Yes |  | 2024-06-06 |  | Unknown |  | Yes |  | 2024-06-06 |  | Lead Status Unknown
211488 | UNIT 7 59720 OVERSEAS HWY |  | Unknown | Yes |  | 2024-06-27 |  | Unknown |  | Yes |  | 2024-06-27 |  | Lead Status Unknown
211489 | UNIT 3 59720 OVERSEAS HWY |  | Unknown | Yes |  | 2024-06-24 |  | Unknown |  | Yes |  | 2024-06-24 |  | Lead Status Unknown
211490 | UNIT 9 59720 OVERSEAS HWY |  | Unknown | Yes |  | 2024-06-20 |  | Unknown |  | Yes |  | 2024-06-20 |  | Lead Status Unknown
211491 | UNIT 10 59720 OVERSEAS HWY |  | Unknown | Yes |  | 2024-06-20 |  | Unknown |  | Yes |  | 2024-06-20 |  | Lead Status Unknown
211492 | UNIT 11 59720 OVERSEAS HWY |  | Unknown | Yes |  | 2024-06-20 |  | Unknown |  | Yes |  | 2024-06-20 |  | Lead Status Unknown
211493 | UNIT 12 59720 OVERSEAS HWY |  | Unknown | Yes |  | 2024-06-24 |  | Unknown |  | Yes |  | 2024-06-24 |  | Lead Status Unknown
211494 | UNIT 2 59720 OVERSEAS HWY |  | Unknown | Yes |  | 2024-06-20 |  | Unknown |  | Yes |  | 2024-06-20 |  | Lead Status Unknown
211495 | UNIT 1 59720 OVERSEAS HWY |  | Unknown | Yes |  | 2024-06-24 |  | Unknown |  | Yes |  | 2024-06-24 |  | Lead Status Unknown
211499 | 272 LOWER MATECUMBER RD |  | Unknown, Non-Lead | Yes |  | 2023-07-13 |  | No Piping |  | Yes |  | 2023-07-13 |  | Non-lead
211500 | 114 SUNRISE DRIVE |  | Unknown, Non-Lead | Yes |  | 2024-04-18 |  | Unknown, Non-Lead | 2023 | Yes |  | 2024-04-18 |  | Non-lead
211502 | UNIT B 165 MONROE DR |  | Unknown | Yes |  | 2023-08-10 |  | Unknown |  | Yes |  | 2023-08-10 |  | Lead Status Unknown
211508 | 1025 SNAPPER LN |  | Unknown, Non-Lead | Yes |  | 2023-07-19 |  | No Piping |  | Yes |  | 2023-07-19 |  | Non-lead
211511 | 56 N BLACKWATER LN |  | Unknown, Non-Lead | Yes |  | 2023-07-24 |  | No Piping |  | Yes |  | 2023-07-24 |  | Non-lead
211514 | 862 CARDINAL LN |  | Unknown, Non-Lead | Yes |  | 2023-10-25 |  | No Piping |  | Yes |  | 2023-10-25 |  | Non-lead
211515 | UNIT A 163 MONROE DRIVE |  | Unknown, Non-Lead | Yes |  | 2023-09-20 |  | Unknown, Non-Lead | 1990 | Yes |  | 2023-09-20 |  | Non-lead
211516 | 16 S EXUMA RD |  | Unknown, Non-Lead | Yes |  | 2023-08-08 |  | No Piping |  | Yes |  | 2023-08-08 |  | Non-lead
211520 | 27076 DOLPHIN RD |  | Unknown, Non-Lead | Yes |  | 2024-06-26 |  | No Piping |  | Yes |  | 2024-06-26 |  | Non-lead
211521 | 96 COCO PLUM DR |  | Unknown, Non-Lead | Yes |  | 2024-08-27 |  | No Piping |  | Yes |  | 2024-08-27 |  | Non-lead
211525 | 22914 BUCCANEER LN |  | Unknown, Non-Lead | No |  |  |  | No Piping |  | No |  |  |  | Non-lead
211526 | 141 1ST ROAD |  | Unknown, Non-Lead | Yes |  | 2023-08-25 |  | No Piping |  | Yes |  | 2023-08-25 |  | Non-lead
211528 | 316 STIRRUP KEY BLVD |  | Unknown, Non-Lead | Yes |  | 2024-08-13 |  | No Piping |  | Yes |  | 2024-08-13 |  | Non-lead
211529 | 113 ZANE GREY CREEK DR |  | Unknown, Non-Lead | Yes |  | 2023-08-25 |  | No Piping |  | Yes |  | 2023-08-25 |  | Non-lead
211531 | 233 JOLLY ROGER DR |  | Unknown, Non-Lead | Yes |  | 2023-08-30 |  | Unknown, Non-Lead | 2023 | Yes |  | 2023-08-30 |  | Non-lead
211533 | 191 LA FITTE RD |  | Unknown, Non-Lead | Yes |  | 2023-08-30 |  | No Piping |  | Yes |  | 2023-08-30 |  | Non-lead
211534 | 188 CORAL RD |  | Unknown, Non-Lead | Yes |  | 2023-08-31 |  | No Piping |  | Yes |  | 2023-08-31 |  | Non-lead
211535 | UNIT B 29420 ENTERPRISE AVE |  | Unknown | Yes |  | 2023-09-11 |  | Unknown |  | Yes |  | 2023-09-11 |  | Lead Status Unknown
211538 | 508 AVENIDA PRIMICERIA |  | Unknown, Non-Lead | Yes |  | 2024-09-18 |  | No Piping |  | Yes |  | 2024-09-18 |  | Non-lead
211541 | 798 DUCK KEY DR |  | Unknown, Non-Lead | Yes |  | 2024-08-30 |  | No Piping |  | Yes |  | 2024-08-30 |  | Non-lead
211542 | 44 CANNON ROYAL DR |  | Unknown, Non-Lead | No |  |  |  | No Piping |  | No |  |  |  | Non-lead
211547 | 131 S INDIES DR |  | Unknown, Non-Lead | No |  |  |  | No Piping |  | No |  |  |  | Non-lead
211551 | A 1241 DAVID PORTER LN |  | Polytube | Yes |  | 2023-08-31 |  | Polytube |  | Yes |  | 2023-08-31 |  | Non-lead
211552 | B 1241 DAVID PORTER LN |  | Unknown | Yes |  | 2023-09-01 |  | Unknown |  | Yes |  | 2023-09-01 |  | Lead Status Unknown
211553 | 7542 GULFSTREAM BLVD |  | Unknown, Non-Lead | Yes |  | 2023-10-30 |  | Unknown, Non-Lead | 2023 | Yes |  | 2023-10-30 |  | Non-lead
211554 | 173 SAWYER DR |  | Polytube | Yes |  | 2025-02-03 |  | PVC |  | Yes |  | 2025-02-03 |  | Non-lead
211561 | 490 9TH ST |  | Polytube | Yes |  | 2023-10-17 |  | PVC |  | Yes |  | 2023-10-17 |  | Non-lead
211564 | 80 E LAKE RD |  | Unknown, Non-Lead | No |  |  |  | Unknown, Non-Lead | 2017 | No |  |  |  | Non-lead
211565 | 82 E LAKE RD |  | Unknown, Non-Lead | No |  |  |  | Unknown, Non-Lead | 1997 | No |  |  |  | Non-lead
211566 | 85 E LAKE RD |  | Unknown, Non-Lead | No |  |  |  | Unknown, Non-Lead | 1989 | No |  |  |  | Non-lead
211567 | 89 E LAKE RD |  | Unknown, Non-Lead | No |  |  |  | Unknown, Non-Lead | 1989 | No |  |  |  | Non-lead
211568 | 95 E LAKE RD |  | Unknown, Non-Lead | Yes |  | 2024-05-08 |  | Unknown, Non-Lead | 1989 | Yes |  | 2024-05-08 |  | Non-lead
211569 | 96 E LAKE RD |  | Unknown, Non-Lead | No |  |  |  | Unknown, Non-Lead | 1989 | No |  |  |  | Non-lead
211570 | BOATYARD IRR E LAKE RD |  | Unknown, Non-Lead | No |  |  |  | Unknown, Non-Lead | 1989 | No |  |  |  | Non-lead
211571 | 92 E LAKE RD |  | Unknown, Non-Lead | No |  |  |  | Unknown, Non-Lead | 1989 | No |  |  |  | Non-lead
211572 | 93 E LAKE RD |  | Unknown, Non-Lead | No |  |  |  | Unknown, Non-Lead | 1989 | No |  |  |  | Non-lead
211573 | 98 E LAKE RD |  | Unknown, Non-Lead | No |  |  |  | No Piping |  | No |  |  |  | Non-lead
211574 | GATE HOUSE IRR E LAKE RD |  | Unknown, Non-Lead | No |  |  |  | Unknown, Non-Lead | 1989 | No |  |  |  | Non-lead
211575 | 90 E LAKE RD |  | Unknown, Non-Lead | No |  |  |  | Unknown, Non-Lead | 1989 | No |  |  |  | Non-lead
211576 | 194 BUTTONWOOD LN |  | Unknown, Non-Lead | Yes |  | 2024-02-05 |  | Unknown, Non-Lead | 2023 | Yes |  | 2024-02-05 |  | Non-lead
211577 | 20 CORAL DRIVE |  | Unknown, Non-Lead | Yes |  | 2023-10-30 |  | Unknown, Non-Lead | 2023 | Yes |  | 2023-10-30 |  | Non-lead
211578 | 24469 CARIBBEAN DR W |  | Unknown, Non-Lead | Yes |  | 2023-12-28 |  | No Piping |  | Yes |  | 2023-12-28 |  | Non-lead
211579 | 161 MOHAWK ST |  | Unknown, Non-Lead | Yes |  | 2023-09-21 |  | Unknown, Non-Lead | 2023 | Yes |  | 2023-09-21 |  | Non-lead
211586 | 314 NORTH DR |  | Unknown, Non-Lead | Yes |  | 2023-09-22 |  | Unknown, Non-Lead | 2023 | Yes |  | 2023-09-22 |  | Non-lead
211588 | HYDRANT SI-131 6900 FRONT ST |  | Unknown | Yes |  | 2023-10-31 |  | Unknown |  | Yes |  | 2023-10-31 |  | Lead Status Unknown
211591 | 134 SEMINOLE BLVD |  | Unknown, Non-Lead | Yes |  | 2024-08-21 |  | Unknown, Non-Lead | 2023 | Yes |  | 2024-08-21 |  | Non-lead
211592 | 1233 WASHINGTON STREET |  | Unknown, Non-Lead | No |  |  |  | Unknown, Non-Lead | 2023 | No |  |  |  | Non-lead
211602 | 122 SEA LN |  | Unknown, Non-Lead | Yes |  | 2023-10-30 |  | Unknown, Non-Lead | 2023 | Yes |  | 2023-10-30 |  | Non-lead
211604 | 206 HARBOR DR |  | Unknown, Non-Lead | Yes |  | 2023-11-09 |  | Unknown, Non-Lead | 2023 | Yes |  | 2023-11-09 |  | Non-lead
211605 | FKAA MASTER TAP #557 BIG COPPITT RD |  | Unknown | No |  |  |  | Unknown |  | No |  |  |  | Lead Status Unknown
211608 | 15 SHORELINE RD |  | Unknown, Non-Lead | Yes |  | 2024-07-01 |  | No Piping |  | Yes |  | 2024-07-01 |  | Non-lead
211609 | 6 KEY HAVEN TERR |  | Unknown, Non-Lead | Yes |  | 2024-07-01 |  | No Piping |  | Yes |  | 2024-07-01 |  | Non-lead
211610 | 223 JOLLY ROGER DR |  | Unknown, Non-Lead | Yes |  | 2023-10-11 |  | Unknown, Non-Lead | 2023 | Yes |  | 2023-10-11 |  | Non-lead
211611 | 8 KEY HAVEN TERR |  | Unknown, Non-Lead | Yes |  | 2024-10-01 |  | No Piping |  | Yes |  | 2024-10-01 |  | Non-lead
211612 | 10 KEY HAVEN TERR |  | Unknown, Non-Lead | Yes |  | 2024-04-25 |  | No Piping |  | Yes |  | 2024-04-25 |  | Non-lead
211613 | 12 ANDREA LN |  | Unknown, Non-Lead | Yes |  | 2023-10-19 |  | No Piping |  | Yes |  | 2023-10-19 |  | Non-lead
211614 | 14 ANDREA LN |  | Unknown, Non-Lead | No |  |  |  | No Piping |  | No |  |  |  | Non-lead
211615 | 16 ANDREA LN |  | Unknown, Non-Lead | Yes |  | 2024-09-19 |  | No Piping |  | Yes |  | 2024-09-19 |  | Non-lead
211616 | 18 ANDREA LN |  | Unknown, Non-Lead | Yes |  | 2024-09-19 |  | No Piping |  | Yes |  | 2024-09-19 |  | Non-lead
211619 | 2138 MATTHEWS RD |  | Unknown, Non-Lead | Yes |  | 2024-03-26 |  | No Piping |  | Yes |  | 2024-03-26 |  | Non-lead
211620 | 26324 JOHNSON ST |  | Unknown, Non-Lead | Yes |  | 2023-11-29 |  | No Piping |  | Yes |  | 2023-11-29 |  | Non-lead
211621 | 26328 JOHNSON ST |  | Unknown, Non-Lead | Yes |  | 2023-11-29 |  | No Piping |  | Yes |  | 2023-11-29 |  | Non-lead
211626 | 22844 BLUEGILL LANE |  | Unknown, Non-Lead | Yes |  | 2024-01-25 |  | Unknown, Non-Lead | 2023 | Yes |  | 2024-01-25 |  | Non-lead
211629 | 465 CORAL LN |  | Polytube | Yes |  | 2024-01-24 |  | No Piping |  | Yes |  | 2024-01-24 |  | Non-lead
211630 | 475 CORAL LN |  | Polytube | Yes |  | 2024-08-01 |  | PVC |  | Yes |  | 2024-08-01 |  | Non-lead
211633 | 320 WOODS AVE |  | Unknown, Non-Lead | Yes |  | 2023-10-19 |  | Unknown, Non-Lead | 2023 | Yes |  | 2023-10-19 |  | Non-lead
211638 | 520 BLACKBEARD RD |  | Unknown, Non-Lead | No |  |  |  | No Piping |  | No |  |  |  | Non-lead
211639 | 34 CINNAMON BARK LN |  | Unknown, Non-Lead | Yes |  | 2023-10-18 |  | No Piping |  | Yes |  | 2023-10-18 |  | Non-lead
211642 | UNIT A 271 2ND ST |  | Unknown | No |  |  |  | Unknown |  | No |  |  |  | Lead Status Unknown
211643 | 385 S HARBOR DR |  | Polytube | Yes |  | 2024-03-21 |  | PVC | 2023 | Yes |  | 2024-03-21 |  | Non-lead
211645 | UNIT B 311 AMELIA ST |  | Unknown | Yes |  | 2023-12-06 |  | Unknown |  | Yes |  | 2023-12-06 |  | Lead Status Unknown
211646 | 25 MUTINY PL |  | Polytube | Yes |  | 2023-12-27 |  | PVC |  | Yes |  | 2023-12-27 |  | Non-lead
211647 | UNIT B 271 2ND ST |  | Unknown, Non-Lead | No |  |  |  | Unknown, Non-Lead | 2023 | No |  |  |  | Non-lead
211649 | 125 BAYVIEW DR |  | Unknown, Non-Lead | Yes |  | 2023-10-27 |  | No Piping |  | Yes |  | 2023-10-27 |  | Non-lead
211650 | 259 ST THOMAS AVE |  | Unknown, Non-Lead | Yes |  | 2023-11-02 |  | No Piping |  | Yes |  | 2023-11-02 |  | Non-lead
211651 | 258 CARIBBEAN DR |  | Unknown, Non-Lead | Yes |  | 2023-10-27 |  | No Piping |  | Yes |  | 2023-10-27 |  | Non-lead
211656 | 153 GIARDINO DR |  | Polytube | Yes |  | 2024-10-07 |  | PVC |  | Yes |  | 2024-10-07 |  | Non-lead
211659 | 270 E CARIBBEAN DR |  | Unknown, Non-Lead | No |  |  |  | No Piping |  | No |  |  |  | Non-lead
211660 | 255 TRUMBO RD |  | Unknown, Non-Lead | Yes |  | 2024-05-20 |  | No Piping |  | Yes |  | 2024-05-20 |  | Non-lead
211661 | LK-060 21650 OVERSEAS HWY |  | Unknown | Yes |  | 2024-08-07 |  | Unknown |  | Yes |  | 2024-08-07 |  | Lead Status Unknown
211663 | 120 N BOUNTY LN |  | Polytube | Yes |  | 2023-11-29 |  | Cooper |  | Yes |  | 2023-11-29 |  | Non-lead
211664 | 17162 W STARFISH LN |  | Unknown, Non-Lead | Yes |  | 2024-03-27 |  | No Piping |  | Yes |  | 2024-03-27 |  | Non-lead
211665 | IRRIGATION 1426 FLAGLER AVE |  | Unknown | Yes |  | 2023-11-29 |  | Unknown |  | Yes |  | 2023-11-29 |  | Lead Status Unknown
211667 | 22970 GASPARILLA LN |  | Unknown, Non-Lead | Yes |  | 2024-09-25 |  | Unknown, Non-Lead | 2023 | Yes |  | 2024-09-25 |  | Non-lead
211668 | 25 JEAN LA FITTE DR |  | Unknown, Non-Lead | Yes |  | 2023-11-29 |  | No Piping |  | Yes |  | 2023-11-29 |  | Non-lead
211670 | 31 TREASURE BLVD |  | Unknown, Non-Lead | Yes |  | 2024-08-27 |  | No Piping |  | Yes |  | 2024-08-27 |  | Non-lead
211671 | IRR SANDY COVE AVE & SAPODILLA DR |  | Polytube | Yes |  | 2023-11-28 |  | PVC | 2023 | Yes |  | 2023-11-28 |  | Non-lead
211672 | 4 BAY RIDGE RD |  | Unknown, Non-Lead | Yes |  | 2024-01-18 |  | Unknown, Non-Lead | 2023 | Yes |  | 2024-01-18 |  | Non-lead
211674 | 105 SANDY COVE AVE |  | Unknown, Non-Lead | Yes |  | 2023-12-07 |  | No Piping |  | Yes |  | 2023-12-07 |  | Non-lead
211676 | 180 POMPANO DR |  | Unknown, Non-Lead | Yes |  | 2023-11-30 |  | No Piping |  | Yes |  | 2023-11-30 |  | Non-lead
211678 | 224 W SEAVIEW DR |  | Unknown, Non-Lead | No |  |  |  | No Piping |  | No |  |  |  | Non-lead
211682 | 528 BAY SHORE DR |  | Unknown, Non-Lead | Yes |  | 2024-07-10 |  | No Piping |  | Yes |  | 2024-07-10 |  | Non-lead
211683 | 156 HIBISCUS ST |  | Unknown, Non-Lead | Yes |  | 2023-12-13 |  | Unknown, Non-Lead | 2023 | Yes |  | 2023-12-13 |  | Non-lead
211687 | APT B 156 MARINE AVE |  | Unknown | Yes |  | 2023-12-13 |  | Unknown | 1974 | Yes |  | 2023-12-13 |  | Lead Status Unknown
211691 | 110 BUTTONWOOD LN |  | Unknown, Non-Lead | Yes |  | 2023-12-15 |  | Unknown, Non-Lead | 2023 | Yes |  | 2023-12-15 |  | Non-lead
211693 | BACK APT 2 100961 OVERSEAS HWY |  | Polytube | Yes |  | 2023-12-22 |  | PVC |  | Yes |  | 2023-12-22 |  | Non-lead
211695 | UNIT B 301 BUTTONWOOD CIRCLE |  | Unknown, Non-Lead | Yes |  | 2023-12-19 |  | Unknown, Non-Lead | 2023 | Yes |  | 2023-12-19 |  | Non-lead
211696 | . WEST OF CR 905/LOQUAT DR |  | Polytube | Yes |  | 2024-02-28 |  | Ductile Iron |  | Yes |  | 2024-02-28 |  | Non-lead
211702 | 440 LESROHDE DRIVE |  | Unknown, Non-Lead | Yes |  | 2024-01-11 |  | No Piping |  | Yes |  | 2024-01-11 |  | Non-lead
211707 | 678 N LAKE DR |  | Unknown, Non-Lead | Yes |  | 2024-01-25 |  | No Piping |  | Yes |  | 2024-01-25 |  | Non-lead
211709 | 27433 ANTIGUA LN |  | Unknown, Non-Lead | Yes |  | 2024-01-26 |  | Unknown, Non-Lead | 2024 | Yes |  | 2024-01-26 |  | Non-lead
211710 | UNIT 2 1316 ROYAL ST |  | Unknown | Yes |  | 2024-05-10 |  | Unknown |  | Yes |  | 2024-05-10 |  | Lead Status Unknown
211711 | UNIT 4 1316 ROYAL ST |  | Unknown | Yes |  | 2024-09-11 |  | Unknown |  | Yes |  | 2024-09-11 |  | Lead Status Unknown
211712 | UNIT 6 1316 ROYAL ST |  | Unknown | Yes |  | 2024-07-11 |  | Unknown |  | Yes |  | 2024-07-11 |  | Lead Status Unknown
211714 | LOT 4 COCO PLUM DR |  | Unknown | No |  |  |  | Unknown |  | No |  |  |  | Lead Status Unknown
211715 | 98 SUNRISE DR |  | Unknown, Non-Lead | Yes |  | 2024-01-26 |  | No Piping |  | Yes |  | 2024-01-26 |  | Non-lead
211716 | 31539 AVE C |  | Unknown, Non-Lead | Yes |  | 2024-02-23 |  | No Piping |  | Yes |  | 2024-02-23 |  | Non-lead
211717 | 31543 AVE C |  | Unknown, Non-Lead | Yes |  | 2024-04-26 |  | No Piping |  | Yes |  | 2024-04-26 |  | Non-lead
211718 | 31547 AVE C |  | Unknown, Non-Lead | Yes |  | 2024-04-26 |  | No Piping |  | Yes |  | 2024-04-26 |  | Non-lead
211719 | 31549 AVE C |  | Unknown, Non-Lead | Yes |  | 2024-04-26 |  | No Piping |  | Yes |  | 2024-04-26 |  | Non-lead
211720 | 31551 AVE C |  | Unknown, Non-Lead | Yes |  | 2024-04-29 |  | No Piping |  | Yes |  | 2024-04-29 |  | Non-lead
211721 | 31553 AVE C |  | Unknown, Non-Lead | Yes |  | 2024-04-29 |  | No Piping |  | Yes |  | 2024-04-29 |  | Non-lead
211722 | 31537 AVE C |  | Unknown, Non-Lead | Yes |  | 2024-04-29 |  | No Piping |  | Yes |  | 2024-04-29 |  | Non-lead
211723 | 31541 AVE C |  | Unknown, Non-Lead | Yes |  | 2024-04-26 |  | No Piping |  | Yes |  | 2024-04-26 |  | Non-lead
211724 | 991 VALENCIA RD |  | Unknown, Non-Lead | Yes |  | 2024-01-30 |  | Unknown, Non-Lead | 2024 | Yes |  | 2024-01-30 |  | Non-lead
211740 | 304 CALZADA DE BOUGANVILLEA |  | Unknown, Non-Lead | No |  |  |  | Unknown, Non-Lead | 2024 | No |  |  |  | Non-lead
211749 | 22 S BOUNTY LANE |  | Polytube | Yes |  | 2024-02-28 |  | PVC |  | Yes |  | 2024-02-28 |  | Non-lead
211751 | 5 JONES ST |  | Unknown, Non-Lead | Yes |  | 2024-03-28 |  | Unknown, Non-Lead | 1995 | Yes |  | 2024-03-28 |  | Non-lead
211757 | 137 DOVE LAKE DRIVE |  | Unknown, Non-Lead | Yes |  | 2024-03-18 |  | Unknown, Non-Lead | 2024 | Yes |  | 2024-03-18 |  | Non-lead
211758 | 17130 LA BRISA CT |  | Unknown, Non-Lead | Yes |  | 2024-04-11 |  | No Piping |  | Yes |  | 2024-04-11 |  | Non-lead
211761 | 849 CARDINAL LANE |  | Unknown, Non-Lead | Yes |  | 2024-03-15 |  | No Piping |  | Yes |  | 2024-03-15 |  | Non-lead
211762 | 521 MARGARET ST |  | Unknown, Non-Lead | Yes |  | 2024-04-11 |  | No Piping |  | Yes |  | 2024-04-11 |  | Non-lead
211768 | 30324 FRIGATE LN |  | Unknown, Non-Lead | Yes |  | 2024-03-14 |  | No Piping |  | Yes |  | 2024-03-14 |  | Non-lead
211769 | 96 W PLAZA GRANADA |  | Unknown, Non-Lead | Yes |  | 2024-03-13 |  | Unknown, Non-Lead | 2024 | Yes |  | 2024-03-13 |  | Non-lead
211771 | 260 15TH CIRCLE |  | Unknown, Non-Lead | No |  |  |  | No Piping |  | No |  |  |  | Non-lead
211772 | 230 15TH CIRCLE |  | Unknown, Non-Lead | Yes |  | 2024-09-05 |  | No Piping |  | Yes |  | 2024-09-05 |  | Non-lead
211773 | 212 SCHOONER LANE |  | Unknown, Non-Lead | No |  |  |  | No Piping |  | No |  |  |  | Non-lead
211774 | DOWN 89210 OVERSEAS HWY |  | Unknown | Yes |  | 2024-03-13 |  | Unknown |  | Yes |  | 2024-03-13 |  | Lead Status Unknown
211775 | APT 206 89210 OVERSEAS HWY |  | Unknown, Non-Lead | Yes |  | 2024-03-20 |  | No Piping |  | Yes |  | 2024-03-20 |  | Non-lead
211776 | APT 205 89210 OVERSEAS HWY |  | Unknown, Non-Lead | Yes |  | 2024-03-20 |  | No Piping |  | Yes |  | 2024-03-20 |  | Non-lead
211777 | APT 204 89210 OVERSEAS HWY |  | Polytube | Yes |  | 2024-10-04 |  | PVC |  | Yes |  | 2024-10-04 |  | Non-lead
211778 | 209 W CANAL DR |  | Unknown, Non-Lead | Yes |  | 2024-03-18 |  | No Piping |  | Yes |  | 2024-03-18 |  | Non-lead
211788 | UNIT 1 22936 OVERSEAS HWY |  | Unknown | Yes |  | 2024-04-11 |  | Unknown |  | Yes |  | 2024-04-11 |  | Lead Status Unknown
211789 | UNIT 2 22936 OVERSEAS HWY |  | Unknown | Yes |  | 2024-06-28 |  | Unknown |  | Yes |  | 2024-06-28 |  | Lead Status Unknown
211790 | UNIT 3 22936 OVERSEAS HWY |  | Unknown | Yes |  | 2024-04-11 |  | Unknown |  | Yes |  | 2024-04-11 |  | Lead Status Unknown
211791 | UNIT 4 22936 OVERSEAS HWY |  | Unknown | Yes |  | 2024-06-28 |  | Unknown |  | Yes |  | 2024-06-28 |  | Lead Status Unknown
211792 | IRRIGATION 22936 OVERSEAS HWY |  | Unknown | No |  |  |  | Unknown |  | No |  |  |  | Lead Status Unknown
211793 | IRRIGATION 92300 OVERSEAS HWY |  | Unknown | Yes |  | 2024-04-05 |  | Unknown |  | Yes |  | 2024-04-05 |  | Lead Status Unknown
211795 | 61 TWO TURTLE LN |  | Unknown, Non-Lead | Yes |  | 2024-03-28 |  | No Piping |  | Yes |  | 2024-03-28 |  | Non-lead
211796 | CONST METER 120 & 130 PESCAYO AVE |  | Unknown | No |  |  |  | Unknown |  | No |  |  |  | Lead Status Unknown
211798 | 47 S BRIDGE LANE |  | Polytube | Yes |  | 2024-04-08 |  | PVC | 2024 | Yes |  | 2024-04-08 |  | Non-lead
211804 | OFF US1 CAMELOT HAMMER POINT ENTRANCE DR |  | Unknown | No |  |  |  | Unknown |  | No |  |  |  | Lead Status Unknown
211806 | UNIT 2 727 CATHERINE ST |  | Unknown | Yes |  | 2024-05-31 |  | Unknown |  | Yes |  | 2024-05-31 |  | Lead Status Unknown
211807 | UNIT 4 729 CATHERINE ST |  | Unknown | Yes |  | 2024-05-31 |  | Unknown |  | Yes |  | 2024-05-31 |  | Lead Status Unknown
211811 | 245 W SEAVIEW DR |  | Unknown, Non-Lead | No |  |  |  | Unknown, Non-Lead | 2024 | No |  |  |  | Non-lead
211812 | 531 BLACKBEARD ROAD |  | Unknown, Non-Lead | Yes |  | 2024-08-05 |  | Unknown, Non-Lead | 2024 | Yes |  | 2024-08-05 |  | Non-lead
211814 | 140 S BAHAMA DR |  | Unknown, Non-Lead | No |  |  |  | No Piping |  | No |  |  |  | Non-lead
211815 | 132 RIVIERA DR |  | Polytube | Yes |  | 2024-06-12 |  | PVC | 2024 | Yes |  | 2024-06-12 |  | Non-lead
211816 | 550 BLACKBEARD ROAD |  | Unknown, Non-Lead | No |  |  |  | No Piping |  | No |  |  |  | Non-lead
211819 | 764 BLACKBEARD RD |  | Unknown, Non-Lead | Yes |  | 2024-08-08 |  | No Piping |  | Yes |  | 2024-08-08 |  | Non-lead
211820 | 178 CARROLL ST |  | Polytube | Yes |  | 2024-06-12 |  | PVC |  | Yes |  | 2024-06-12 |  | Non-lead
211821 | 618 E CARIBBEAN DR |  | Unknown, Non-Lead | Yes |  | 2024-04-17 |  | Unknown, Non-Lead | 2024 | Yes |  | 2024-04-17 |  | Non-lead
211822 | 28120 COUNTY RD |  | Unknown, Non-Lead | Yes |  | 2024-04-17 |  | No Piping |  | Yes |  | 2024-04-17 |  | Non-lead
211827 | 20 N CONCH AVE |  | Unknown, Non-Lead | Yes |  | 2024-05-09 |  | No Piping |  | Yes |  | 2024-05-09 |  | Non-lead
211828 | 22 N CONCH AVE |  | Unknown, Non-Lead | Yes |  | 2024-05-16 |  | No Piping |  | Yes |  | 2024-05-16 |  | Non-lead
211829 | 19 S CONCH AVE |  | Unknown, Non-Lead | Yes |  | 2024-07-02 |  | No Piping |  | Yes |  | 2024-07-02 |  | Non-lead
211830 | 21 S CONCH AVE |  | Unknown, Non-Lead | Yes |  | 2024-05-06 |  | No Piping |  | Yes |  | 2024-05-06 |  | Non-lead
211831 | 23 S CONCH AVE |  | Unknown, Non-Lead | Yes |  | 2024-05-20 |  | No Piping |  | Yes |  | 2024-05-20 |  | Non-lead
211832 | 25 S CONCH AVE |  | Unknown, Non-Lead | Yes |  | 2024-05-09 |  | No Piping |  | Yes |  | 2024-05-09 |  | Non-lead
211833 | 27 S CONCH AVE |  | Unknown, Non-Lead | Yes |  | 2024-05-06 |  | No Piping |  | Yes |  | 2024-05-06 |  | Non-lead
211834 | 29 S CONCH AVE |  | Unknown, Non-Lead | Yes |  | 2024-05-06 |  | No Piping |  | Yes |  | 2024-05-06 |  | Non-lead
211835 | 31 S CONCH AVE |  | Unknown, Non-Lead | Yes |  | 2024-05-09 |  | No Piping |  | Yes |  | 2024-05-09 |  | Non-lead
211837 | 240 W SEAVIEW CIR |  | Unknown, Non-Lead | No |  |  |  | No Piping |  | No |  |  |  | Non-lead
211840 | 240 14TH ST |  | Unknown, Non-Lead | Yes |  | 2024-04-25 |  | No Piping |  | Yes |  | 2024-04-25 |  | Non-lead
211843 | TEMP CONSTRUCTI 990 41ST ST |  | Unknown | Yes |  | 2024-04-26 |  | Unknown |  | Yes |  | 2024-04-26 |  | Lead Status Unknown
211844 | 3 ABACO RD |  | Unknown, Non-Lead | No |  |  |  | No Piping |  | No |  |  |  | Non-lead
211845 | PUBLIC LAUNDRY 6310 2ND ST UNIT 2 &3 |  | Unknown | Yes |  | 2024-06-10 |  | Unknown |  | Yes |  | 2024-06-10 |  | Lead Status Unknown
211848 | HYDRANT TEMP NEW WATER TA002 FLEMING & THOMAS ST |  | Unknown | No |  |  |  | Unknown |  | No |  |  |  | Lead Status Unknown
211850 | 154 SUNSET DRIVE |  | Unknown, Non-Lead | Yes |  | 2024-05-31 |  | Unknown, Non-Lead | 2024 | Yes |  | 2024-05-31 |  | Non-lead
211851 | PRIVATE LAUNDRY 6310 2ND ST #4 |  | Unknown | Yes |  | 2024-06-13 |  | Unknown |  | Yes |  | 2024-06-13 |  | Lead Status Unknown
211853 | 206 PLANTATION AVE |  | Unknown, Non-Lead | Yes |  | 2024-06-10 |  | Unknown, Non-Lead | 2024 | Yes |  | 2024-06-10 |  | Non-lead
211855 | 255 OLEANDER DRIVE |  | Unknown, Non-Lead | Yes |  | 2024-05-30 |  | No Piping |  | Yes |  | 2024-05-30 |  | Non-lead
211857 | 43 CARDINAL LN |  | Unknown, Non-Lead | Yes |  | 2024-05-31 |  | No Piping |  | Yes |  | 2024-05-31 |  | Non-lead
211859 | 4 TRINIDAD STREET |  | Unknown, Non-Lead | Yes |  | 2024-05-23 |  | No Piping |  | Yes |  | 2024-05-23 |  | Non-lead
211890 | 550 PALM DR |  | Unknown, Non-Lead | Yes |  | 2024-05-17 |  | Unknown, Non-Lead | 2024 | Yes |  | 2024-05-17 |  | Non-lead
211892 | 427 LIME DR |  | Unknown, Non-Lead | Yes |  | 2024-05-31 |  | Unknown, Non-Lead | 2024 | Yes |  | 2024-05-31 |  | Non-lead
211893 | 11 ORANGE DR |  | Unknown, Non-Lead | Yes |  | 2024-05-24 |  | Unknown, Non-Lead | 2024 | Yes |  | 2024-05-24 |  | Non-lead
211896 | 121 PONCE DE LEON BLVD |  | Polytube | Yes |  | 2024-05-28 |  | PVC |  | Yes |  | 2024-05-28 |  | Non-lead
211899 | PICKBALL CT 305 ST CROIX PL |  | Unknown | Yes |  | 2024-06-04 |  | Unknown |  | Yes |  | 2024-06-04 |  | Lead Status Unknown
211902 | 16 OSPREY LN |  | Unknown, Non-Lead | Yes |  | 2024-06-06 |  | No Piping |  | Yes |  | 2024-06-06 |  | Non-lead
211905 | 793 OCEANA AVE |  | Unknown, Non-Lead | Yes |  | 2024-06-20 |  | Unknown, Non-Lead | 2024 | Yes |  | 2024-06-20 |  | Non-lead
211906 | 106 AVENUE L |  | Unknown, Non-Lead | No |  |  |  | Unknown, Non-Lead | 2024 | No |  |  |  | Non-lead
211908 | KW-360 SOUTH & REYNOLDS ST |  | Unknown | No |  |  |  | Unknown |  | No |  |  |  | Lead Status Unknown
211914 | UNIT 1 7 ARONOVITZ LN |  | Unknown | Yes |  | 2024-09-19 |  | Unknown |  | Yes |  | 2024-09-19 |  | Lead Status Unknown
211915 | UNIT 2 7 ARONOVITZ LN |  | Unknown | Yes |  | 2024-09-19 |  | Unknown |  | Yes |  | 2024-09-19 |  | Lead Status Unknown
211916 | UNIT 3 7 ARONOVITZ LN |  | Unknown | Yes |  | 2024-09-19 |  | Unknown |  | Yes |  | 2024-09-19 |  | Lead Status Unknown
211917 | UNIT 4 7 ARONOVITZ LN |  | Unknown | Yes |  | 2024-09-19 |  | Unknown |  | Yes |  | 2024-09-19 |  | Lead Status Unknown
211918 | 25 ABACO RD |  | Unknown, Non-Lead | Yes |  | 2024-06-27 |  | Unknown, Non-Lead | 2024 | Yes |  | 2024-06-27 |  | Non-lead
211919 | 40 CARDINAL LN |  | Unknown, Non-Lead | No |  |  |  | No Piping |  | No |  |  |  | Non-lead
211924 | 48 62900 OVERSEAS HWY |  | Unknown, Non-Lead | No |  |  |  | Unknown, Non-Lead | 2024 | No |  |  |  | Non-lead
211925 | 58 CANNON ROYAL DR |  | Unknown, Non-Lead | No |  |  |  | No Piping |  | No |  |  |  | Non-lead
211926 | REAR 1188 BASQUE LN |  | Unknown | Yes |  | 2024-07-22 |  | Unknown |  | Yes |  | 2024-07-22 |  | Lead Status Unknown
211928 | IRRIGATION 5550 OVERSEAS HWY |  | Unknown | Yes |  | 2024-09-13 |  | Unknown |  | Yes |  | 2024-09-13 |  | Lead Status Unknown
211929 | 36 PARK RD |  | Unknown, Non-Lead | Yes |  | 2024-07-15 |  | No Piping |  | Yes |  | 2024-07-15 |  | Non-lead
211936 | UNIT 7 1327 DUVAL ST |  | Unknown | Yes |  | 2024-07-16 |  | Unknown |  | Yes |  | 2024-07-16 |  | Lead Status Unknown
211938 | UP 913 LOBSTER LANE |  | Unknown | Yes |  | 2024-08-15 |  | Unknown |  | Yes |  | 2024-08-15 |  | Lead Status Unknown
211943 | UK5-148 PLANTER & FIRST ST |  | Unknown | No |  |  |  | Unknown |  | No |  |  |  | Lead Status Unknown
211945 | 64 SOMBRERO BEACH RD |  | Unknown, Non-Lead | Yes |  | 2024-07-17 |  | No Piping |  | Yes |  | 2024-07-17 |  | Non-lead
211951 | 160 VENETIAN WAY |  | Unknown, Non-Lead | Yes |  | 2024-07-29 |  | Unknown, Non-Lead | 2024 | Yes |  | 2024-07-29 |  | Non-lead
211955 | 624 ISLAND DR |  | Unknown, Non-Lead | Yes |  | 2024-09-04 |  | No Piping |  | Yes |  | 2024-09-04 |  | Non-lead
211956 | 43 1ST CT |  | Unknown, Non-Lead | Yes |  | 2024-09-09 |  | Unknown, Non-Lead | 2024 | Yes |  | 2024-09-09 |  | Non-lead
211959 | 400 CALLE DE LUNA |  | Unknown, Non-Lead | No |  |  |  | No Piping |  | No |  |  |  | Non-lead
211965 | 507 HECK AVE |  | Unknown, Non-Lead | Yes |  | 2024-08-29 |  | No Piping |  | Yes |  | 2024-08-29 |  | Non-lead
211968 | 23066 TARPON LN |  | Unknown, Non-Lead | Yes |  | 2024-08-30 |  | No Piping |  | Yes |  | 2024-08-30 |  | Non-lead
211978 | 199 STIRRUP KEY BLVD |  | Unknown, Non-Lead | No |  |  |  | No Piping |  | No |  |  |  | Non-lead
211980 | 17176 HIBISCUS LN |  | Unknown, Non-Lead | No |  |  |  | No Piping |  | No |  |  |  | Non-lead
211986 | TEMP CONSTR 2001 S ROOSEVELT DR |  | Unknown | Yes |  | 2024-08-30 |  | Unknown |  | Yes |  | 2024-08-30 |  | Lead Status Unknown
211987 | 325 PIRATES RD |  | Unknown, Non-Lead | Yes |  | 2024-09-12 |  | No Piping |  | Yes |  | 2024-09-12 |  | Non-lead
211988 | 335 PIRATES RD |  | Unknown, Non-Lead | Yes |  | 2024-09-05 |  | No Piping |  | Yes |  | 2024-09-05 |  | Non-lead
211989 | 46 SEAGATE BLVD |  | Unknown, Non-Lead | Yes |  | 2024-08-30 |  | No Piping |  | Yes |  | 2024-08-30 |  | Non-lead
211992 | 134 DORSETT DR |  | Unknown, Non-Lead | No |  |  |  | No Piping |  | No |  |  |  | Non-lead
211993 | 91 SAWYER DR |  | Unknown, Non-Lead | No |  |  |  | No Piping |  | No |  |  |  | Non-lead
211994 | 98790 OVERSEAS HWY |  | Unknown, Non-Lead | Yes |  | 2024-09-17 |  | Unknown, Non-Lead | 2024 | Yes |  | 2024-09-17 |  | Non-lead
211998 | 126 SUNRISE DR |  | Unknown, Non-Lead | No |  |  |  | No Piping |  | No |  |  |  | Non-lead
212000 | 128 SUNRISE DR |  | Unknown, Non-Lead | No |  |  |  | No Piping |  | No |  |  |  | Non-lead
212007 | APT 1 292 GARDENIA ST |  | Unknown, Non-Lead | Yes |  | 2024-10-01 |  | Unknown, Non-Lead | 2024 | Yes |  | 2024-10-01 |  | Non-lead
212008 | APT 2 292 GARDENIA ST |  | Unknown, Non-Lead | Yes |  | 2024-10-03 |  | Unknown, Non-Lead | 2024 | Yes |  | 2024-10-03 |  | Non-lead
212009 | APT 3 292 GARDENIA ST |  | Unknown, Non-Lead | Yes |  | 2024-09-23 |  | Unknown, Non-Lead | 2024 | Yes |  | 2024-09-23 |  | Non-lead
212010 | APT 4 292 GARDENIA ST |  | Unknown, Non-Lead | Yes |  | 2024-10-03 |  | Unknown, Non-Lead | 2024 | Yes |  | 2024-10-03 |  | Non-lead
212011 | APT 5 292 GARDENIA ST |  | Unknown, Non-Lead | No |  |  |  | Unknown, Non-Lead | 2024 | No |  |  |  | Non-lead
212012 | APT 6 292 GARDENIA ST |  | Unknown, Non-Lead | Yes |  | 2024-10-02 |  | Unknown, Non-Lead | 2024 | Yes |  | 2024-10-02 |  | Non-lead
212013 | APT 7 292 GARDENIA ST |  | Unknown, Non-Lead | Yes |  | 2024-10-02 |  | Unknown, Non-Lead | 2024 | Yes |  | 2024-10-02 |  | Non-lead
210459 | SWIMMING HOLE 29550 OVERSEAS HWY |  | Polytube | No |  |  |  | Unknown, Non-Lead | 2021 | No |  |  |  | Non-lead
212014 | APT 8 292 GARDENIA ST |  | Unknown, Non-Lead | Yes |  | 2024-09-23 |  | Unknown, Non-Lead | 2024 | Yes |  | 2024-09-23 |  | Non-lead

## Building Conditionals (hidden)
DRAFT | [8 empty] | Form Option For Customer Side | Classification | System-Owned Portion | Was Previously Lead? | Customer-Owned Portion | Classification for Entire Service Line | Single-Owned Portion | Classification for Entire Service Line
| Note to EPA: This is a background sheet to be hidden or deleted | [7 empty] | Lead | Lead | Lead |  | Lead | Lead | Lead | Lead
[9 empty] | Lead-lined galvanized | Lead | Lead |  | Galvanized | Lead | Galvanized | Non-Lead
[9 empty] | Galvanized | Galvanized | Lead |  | Non-Lead | Lead | Non-Lead | Non-Lead
[9 empty] | Non-Lead - Copper | Non-Lead | Lead |  | Material Unknown | Lead | Material Unknown | Lead Status Unknown
[9 empty] | Non-Lead - Plastic | Non-Lead | Galvanized |  | Lead | Lead
[9 empty] | Non-Lead - Other | Non-Lead | Galvanized |  | Galvanized | Non-Lead
[9 empty] | Unknown - Likely Lead | Material Unknown | Galvanized |  | Non-Lead | Non-Lead
[9 empty] | Unknown - Unlikely Lead | Material Unknown | Galvanized |  | Material Unknown | Lead Status Unknown
[9 empty] | Unknown - Material Unknown | Material Unknown | Non-Lead |  | Lead | Lead
[11 empty] | Non-Lead | Y | Galvanized | Galvanized Requiring Replacement
[9 empty] | Form Option For System Side | Classification | Non-Lead | N | Galvanized | Non-Lead
[9 empty] | Lead | Lead | Non-Lead | DN | Galvanized | Galvanized Requiring Replacement
[9 empty] | Lead-lined galvanized | Lead | Non-Lead |  | Non-Lead | Non-Lead
[9 empty] | Galvanized | Galvanized | Non-Lead |  | Material Unknown | Lead Status Unknown
[9 empty] | Non-Lead - Copper | Non-Lead | Material Unknown |  | Lead | Lead
[9 empty] | Non-Lead - Plastic | Non-Lead | Material Unknown |  | Galvanized | Galvanized Requiring Replacement
[9 empty] | Non-Lead - Other | Non-Lead | Material Unknown |  | Non-Lead | Lead Status Unknown
[9 empty] | Unknown - Likely Lead | Material Unknown | Material Unknown |  | Material Unknown | Lead Status Unknown
[9 empty] | Unknown - Unlikely Lead | Material Unknown
| system_owned_portion |  | customer_owned_portion | service_line_classification |  |  |  |  | Unknown - Material Unknown | Material Unknown
| System-Owned Portion | Was Previously Lead? | Customer-Owned Portion | Classification for Entire Service Line |  | IF( | ) AND ( | THEN
| Lead |  | Lead | Lead |  | IF(system_owned_portion=Lead) AND (customer_owned_portion=Lead THEN service_line_classification=Lead | IF(system_owned_portion=Lead) AND (customer_owned_portion=Lead THEN service_line_classification=Lead | IF(system_owned_portion="Lead") AND (customer_owned_portion="Lead" THEN service_line_classification="Lead"
| Lead |  | Galvanized | Lead | ELSE | IF(system_owned_portion=Lead) AND (customer_owned_portion=Galvanized THEN service_line_classification=Lead | ELSEIF(system_owned_portion=Lead) AND (customer_owned_portion=Galvanized THEN service_line_classification=Lead | ELSEIF(system_owned_portion="Lead") AND (customer_owned_portion="Galvanized Requiring Replacement" THEN service_line_classification="Lead"
| Lead |  | Non-Lead | Lead | ELSE | IF(system_owned_portion=Lead) AND (customer_owned_portion=Non-Lead THEN service_line_classification=Lead | ELSEIF(system_owned_portion=Lead) AND (customer_owned_portion=Non-Lead THEN service_line_classification=Lead | ELSEIF(system_owned_portion="Lead") AND (customer_owned_portion="Non-Lead" THEN service_line_classification="Lead"
| Lead |  | Material Unknown | Lead | ELSE | IF(system_owned_portion=Lead) AND (customer_owned_portion=Material Unknown THEN service_line_classification=Lead | ELSEIF(system_owned_portion=Lead) AND (customer_owned_portion=Material Unknown THEN service_line_classification=Lead | ELSEIF(system_owned_portion="Lead") AND (customer_owned_portion=Lead Status Unknown THEN service_line_classification="Lead"
| Galvanized |  | Lead | Lead | ELSE | IF(system_owned_portion=Galvanized) AND (customer_owned_portion=Lead THEN service_line_classification=Lead | ELSEIF(system_owned_portion=Galvanized) AND (customer_owned_portion=Lead THEN service_line_classification=Lead | ELSEIF(system_owned_portion="Galvanized1") AND (customer_owned_portion=Lead THEN service_line_classification="Lead"
| Galvanized |  | Galvanized | Non-Lead | ELSE | IF(system_owned_portion=Galvanized) AND (customer_owned_portion=Galvanized THEN service_line_classification=Non-Lead | ELSEIF(system_owned_portion=Galvanized) AND (customer_owned_portion=Galvanized THEN service_line_classification=Non-Lead | ELSEIF(system_owned_portion="Galvanized1") AND (customer_owned_portion="Galvanized2" THEN service_line_classification="Non-Lead"
| Galvanized |  | Non-Lead | Non-Lead | ELSE | IF(system_owned_portion=Galvanized) AND (customer_owned_portion=Non-Lead THEN service_line_classification=Non-Lead | ELSEIF(system_owned_portion=Galvanized) AND (customer_owned_portion=Non-Lead THEN service_line_classification=Non-Lead | ELSEIF(system_owned_portion="Galvanized1") AND (customer_owned_portion="Non-Lead" THEN service_line_classification="Non-Lead"
| Galvanized |  | Material Unknown | Lead Status Unknown | ELSE | IF(system_owned_portion=Galvanized) AND (customer_owned_portion=Material Unknown THEN service_line_classification=Lead Status Unknown | ELSEIF(system_owned_portion=Galvanized) AND (customer_owned_portion=Material Unknown THEN service_line_classification=Lead Status Unknown | ELSEIF(system_owned_portion="Galvanized1") AND (customer_owned_portion="Lead Status Unknown" THEN service_line_classification="Lead Status Unknown"
| Non-Lead |  | Lead | Lead | ELSE | IF(system_owned_portion=Non-Lead) AND (customer_owned_portion=Lead THEN service_line_classification=Lead | ELSEIF(system_owned_portion=Non-Lead) AND (customer_owned_portion=Lead THEN service_line_classification=Lead | ELSEIF(system_owned_portion="Non-Lead") AND (customer_owned_portion="Lead" THEN service_line_classification="Lead"
| Non-Lead |  | Galvanized | Galvanized Requiring Replacement | ELSE | IF(system_owned_portion=Non-Lead) AND (customer_owned_portion=Galvanized THEN service_line_classification=Galvanized Requiring Replacement | ELSEIF(system_owned_portion=Non-Lead) AND (customer_owned_portion=Galvanized THEN service_line_classification=Galvanized Requiring Replacement | ELSEIF(system_owned_portion="Non-Lead") AND (customer_owned_portion="Galvanized2" THEN service_line_classification="Non-Lead"
| Non-Lead |  | Galvanized | Non-Lead | ELSE | IF(system_owned_portion=Non-Lead) AND (customer_owned_portion=Galvanized THEN service_line_classification=Non-Lead | ELSEIF(system_owned_portion=Non-Lead) AND (customer_owned_portion=Galvanized THEN service_line_classification=Non-Lead | ELSEIF(system_owned_portion="Non-Lead") AND (customer_owned_portion="Non-Lead" THEN service_line_classification="Non-Lead"
| Non-Lead |  | Galvanized | Galvanized Requiring Replacement | ELSE | IF(system_owned_portion=Non-Lead) AND (customer_owned_portion=Galvanized THEN service_line_classification=Galvanized Requiring Replacement | ELSEIF(system_owned_portion=Non-Lead) AND (customer_owned_portion=Galvanized THEN service_line_classification=Galvanized Requiring Replacement | ELSEIF(system_owned_portion="Non-Lead") AND (customer_owned_portion="Lead Status Unknown" THEN service_line_classification="Lead Status Unknown"
| Non-Lead |  | Non-Lead | Non-Lead | ELSE | IF(system_owned_portion=Non-Lead) AND (customer_owned_portion=Non-Lead THEN service_line_classification=Non-Lead | ELSEIF(system_owned_portion=Non-Lead) AND (customer_owned_portion=Non-Lead THEN service_line_classification=Non-Lead | ELSEIF(system_owned_portion="Non-Lead, but system is unable to demonstrate it was not previously Lead") AND (customer_owned_portion="Galvanized Requiring Replacement" THEN service_line_classification="Galvanized Requiring Replacement"
| Non-Lead |  | Material Unknown | Lead Status Unknown | ELSE | IF(system_owned_portion=Non-Lead) AND (customer_owned_portion=Material Unknown THEN service_line_classification=Lead Status Unknown | ELSEIF(system_owned_portion=Non-Lead) AND (customer_owned_portion=Material Unknown THEN service_line_classification=Lead Status Unknown | ELSEIF(system_owned_portion="Lead Status Unknown") AND (customer_owned_portion="Lead" THEN service_line_classification="Lead"
| Material Unknown |  | Lead | Lead | ELSE | IF(system_owned_portion=Material Unknown) AND (customer_owned_portion=Lead THEN service_line_classification=Lead | ELSEIF(system_owned_portion=Material Unknown) AND (customer_owned_portion=Lead THEN service_line_classification=Lead | ELSEIF(system_owned_portion="Lead Status Unknown") AND (customer_owned_portion="Galvanized Requiring Replacement" THEN service_line_classification="Galvanized Requiring Replacement"
| Material Unknown |  | Galvanized | Galvanized Requiring Replacement | ELSE | IF(system_owned_portion=Material Unknown) AND (customer_owned_portion=Galvanized THEN service_line_classification=Galvanized Requiring Replacement | ELSEIF(system_owned_portion=Material Unknown) AND (customer_owned_portion=Galvanized THEN service_line_classification=Galvanized Requiring Replacement | ELSEIF(system_owned_portion="Lead Status Unknown") AND (customer_owned_portion="Non-Lead" THEN service_line_classification="Lead Status Unknown"
| Material Unknown |  | Non-Lead | Lead Status Unknown | ELSE | IF(system_owned_portion=Material Unknown) AND (customer_owned_portion=Non-Lead THEN service_line_classification=Lead Status Unknown | ELSEIF(system_owned_portion=Material Unknown) AND (customer_owned_portion=Non-Lead THEN service_line_classification=Lead Status Unknown | ELSEIF(system_owned_portion="Lead Status Unknown") AND (customer_owned_portion="Lead Status Unknown" THEN service_line_classification="Lead Status Unknown"
| Material Unknown |  | Material Unknown | Lead Status Unknown |  |  | ELSE service_line_classification = "CLASSIFICATION ERROR" | ELSE "CLASSIFICATION ERROR"

## Form Lists (hidden)
Tab | Form Control Lists
Detailed Inventory | Sensitive Population? (Y/N) | Service Line Material Classification* | If Non-Lead, Was Material Ever Previously Lead? | Basis of Material Classification | Was the Service Line Material Field Verified? | Select the Field Verification Method | Building Type Connected to Service Line | For CWSs, do Multi-family Residences (MFRs) Comprise at Least 20% of the Structures You Serve? | Is there a Lead Connector Present? | Point-of-Entry or Point-of-Use Treatment Present? | Does the Interior Building Plumbing Contain Copper Pipes with Lead Solder Installed before your State's Lead Ban (Generally 1986 - 1988) | Current LCR Sampling Site? | Building Type Connected to Service Line | For CWSs, do Multi-family Residences (MFRs) Comprise at Least 20% of the Structures You Serve? | Is there a Lead Connector Present? | Point-of-Entry or Point-of-Use Treatment Present? | Does the Interior Building Plumbing Contain Copper Pipes with Lead Solder Installed before your State's Lead Ban (Generally 1986 - 1988) | Current LCR Sampling Site?
| No | Lead | Yes | Previous materials evaluation | Yes | Visual inspection at meter pit | Single Family Residence | Yes | Yes | Yes | Yes | Yes | Single Family Residence | Yes | Yes | Yes | Yes | Yes
| Yes - School | Lead-lined galvanized | No | Installation record (e.g., tap card) | No | Customer self-identification | Multiple Family Residence | No | Known | No | No | No | Multiple Family Residence | No | Known | No | No | No
| Yes - Day Care | Galvanized | Don't know | Installation date is after the lead ban |  | CCTV Inspection at Curb Box - Internal | Building | N/A | Unknown | Unknown | Unknown |  | Building | N/A | Unknown | Unknown | Unknown
| Yes - Other | Non-Lead - Copper |  | Service line diameter is greater than 2 inches |  | CCTV inspection at Curb Box - External | Other | [5 empty] | Other
|  | Non-Lead - Plastic |  | Service line repair or replacement record |  | Water Quality Sampling - Targeted
|  | Non-Lead - Other |  | Statistical analysis |  | Water Quality Sampling - Flushed
|  | Unknown - Likely Lead |  | Field inspection only with no records |  | Water Quality Sampling - Sequential
|  | Unknown - Unlikely Lead |  | Water sampling only with no records |  | Water Quality Sampling - Other
|  | Unknown - Material Unknown |  | Other |  | Mechanical Excavation at 1 location
Mechanical Excavation at multiple locations
| Note to EPA: this is a background sheet to be hidden or deleted |  |  |  | Other