## Dropdowns (hidden)
Drop down lists (Internal, DO NOT MODIFY)
Ownership | Basis of materials classification | Field Verification Methods
Select Ownership Type | Previous Materials Evaluation | Customer self-identification
The entire service line is owned by the water system | Installation record (e.g., tap card) | CCTV investigation at curb stop - internal
The entire service line is owned by the customer | Installation date after lead ban | CCTV investigation at curb stop - external
Ownership is split, meaning that the system owns and portion and the customer owns a portion | Service line diameter is > 2 inches | Water quality sampling
Other | Service line repair or replacement record | Mechanical excavation at one location
| Predictive model | Mechanical excavation at multiple locations
| Water sampling only with no records | Visual inspection at the meter pit
| Field inspection only with no records | Other
Other
State review of customer notification of service line material
Select "Yes", "No", or "N/A"
Yes
No
N/A
Sensitive subpopulations
No
Yes - School
Yes - Day Care
Yes - Multifamily Home
Yes - Other

## Detailed Inventory
Detailed Inventory
PWS Name: Florida Keys Aqueduct Authority
PWSID: 4134357 & 5444047
Date Last Updated: |  |  |  | 2025-10-01
Location Information |  |  | System-Owned Portion |  |  |  |  | Customer-Owned Portion | [5 empty] | Entire Service Line Material Classification | Lead Service Line Replacement (LSLR)
Unique Service Line ID | Location Identifier |  | System-Owned Portion Service Line Material Classification | Was the Service Line Material Field Verified? | If "Yes" Service Line Material Was Field Verified: |  | Notes | Customer-Owned Portion Service Line Material Classification | Service Line Installation Date | Was the Service Line Material Field Verified? | If "Yes" Service Line Material Was Field Verified: |  | Notes |  | Date of System-owned LSLR | Date of Customer-owned LSLR
| Street Address | Other Location Identifier |  |  | Describe the Field Verification Method | Enter the Date of Field Verification |  |  |  |  | Describe the Field Verification Method | Enter the Date of Field Verification
A Unique ID is recommended for each service line. | Water systems must track addresses of all service lines in their internal inventory. For the publicly accessible version, location identifiers are required for lead and galvanized requiring replacement. If the system does not use addresses for their location identifier, other options could include GPS coordinates, landmark, intersection, block, or other details to specify service line locations. |  | Dropdown list includes recommended subclassifications. If "Non-Lead Other", describe in Notes field | Select Yes or No | Select option from drop down list. If "Other," describe in the Notes field | Enter approximate date of field verification or date that the record was updated | Can use this field for documenting additional relevant information, including when classification changes. | Dropdown list includes recommended subclassifications. If non-lead other, describe in Notes field. | Date, year, or estimated date range when the service line was installed or replaced | Select Yes or No | Select option from drop down list. If "Other," describe in the Notes field | Enter approximate date of field verification or date that record was updated | Can use this field for documenting additional relevant information, including when classification changes. | Dropdown list includes four required service line classifications of Lead, Non-lead, Galvanized Requiring Replacement, or Unknown
000001 | 1101 VON PHISTER ST |  | Polytube | Yes |  | 2024-05-23 |  | Polytube | 1948 | Yes |  | 2024-05-23 |  | Non-lead
000003 | 726 CATHERINE ST |  | Polytube | Yes |  | 2023-03-30 |  | PVC | 1958 | Yes |  | 2023-03-30 |  | Non-lead
000004 | 1309 TRUMAN AVE |  | Polytube | Yes |  | 2024-11-07 |  | PVC | 1943 | Yes |  | 2024-11-07 |  | Non-Lead
000005 | 1421 WHITE ST |  | Polytube | Yes |  | 2022-06-10 |  | PVC | 1970 | Yes |  | 2022-06-10 |  | Non-lead
000007 | 501 DUVAL ST |  | Polytube | Yes |  | 2022-11-29 |  | PVC | 1900 | Yes |  | 2022-11-29 |  | Non-lead
000008 | 530 DUPONT LN |  | Polytube | Yes |  | 2022-11-17 |  | PVC | 1906 | Yes |  | 2022-11-17 |  | Non-lead
000010 | APT 1 901 TRUMAN AVE |  | Unknown | Yes |  | 2023-03-23 |  | Polytube | 1943 | Yes |  | 2023-03-23 |  | Lead Status Unknown
000011 | 408 MARGARET ST |  | Polytube | Yes |  | 2023-01-31 |  | PVC | 1889 | Yes |  | 2023-01-31 |  | Non-lead
000012 | 502 MARGARET ST |  | Polytube | Yes |  | 2023-01-31 |  | PVC | 1918 | Yes |  | 2023-01-31 |  | Non-lead
000013 | 410 MARGARET ST |  | Polytube | Yes |  | 2024-05-14 |  | PVC | 1933 | Yes |  | 2024-05-14 |  | Non-lead
000014 | 605 MARGARET ST |  | Polytube | Yes |  | 2024-06-24 |  | PVC | 1929 | Yes |  | 2024-06-24 |  | Non-lead
000015 | 704 EATON ST |  | Polytube | Yes |  | 2023-03-06 |  | PVC | 1923 | Yes |  | 2023-03-06 |  | Non-lead
000016 | 311 ELIZABETH ST |  | Polytube | Yes |  | 2023-02-16 |  | Copper | 1953 | Yes |  | 2023-02-16 |  | Non-lead
000017 | 518 WILLIAM ST |  | Polytube | Yes |  | 2023-01-04 |  | PVC | 1933 | Yes |  | 2023-01-04 |  | Non-lead
000019 | 829 EATON ST |  | Polytube | Yes |  | 2024-05-07 |  | PVC | 1943 | Yes |  | 2024-05-07 |  | Non-lead
000020 | 1410 OLIVIA ST |  | Polytube | Yes |  | 2022-09-07 |  | PVC | 1938 | Yes |  | 2022-09-07 |  | Non-lead
000021 | 1307 TRUMAN AVE |  | Polytube | Yes |  | 2022-09-21 |  | PVC | 1948 | Yes |  | 2022-09-21 |  | Non-lead
000023 | 1501 OLIVIA ST |  | Polytube | Yes |  | 2022-09-07 |  | PVC | 1943 | Yes |  | 2022-09-07 |  | Non-lead
000024 | 1408 OLIVIA ST |  | Polytube | Yes |  | 2022-09-07 |  | PVC | 1943 | Yes |  | 2022-09-07 |  | Non-lead
000025 | 1221 OLIVIA ST |  | Unknown | Yes |  | 2022-09-07 |  | PVC | 1948 | Yes |  | 2022-09-07 |  | Lead Status Unknown
000026 | APT DOWN 1401 OLIVIA ST |  | Polytube | Yes |  | 2022-09-07 |  | PVC | 1935 | Yes |  | 2022-09-07 |  | Non-lead
000027 | 1403 OLIVIA ST |  | Polytube | Yes |  | 2022-09-07 |  | PVC | 1938 | Yes |  | 2022-09-07 |  | Non-lead
000028 | 1223 PETRONIA ST |  | Polytube | Yes |  | 2022-09-19 |  | PVC | 1938 | Yes |  | 2022-09-19 |  | Non-lead
000029 | 1129 FLEMING ST |  | Polytube | Yes |  | 2023-01-03 |  | PVC | 1938 | Yes |  | 2023-01-03 |  | Non-Lead
000031 | 402 SOUTH ST |  | Polytube | Yes |  | 2022-09-26 |  | PVC | 1947 | Yes |  | 2022-09-26 |  | Non-lead
000033 | 902 VON PHISTER ST |  | Polytube | Yes |  | 2024-05-22 |  | PVC | 1948 | Yes |  | 2024-05-22 |  | Non-lead
000035 | 702 PEARL ST |  | Polytube | Yes |  | 2022-09-22 |  | Copper | 1943 | Yes |  | 2022-09-22 |  | Non-lead
000036 | 1501 SEMINARY ST |  | Polytube | Yes |  | 2022-10-31 |  | Polytube | 1943 | Yes |  | 2022-10-31 |  | Non-lead
000037 | 821 WINDSOR LN |  | Polytube | Yes |  | 2023-01-04 |  | Polytube | 1928 | Yes |  | 2023-01-04 |  | Non-lead
000039 | 715 FRANCES ST |  | Unknown | Yes |  | 2023-10-27 |  | Unknown | 1943 | Yes |  | 2023-10-27 |  | Lead Status Unknown
000040 | 1215 ROYAL ST |  | Polytube | Yes |  | 2019-02-15 |  | Copper | 1923 | Yes |  | 2019-02-15 |  | Non-lead
000041 | 1213 ROYAL ST |  | Polytube | Yes |  | 2022-06-14 |  | PVC | 1928 | Yes |  | 2022-06-14 |  | Non-lead
000042 | 1217 ROYAL ST |  | Unknown, Non-Lead | Yes |  | 2018-03-13 |  | PVC | 1989 | Yes |  | 2018-03-13 |  | Non-lead
000043 | 730 UNITED ST |  | Polytube | Yes |  | 2019-05-06 |  | PVC | 1938 | Yes |  | 2019-05-06 |  | Non-lead
000044 | APT 2 811 UNITED ST |  | Polytube | Yes |  | 2022-10-11 |  | Unknown | 1938 | Yes |  | 2022-10-11 |  | Lead Status Unknown
000045 | 1119 SOUTHARD ST |  | Polytube | Yes |  | 2023-01-25 |  | PVC | 1948 | Yes |  | 2023-01-25 |  | Non-lead
000047 | 1125 DUVAL ST |  | Polytube | Yes |  | 2023-05-03 |  | PVC | 1933 | Yes |  | 2023-05-03 |  | Non-lead
000048 | 423 CAROLINE ST |  | Polytube | Yes |  | 2022-11-29 |  | Ductile Iron | 1953 | Yes |  | 2022-11-29 |  | Non-lead
000049 | 427 CAROLINE ST |  | Copper | Yes |  | 2022-09-06 |  | PVC | 1928 | Yes |  | 2022-09-06 |  | Non-lead
000051 | 521 GRINNELL ST |  | Polytube | Yes |  | 2022-12-21 |  | PVC | 1955 | Yes |  | 2022-12-21 |  | Non-lead
000052 | 1023 JOHNSON ST |  | Polytube | Yes |  | 2022-11-03 |  | PVC | 1938 | Yes |  | 2022-11-03 |  | Non-lead
000053 | 508 MARGARET ST |  | Polytube | Yes |  | 2023-01-31 |  | PVC | 1915 | Yes |  | 2023-01-31 |  | Non-lead
000054 | 408 EATON ST |  | Polytube | Yes |  | 2025-10-07 |  | PVC | 1939 | Yes |  | 2025-10-07 |  | Non-lead
000055 | 1131 JOHNSON ST |  | Polytube | Yes |  | 2022-10-11 |  | PVC | 1948 | Yes |  | 2022-10-11 |  | Non-lead
000056 | APT D 825 EATON ST |  | PVC | Yes |  | 2024-04-05 |  | PVC | 1943 | Yes |  | 2024-04-05 |  | Non-lead
000057 | 1205 TRUMAN AVE |  | Polytube | Yes |  | 2022-09-21 |  | PVC | 1904 | Yes |  | 2022-09-21 |  | Non-lead
000058 | 530 SOUTHARD ST |  | PVC | Yes |  | 2023-01-04 |  | PVC | 1968 | Yes |  | 2023-01-04 |  | Non-lead
000059 | 615 FLEMING ST |  | Polytube | Yes |  | 2023-03-06 |  | PVC | 1928 | Yes |  | 2023-03-06 |  | Non-lead
000060 | 1001 SOUTHARD ST |  | Polytube | Yes |  | 2024-02-13 |  | PVC | 1923 | Yes |  | 2024-02-13 |  | Non-lead
000061 | 524 FRANCES ST |  | Polytube | Yes |  | 2023-02-01 |  | PVC | 1938 | Yes |  | 2023-02-01 |  | Non-lead
000063 | APT FRONT DOWN 628 WHITE ST |  | Copper | Yes |  | 2022-09-08 |  | PVC | 1939 | Yes |  | 2022-09-08 |  | Non-lead
000064 | 326 WILLIAM ST |  | Polytube | Yes |  | 2023-01-04 |  | PVC | 1950 | Yes |  | 2023-01-04 |  | Non-lead
000065 | APT DOWN 315 WILLIAM ST |  | Polytube | Yes |  | 2023-07-05 |  | PVC | 1929 | Yes |  | 2023-07-05 |  | Non-lead
000066 | 1200 ROYAL ST |  | Polytube | Yes |  | 2024-07-11 |  | PVC | 1933 | Yes |  | 2024-07-11 |  | Non-lead
000067 | 1202 ROYAL ST |  | Polytube | Yes |  | 2023-03-23 |  | PVC | 1948 | Yes |  | 2023-03-23 |  | Non-lead
000070 | 414 EATON ST |  | Polytube | Yes |  | 2023-10-05 |  | Copper | 1928 | Yes |  | 2023-10-05 |  | Non-lead
000071 | 638 WILLIAM ST |  | Polytube | Yes |  | 2022-10-14 |  | PVC | 1933 | Yes |  | 2022-10-14 |  | Non-lead
000075 | 1229 DUVAL ST |  | Polytube | Yes |  | 2023-05-04 |  | PVC | 1923 | Yes |  | 2023-05-04 |  | Non-lead
000076 | 1227 DUVAL ST |  | Polytube | Yes |  | 2023-05-04 |  | PVC | 1923 | Yes |  | 2023-05-04 |  | Non-lead
000077 | 1224 DUVAL ST |  | Polytube | Yes |  | 2022-10-06 |  | PVC | 1935 | Yes |  | 2022-10-06 |  | Non-lead
000078 | 1216 NEWTON ST |  | Polytube | Yes |  | 2023-05-04 |  | Copper | 1943 | Yes |  | 2023-05-04 |  | Non-lead
000079 | 1218 NEWTON ST |  | Polytube | Yes |  | 2023-05-04 |  | PVC | 1943 | Yes |  | 2023-05-04 |  | Non-lead
000080 | 632 WILLIAM ST |  | Polytube | Yes |  | 2023-01-04 |  | Polytube | 1933 | Yes |  | 2023-01-04 |  | Non-lead
000081 | 634 WILLIAM ST |  | Polytube | Yes |  | 2023-01-04 |  | Polytube | 1933 | Yes |  | 2023-01-04 |  | Non-lead
000082 | APT 3 1122 SIMONTON ST |  | Polytube | Yes |  | 2022-10-27 |  | PVC | 1913 | Yes |  | 2022-10-27 |  | Non-lead
000083 | UNIT 1 1209 TRUMAN AVE |  | Polytube | Yes |  | 2022-09-21 |  | PVC | 1960 | Yes |  | 2022-09-21 |  | Non-lead
000085 | APT REAR 725 WHITE ST |  | Polytube | Yes |  | 2022-09-08 |  | PVC | 1952 | Yes |  | 2022-09-08 |  | Non-lead
000086 | APT FRONT 725 WHITE ST |  | Polytube | Yes |  | 2022-09-08 |  | PVC | 1952 | Yes |  | 2022-09-08 |  | Non-lead
000088 | #3 526 DUPONT LN |  | Unknown, Non-Lead | Yes |  | 2021-07-07 |  | Unknown, Non-Lead | 1991 | Yes |  | 2021-07-07 |  | Non-lead
000090 | 1121 WHITEHEAD ST |  | Polytube | Yes |  | 2022-09-07 |  | PVC | 1923 | Yes |  | 2022-09-07 |  | Non-lead
000091 | 409 EATON ST |  | Polytube | Yes |  | 2020-01-09 |  | PVC |  | Yes |  | 2020-01-09 |  | Non-lead
000092 | 410 FLEMING ST |  | Polytube | Yes |  | 2022-09-26 |  | PVC | 1928 | Yes |  | 2022-09-26 |  | Non-lead
000093 | 401 WHITEHEAD ST |  | Polytube | Yes |  | 2022-06-02 |  | PVC | 1940 | Yes |  | 2022-06-02 |  | Non-lead
000095 | 310 WILLIAM ST |  | Polytube | Yes |  | 2024-02-26 |  | PVC | 1958 | Yes |  | 2024-02-26 |  | Non-lead
000096 | 1419 VON PHISTER ST |  | Polytube | Yes |  | 2022-11-04 |  | PVC | 1939 | Yes |  | 2022-11-04 |  | Non-lead
000097 | 1025 JOHNSON ST |  | Polytube | Yes |  | 2022-09-26 |  | PVC | 1953 | Yes |  | 2022-09-26 |  | Non-lead
000098 | APT 2A 649 WILLIAM ST |  | Polytube | Yes |  | 2023-01-04 |  | PVC | 1928 | Yes |  | 2023-01-04 |  | Non-lead
000100 | APT DOWN 619 ANGELA ST |  | Polytube | Yes |  | 2023-02-21 |  | PVC | 1928 | Yes |  | 2023-02-21 |  | Non-lead
000101 | 730 PASSOVER LN |  | Polytube | Yes |  | 2023-02-01 |  | Unknown | 1948 | Yes |  | 2023-02-01 |  | Lead Status Unknown
000102 | 732 PASSOVER LN |  | Polytube | Yes |  | 2023-02-01 |  | PVC | 1948 | Yes |  | 2023-02-01 |  | Non-lead
000103 | APT 2 651 WILLIAM ST |  | Polytube | Yes |  | 2023-01-04 |  | PVC | 1933 | Yes |  | 2023-01-04 |  | Non-lead
000104 | 1406 OLIVIA ST |  | Polytube | Yes |  | 2022-09-07 |  | PVC | 1943 | Yes |  | 2022-09-07 |  | Non-lead
000105 | 913 DUVAL ST |  | Polytube | Yes |  | 2023-05-04 |  | PVC | 1918 | Yes |  | 2023-05-04 |  | Non-lead
000108 | 307 ELIZABETH ST |  | Polytube | Yes |  | 2023-02-16 |  | PVC | 1928 | Yes |  | 2023-02-16 |  | Non-lead
000109 | APT 900 WHITE ST |  | Copper | Yes |  | 2022-09-08 |  | PVC | 1928 | Yes |  | 2022-09-08 |  | Non-lead
000110 | 1404 OLIVIA ST |  | Polytube | Yes |  | 2022-09-07 |  | PVC | 1943 | Yes |  | 2022-09-07 |  | Non-lead
000111 | 1211 CATHERINE ST |  | Polytube | Yes |  | 2022-08-29 |  | PVC | 1938 | Yes |  | 2022-08-29 |  | Non-lead
000112 | 809 FLEMING ST |  | Polytube | Yes |  | 2022-12-02 |  | PVC | 1944 | Yes |  | 2022-12-02 |  | Non-lead
000114 | 530 WHITEHEAD ST |  | Polytube | Yes |  | 2023-11-07 |  | PVC | 1987 | Yes |  | 2023-11-07 |  | Non-lead
000115 | 814 CATHERINE ST |  | Polytube | Yes |  | 2023-03-30 |  | PVC | 1943 | Yes |  | 2023-03-30 |  | Non-lead
000116 | 906 JOHNSON ST |  | Polytube | Yes |  | 2022-11-03 |  | PVC | 1953 | Yes |  | 2022-11-03 |  | Non-lead
000119 | 1301 WHITEHEAD ST |  | Polytube | Yes |  | 2022-06-28 |  | PVC | 1938 | Yes |  | 2022-06-28 |  | Non-lead
000120 | 1101 FLAGLER AVE |  | Polytube | Yes |  | 2022-08-12 |  | Copper | 1943 | Yes |  | 2022-08-12 |  | Non-lead
000121 | 1503 SOUTH ST |  | Polytube | Yes |  | 2022-12-22 |  | PVC | 1943 | Yes |  | 2022-12-22 |  | Non-lead
000122 | 623 GRINNELL ST |  | Polytube | No |  |  |  | PVC | 1933 | No |  |  |  | Non-lead
000123 | 1119 WHITE ST |  | Polytube | Yes |  | 2024-10-01 |  | PVC | 1938 | Yes |  | 2024-10-01 |  | Non-lead
000124 | 730 FLEMING ST |  | Polytube | Yes |  | 2023-03-06 |  | PVC | 1929 | Yes |  | 2023-03-06 |  | Non-lead
000125 | APT UP 1008 SEMINARY ST |  | Polytube | Yes |  | 2022-10-31 |  | PVC | 1938 | Yes |  | 2022-10-31 |  | Non-lead
000126 | 1001 VON PHISTER ST |  | Polytube | Yes |  | 2022-11-04 |  | PVC | 1953 | Yes |  | 2022-11-04 |  | Non-lead
000127 | 311 PEACON LN |  | Polytube | Yes |  | 2023-02-01 |  | PVC | 1928 | Yes |  | 2023-02-01 |  | Non-lead
000128 | 920 EISENHOWER DR |  | Copper | Yes |  | 2022-01-14 |  | PVC | 1928 | Yes |  | 2022-01-14 |  | Non-lead
000129 | 613 CAROLINE ST |  | Polytube | Yes |  | 2023-05-04 |  | PVC | 1933 | Yes |  | 2023-05-04 |  | Non-lead
000130 | APT DOWN 809 TRUMAN AVE |  | Polytube | Yes |  | 2023-03-23 |  | Polytube | 1943 | Yes |  | 2023-03-23 |  | Non-lead
000131 | APT 1 811 TRUMAN AVE |  | Polytube | Yes |  | 2023-03-23 |  | Polytube | 1943 | Yes |  | 2023-03-23 |  | Non-lead
000132 | 816 SIMONTON ST |  | Polytube | Yes |  | 2022-10-31 |  | PVC | 1928 | Yes |  | 2022-10-31 |  | Non-lead
000133 | 818 SIMONTON ST |  | Polytube | Yes |  | 2022-10-31 |  | PVC | 1928 | Yes |  | 2022-10-31 |  | Non-lead
000134 | 417 ELIZABETH ST |  | Polytube | Yes |  | 2023-02-16 |  | PVC | 1939 | Yes |  | 2023-02-16 |  | Non-lead
000135 | APT 2 1101 PETRONIA ST |  | Polytube | Yes |  | 2023-10-12 |  | PVC | 1938 | Yes |  | 2023-10-12 |  | Non-lead
000136 | 323 WHITEHEAD ST |  | Polytube | Yes |  | 2022-06-06 |  | PVC |  | Yes |  | 2022-06-06 |  | Non-lead
000137 | 1301 NEWTON ST |  | Polytube | Yes |  | 2023-05-04 |  | PVC | 1928 | Yes |  | 2023-05-04 |  | Non-lead
000138 | 1423 FLAGLER AVE |  | Unknown, Non-Lead | Yes |  | 2023-07-20 |  | Unknown, Non-Lead | 1998 | Yes |  | 2023-07-20 |  | Non-lead
000139 | 620 OLIVIA ST |  | Polytube | Yes |  | 2023-01-04 |  | Copper | 1938 | Yes |  | 2023-01-04 |  | Non-lead
000140 | APT D 418 UNITED ST |  | Polytube | Yes |  | 2024-06-07 |  | Unknown | 1938 | Yes |  | 2024-06-07 |  | Lead Status Unknown
000141 | 600 DUVAL ST |  | Polytube | Yes |  | 2022-10-13 |  | PVC | 1954 | Yes |  | 2022-10-13 |  | Non-lead
000142 | 821 SOUTHARD ST |  | Polytube | Yes |  | 2023-03-06 |  | Polytube | 1950 | Yes |  | 2023-03-06 |  | Non-lead
000143 | 1125 FLAGLER AVE |  | Polytube | Yes |  | 2022-08-12 |  | PVC | 1943 | Yes |  | 2022-08-12 |  | Non-lead
000144 | 920 EATON ST |  | Polytube | Yes |  | 2022-12-15 |  | PVC | 1933 | Yes |  | 2022-12-15 |  | Non-lead
000145 | 500 WHITEHEAD ST |  | Polytube | Yes |  | 2022-06-02 |  | PVC | 1938 | Yes |  | 2022-06-02 |  | Non-lead
000147 | 310 ELIZABETH ST |  | Polytube | Yes |  | 2023-02-16 |  | PVC | 1929 | Yes |  | 2023-02-16 |  | Non-lead
000148 | APT A 824 FLEMING ST |  | Polytube | Yes |  | 2023-01-19 |  | PVC | 1899 | Yes |  | 2023-01-19 |  | Non-lead
000149 | 1325 WHITE ST |  | Polytube | Yes |  | 2022-09-08 |  | PVC | 1943 | Yes |  | 2022-09-08 |  | Non-lead
000150 | APT UP FRONT 611 FLEMING ST |  | Polytube | Yes |  | 2023-03-06 |  | Polytube | 1928 | Yes |  | 2023-03-06 |  | Non-lead
000151 | APT 2 DOWN REAR 611 FLEMING ST |  | Polytube | Yes |  | 2023-03-06 |  | Polytube | 1928 | Yes |  | 2023-03-06 |  | Non-lead
000152 | APT UP REAR 613 FLEMING ST |  | Polytube | Yes |  | 2023-03-06 |  | Polytube | 1928 | Yes |  | 2023-03-06 |  | Non-lead
000154 | GARAGE 537 CAROLINE ST |  | Polytube | Yes |  | 2023-07-12 |  | PVC | 1939 | Yes |  | 2023-07-12 |  | Non-lead
000155 | APT 2 UP 518 ELIZABETH ST |  | Polytube | Yes |  | 2023-02-16 |  | PVC | 1924 | Yes |  | 2023-02-16 |  | Non-lead
000156 | APT 101 & 102 721 EATON ST |  | Polytube | Yes |  | 2022-09-06 |  | PVC | 1918 | Yes |  | 2022-09-06 |  | Non-lead
000157 | 516 ELIZABETH ST |  | Polytube | Yes |  | 2023-02-16 |  | PVC | 1933 | Yes |  | 2023-02-16 |  | Non-lead
000159 | APT C 532 FLEMING ST |  | Polytube | Yes |  | 2022-09-26 |  | Polytube | 1948 | Yes |  | 2022-09-26 |  | Non-lead
000160 | APT 2A UP 536 FLEMING ST |  | Polytube | Yes |  | 2023-10-05 |  | Polytube | 1948 | Yes |  | 2023-10-05 |  | Non-lead
000161 | 508 SIMONTON ST |  | Polytube | Yes |  | 2022-10-31 |  | PVC | 1940 | Yes |  | 2022-10-31 |  | Non-lead
000162 | 606 WHITE ST |  | Copper | Yes |  | 2022-09-08 |  | Copper | 1948 | Yes |  | 2022-09-08 |  | Non-lead
000163 | 501 SOUTHARD ST |  | Polytube | Yes |  | 2024-05-08 |  | PVC | 1933 | Yes |  | 2024-05-08 |  | Non-lead
000164 | 309 LOUISA ST |  | PVC | Yes |  | 2022-06-23 |  | Polytube | 1943 | Yes |  | 2022-06-23 |  | Non-lead
000166 | 1220 NEWTON ST |  | Polytube | Yes |  | 2024-07-10 |  | PVC | 1938 | Yes |  | 2024-07-10 |  | Non-lead
000167 | 1217 WHITE ST |  | Polytube | Yes |  | 2023-03-30 |  | PVC | 1923 | Yes |  | 2023-03-30 |  | Non-lead
000168 | 702 WHITE ST |  | Polytube | Yes |  | 2022-09-08 |  | PVC | 1934 | Yes |  | 2022-09-08 |  | Non-lead
000169 | 601 FLEMING ST |  | Unknown | Yes |  | 2022-10-31 |  | PVC | 1933 | Yes |  | 2022-10-31 |  | Lead Status Unknown
000170 | APT 2 UP 536 FLEMING ST |  | Polytube | Yes |  | 2022-09-26 |  | Polytube | 1948 | Yes |  | 2022-09-26 |  | Non-lead
000171 | 320 ELIZABETH ST |  | Polytube | Yes |  | 2023-02-16 |  | PVC | 1923 | Yes |  | 2023-02-16 |  | Non-lead
000172 | 418 WILLIAM ST |  | Polytube | Yes |  | 2023-01-04 |  | PVC | 1928 | Yes |  | 2023-01-04 |  | Non-lead
000173 | 412 WILLIAM ST |  | Polytube | Yes |  | 2023-01-04 |  | Copper | 1928 | Yes |  | 2023-01-04 |  | Non-lead
000174 | 408 WILLIAM ST |  | Polytube | Yes |  | 2022-10-06 |  | PVC | 1938 | Yes |  | 2022-10-06 |  | Non-lead
000175 | 420 MARGARET ST |  | Polytube | Yes |  | 2023-01-31 |  | PVC | 1930 | Yes |  | 2023-01-31 |  | Non-lead
000176 | APT UP 1018 TRUMAN AVE |  | Polytube | Yes |  | 2023-03-23 |  | PVC | 1914 | Yes |  | 2023-03-23 |  | Non-lead
000177 | 1016 FLEMING ST |  | Polytube | Yes |  | 2024-05-08 |  | PVC | 1933 | Yes |  | 2024-05-08 |  | Non-lead
000178 | 924 FLAGLER AVE |  | Polytube | Yes |  | 2023-05-04 |  | PVC | 1935 | Yes |  | 2023-05-04 |  | Non-lead
000179 | 1101 CASA MARINA CT |  | Polytube | Yes |  | 2024-07-08 |  | PVC | 1953 | Yes |  | 2024-07-08 |  | Non-lead
000180 | APT D 508 OLIVIA ST |  | Unknown, Non-Lead | Yes |  | 2018-10-12 |  | PVC | 1992 | Yes |  | 2018-10-12 |  | Non-lead
000183 | 620 EATON ST |  | Polytube | Yes |  | 2024-06-05 |  | PVC | 1914 | Yes |  | 2024-06-05 |  | Non-lead
000184 | 1318 OLIVIA ST |  | Polytube | Yes |  | 2022-09-07 |  | PVC | 1948 | Yes |  | 2022-09-07 |  | Non-lead
000185 | 918 WHITE ST |  | PVC | Yes |  | 2024-02-20 |  | Copper | 1933 | Yes |  | 2024-02-20 |  | Non-lead
000186 | 916 WHITE ST |  | Polytube | Yes |  | 2022-09-08 |  | Copper | 1933 | Yes |  | 2022-09-08 |  | Non-lead
000187 | 512 SIMONTON ST |  | Polytube | Yes |  | 2024-03-04 |  | PVC | 1940 | Yes |  | 2024-03-04 |  | Non-lead
000188 | 524 SOUTHARD ST |  | Polytube | Yes |  | 2022-12-02 |  | Copper | 1925 | Yes |  | 2022-12-02 |  | Non-lead
000189 | 616 EATON ST |  | Polytube | Yes |  | 2023-03-06 |  | PVC | 1939 | Yes |  | 2023-03-06 |  | Non-lead
000190 | 617 SOUTHARD ST |  | Polytube | Yes |  | 2023-03-06 |  | Copper | 1938 | Yes |  | 2023-03-06 |  | Non-lead
000191 | 509 UNITED ST |  | Polytube | Yes |  | 2016-11-09 |  | Polytube | 1923 | Yes |  | 2016-11-09 |  | Non-lead
000193 | 712 SOUTHARD ST |  | Polytube | Yes |  | 2023-03-06 |  | PVC | 1938 | Yes |  | 2023-03-06 |  | Non-lead
000194 | 701 FLEMING ST |  | Polytube | Yes |  | 2023-01-09 |  | Copper | 1933 | Yes |  | 2023-01-09 |  | Non-lead
000195 | 703 FLEMING ST |  | Polytube | Yes |  | 2024-06-22 |  | PVC | 1933 | Yes |  | 2024-06-22 |  | Non-lead
000196 | 1116 TRUMAN AVE |  | Polytube | Yes |  | 2023-01-27 |  | PVC | 1928 | Yes |  | 2023-01-27 |  | Non-lead
000197 | 1414 NEWTON ST |  | Polytube | Yes |  | 2023-03-15 |  | PVC | 2006 | Yes |  | 2023-03-15 |  | Non-lead
000198 | 817 CENTER ST |  | Polytube | Yes |  | 2023-05-04 |  | Galvanized | 1933 | Yes |  | 2023-05-04 |  | Galvanized Requiring Replacement
000199 | 821 CENTER ST |  | Polytube | Yes |  | 2022-08-30 |  | PVC | 1933 | Yes |  | 2022-08-30 |  | Non-lead
000200 | 626 GRINNELL ST |  | Polytube | Yes |  | 2023-02-10 |  | PVC | 1908 | Yes |  | 2023-02-10 |  | Non-lead
000201 | 1316 REYNOLDS ST |  | Polytube | Yes |  | 2024-06-12 |  | PVC | 1955 | Yes |  | 2024-06-12 |  | Non-lead
000202 | 700 WHITE ST |  | Polytube | Yes |  | 2022-09-09 |  | PVC | 1934 | Yes |  | 2022-09-09 |  | Non-lead
000203 | 800 GEORGIA ST |  | Polytube | Yes |  | 2022-06-21 |  | PVC | 1948 | Yes |  | 2022-06-21 |  | Non-lead
000205 | APT REAR 618 CAROLINE ST |  | Polytube | Yes |  | 2022-10-27 |  | PVC | 1933 | Yes |  | 2022-10-27 |  | Non-lead
000206 | 517 WHITEHEAD ST |  | Polytube | Yes |  | 2024-08-07 |  | PVC | 1933 | Yes |  | 2024-08-07 |  | Non-lead
000208 | APT DOWN 1207 DUVAL ST |  | Polytube | Yes |  | 2023-06-06 |  | PVC | 1928 | Yes |  | 2023-06-06 |  | Non-lead
000209 | 607 DUVAL ST |  | Polytube | Yes |  | 2023-05-04 |  | PVC | 1956 | Yes |  | 2023-05-04 |  | Non-lead
000211 | 511 SOUTHARD ST |  | Polytube | Yes |  | 2022-12-02 |  | PVC | 1933 | Yes |  | 2022-12-02 |  | Non-lead
000212 | 1216 PETRONIA ST |  | Polytube | Yes |  | 2022-09-19 |  | PVC | 1928 | Yes |  | 2022-09-19 |  | Non-lead
000215 | 626 WILLIAM ST |  | Polytube | Yes |  | 2022-11-04 |  | PVC | 1928 | Yes |  | 2022-11-04 |  | Non-lead
000216 | 307 PEACON LN |  | Polytube | Yes |  | 2024-07-08 |  | PVC | 1928 | Yes |  | 2024-07-08 |  | Non-lead
000217 | 1400 WHALTON ST |  | Polytube | Yes |  | 2024-09-03 |  | PVC | 1943 | Yes |  | 2024-09-03 |  | Non-lead
000218 | APT UP 706 DUVAL ST |  | Polytube | Yes |  | 2023-05-04 |  | PVC | 1928 | Yes |  | 2023-05-04 |  | Non-lead
000219 | UNIT 4 804 SOUTH ST |  | Unknown | Yes |  | 2023-04-25 |  | PVC | 1958 | Yes |  | 2023-04-25 |  | Lead Status Unknown
000220 | APT 203 808 SOUTH ST |  | Unknown | Yes |  | 2023-04-25 |  | PVC | 1958 | Yes |  | 2023-04-25 |  | Lead Status Unknown
000221 | APT 4 812 SOUTH ST |  | Unknown | Yes |  | 2023-04-25 |  | PVC | 1958 | Yes |  | 2023-04-25 |  | Lead Status Unknown
000222 | 1320 ROYAL ST |  | Polytube | Yes |  | 2024-06-11 |  | PVC | 1958 | Yes |  | 2024-06-11 |  | Non-lead
000223 | APT 1 522 ELIZABETH ST |  | Polytube | Yes |  | 2024-02-09 |  | PVC | 1924 | Yes |  | 2024-02-09 |  | Non-lead
000224 | 1214 DUVAL ST |  | Polytube | Yes |  | 2024-01-09 |  | PVC | 1923 | Yes |  | 2024-01-09 |  | Non-lead
000225 | 909 FLAGLER AVE |  | Unknown, Non-Lead | Yes |  | 2023-07-13 |  | Unknown, Non-Lead | 2013 | Yes |  | 2023-07-13 |  | Non-lead
000226 | 1507 GRINNELL ST |  | Polytube | Yes |  | 2022-08-17 |  | PVC | 1958 | Yes |  | 2022-08-17 |  | Non-lead
000228 | UNIT 4 816 SOUTH ST |  | Unknown | Yes |  | 2024-01-08 |  | PVC | 1958 | Yes |  | 2024-01-08 |  | Lead Status Unknown
000229 | APT 2B 611 WHITEHEAD ST |  | Polytube | Yes |  | 2022-06-07 |  | PVC | 1920 | Yes |  | 2022-06-07 |  | Non-lead
000230 | 326 DUVAL ST |  | Polytube | Yes |  | 2022-11-30 |  | PVC |  | Yes |  | 2022-11-30 |  | Non-lead
000231 | 825 DUVAL ST |  | Polytube | Yes |  | 2024-06-10 |  | PVC | 1958 | Yes |  | 2024-06-10 |  | Non-lead
000232 | APT 1 611 WHITEHEAD ST |  | Polytube | Yes |  | 2022-06-07 |  | PVC | 1920 | Yes |  | 2022-06-07 |  | Non-lead
000233 | HOUSE 620 ANGELA ST |  | Polytube | Yes |  | 2023-02-21 |  | PVC | 1933 | Yes |  | 2023-02-21 |  | Non-lead
000234 | APT 1 1321 WILLIAM ST |  | PVC | Yes |  | 2023-04-24 |  | PVC | 1958 | Yes |  | 2023-04-24 |  | Non-lead
000235 | 1304 REYNOLDS ST |  | Polytube | Yes |  | 2022-08-24 |  | PVC | 1901 | Yes |  | 2022-08-24 |  | Non-lead
000236 | 1302 REYNOLDS ST |  | Polytube | Yes |  | 2020-07-09 |  | Polytube | 1901 | Yes |  | 2020-07-09 |  | Non-lead
000237 | APT UP 1211 DUVAL ST |  | Polytube | Yes |  | 2023-05-04 |  | PVC | 1928 | Yes |  | 2023-05-04 |  | Non-lead
000238 | 910 UNITED ST |  | Polytube | Yes |  | 2022-06-14 |  | PVC | 1901 | Yes |  | 2022-06-14 |  | Non-lead
000239 | 805 UNITED ST |  | Polytube | Yes |  | 2021-05-13 |  | Polytube | 1938 | Yes |  | 2021-05-13 |  | Non-lead
000241 | 524 BAHAMA ST |  | Polytube | Yes |  | 2022-11-29 |  | PVC | 1935 | Yes |  | 2022-11-29 |  | Non-lead
000242 | 517 ELIZABETH ST |  | Polytube | Yes |  | 2023-02-16 |  | PVC | 1953 | Yes |  | 2023-02-16 |  | Non-lead
000243 | 917 ANGELA ST |  | Polytube | Yes |  | 2023-02-21 |  | PVC | 1930 | Yes |  | 2023-02-21 |  | Non-lead
000244 | 515 BAHAMA ST |  | Polytube | Yes |  | 2022-11-29 |  | PVC | 1935 | Yes |  | 2022-11-29 |  | Non-lead
000245 | 1021 WASHINGTON ST |  | Polytube | Yes |  | 2023-05-04 |  | PVC | 1953 | Yes |  | 2023-05-04 |  | Non-lead
000246 | 1200 WHITEHEAD ST |  | Polytube | Yes |  | 2022-06-28 |  | Polytube | 1948 | Yes |  | 2022-06-28 |  | Non-lead
000247 | 1229 VON PHISTER ST |  | Polytube | Yes |  | 2022-11-04 |  | PVC | 1943 | Yes |  | 2022-11-04 |  | Non-lead
000248 | 1409 TRUMAN AVE |  | Polytube | Yes |  | 2022-09-22 |  | PVC | 1943 | Yes |  | 2022-09-22 |  | Non-lead
000249 | 1119 VON PHISTER ST |  | Polytube | Yes |  | 2023-12-04 |  | PVC | 1943 | Yes |  | 2023-12-04 |  | Non-lead
000252 | 316 WILLIAM ST |  | Polytube | Yes |  | 2023-08-07 |  | PVC | 1933 | Yes |  | 2023-08-07 |  | Non-lead
000253 | 314 WILLIAM ST |  | Polytube | Yes |  | 2024-07-18 |  | PVC | 1938 | Yes |  | 2024-07-18 |  | Non-lead
000254 | 1317 DUVAL ST |  | Polytube | Yes |  | 2024-04-10 |  | Galvanized | 1953 | Yes |  | 2024-04-10 |  | Galvanized Requiring Replacement
000255 | 535 FRANCES ST |  | Polytube | Yes |  | 2023-02-01 |  | PVC | 1933 | Yes |  | 2023-02-01 |  | Non-lead
000257 | APT 1 FRONT 713 CAROLINE ST |  | Polytube | Yes |  | 2023-11-07 |  | PVC | 2005 | Yes |  | 2023-11-07 |  | Non-lead
000258 | 800 SIMONTON ST |  | Polytube | Yes |  | 2022-10-31 |  | PVC | 1948 | Yes |  | 2022-10-31 |  | Non-lead
000259 | 614 DUVAL ST |  | Polytube | Yes |  | 2023-05-04 |  | PVC | 1953 | Yes |  | 2023-05-04 |  | Non-lead
000260 | APT A 1124 DUVAL ST |  | Polytube | Yes |  | 2024-05-06 |  | PVC | 1933 | Yes |  | 2024-05-06 |  | Non-lead
000261 | APT 1 1500 SEMINARY ST |  | Polytube | Yes |  | 2022-10-31 |  | PVC | 1928 | Yes |  | 2022-10-31 |  | Non-lead
000262 | 804 CATHERINE ST |  | Polytube | Yes |  | 2023-03-30 |  | PVC | 1943 | Yes |  | 2023-03-30 |  | Non-lead
000264 | 718 EISENHOWER DR |  | Polytube | Yes |  | 2022-09-07 |  | PVC | 1928 | Yes |  | 2022-09-07 |  | Non-lead
000265 | 1500 NEWTON ST |  | Polytube | Yes |  | 2023-05-04 |  | PVC | 1928 | Yes |  | 2023-05-04 |  | Non-lead
000266 | 717 EISENHOWER DR |  | Polytube | Yes |  | 2022-09-07 |  | PVC | 1968 | Yes |  | 2022-09-07 |  | Non-lead
000267 | 1327 WHITE ST |  | Polytube | Yes |  | 2022-09-08 |  | PVC | 1938 | Yes |  | 2022-09-08 |  | Non-lead
000268 | 830 FLEMING ST |  | Polytube | Yes |  | 2022-12-02 |  | PVC | 1913 | Yes |  | 2022-12-02 |  | Non-lead
000269 | 1221 PETRONIA ST |  | Polytube | Yes |  | 2022-09-19 |  | PVC | 1938 | Yes |  | 2022-09-19 |  | Non-lead
000270 | APT 8 1102 DUVAL ST |  | Unknown, Non-Lead | No |  |  |  | Unknown, Non-Lead | 1990 | No |  |  |  | Non-lead
000271 | UNIT A 1102 DUVAL ST |  | Unknown, Non-Lead | No |  |  |  | Unknown, Non-Lead | 1990 | No |  |  |  | Non-lead
000272 | APT B 1102 DUVAL ST |  | Unknown, Non-Lead | Yes |  | 2019-11-12 |  | Unknown, Non-Lead | 1990 | Yes |  | 2019-11-12 |  | Non-lead
000273 | 1100 DUVAL ST |  | Polytube | Yes |  | 2023-05-04 |  | PVC | 1923 | Yes |  | 2023-05-04 |  | Non-lead
000274 | 1015 FLEMING ST |  | Polytube | Yes |  | 2024-09-04 |  | PVC | 1933 | Yes |  | 2024-09-04 |  | Non-lead
000275 | 1100 FLEMING ST |  | Polytube | Yes |  | 2023-01-03 |  | PVC | 1971 | Yes |  | 2023-01-03 |  | Non-lead
000276 | APT DOWN 1901 FLAGLER AVE |  | Polytube | Yes |  | 2022-08-12 |  | None | 1943 | Yes |  | 2022-08-12 |  | Non-lead
000277 | 815 FLEMING ST |  | Polytube | Yes |  | 2024-02-05 |  | PVC | 1930 | Yes |  | 2024-02-05 |  | Non-lead
000278 | 1502 SEMINARY ST |  | Polytube | Yes |  | 2022-10-31 |  | PVC | 1943 | Yes |  | 2022-10-31 |  | Non-lead
000279 | APT UP 629 EATON ST |  | Polytube | Yes |  | 2023-03-06 |  | PVC | 1933 | Yes |  | 2023-03-06 |  | Non-lead
000280 | 811 SOUTHARD ST |  | Polytube | Yes |  | 2023-03-06 |  | Copper | 1924 | Yes |  | 2023-03-06 |  | Non-lead
000281 | 806 SOUTHARD ST |  | Polytube | Yes |  | 2022-06-10 |  | PVC | 1943 | Yes |  | 2022-06-10 |  | Non-lead
000282 | 901 WHITE ST |  | Polytube | Yes |  | 2022-09-08 |  | PVC | 1919 | Yes |  | 2022-09-08 |  | Non-lead
000283 | 920 CATHERINE ST |  | Polytube | Yes |  | 2023-03-30 |  | PVC | 1938 | Yes |  | 2023-03-30 |  | Non-lead
000284 | MAIN HOUSE 3RD FLOOR 410 CAROLINE ST |  | Polytube | Yes |  | 2022-11-29 |  | PVC | 1939 | Yes |  | 2022-11-29 |  | Non-lead
000286 | 922 CATHERINE ST |  | Polytube | Yes |  | 2023-07-14 |  | PVC | 1938 | Yes |  | 2023-07-14 |  | Non-lead
000287 | 727 EATON ST |  | Polytube | Yes |  | 2023-03-06 |  | Copper | 1938 | Yes |  | 2023-03-06 |  | Non-lead
000288 | 711 FLEMING ST |  | Polytube | Yes |  | 2023-03-06 |  | PVC | 1933 | Yes |  | 2023-03-06 |  | Non-lead
000290 | 800 CATHERINE ST |  | Polytube | Yes |  | 2023-03-30 |  | PVC | 1928 | Yes |  | 2023-03-30 |  | Non-lead
000291 | 1020 WHITE ST |  | Polytube | Yes |  | 2023-03-23 |  | PVC | 1938 | Yes |  | 2023-03-23 |  | Non-lead
000292 | 210 DUVAL ST |  | PVC | Yes |  | 2024-03-25 |  | PVC | 1918 | Yes |  | 2024-03-25 |  | Non-lead
000293 | 1605 FLAGLER AVE |  | Polytube | Yes |  | 2022-08-26 |  | PVC | 1925 | Yes |  | 2022-08-26 |  | Non-lead
000294 | 1438 TROPICAL AVE |  | Polytube | Yes |  | 2022-09-09 |  | PVC | 1943 | Yes |  | 2022-09-09 |  | Non-lead
000295 | APT 1 616 CAROLINE ST |  | Unknown | Yes |  | 2022-10-27 |  | PVC | 1933 | Yes |  | 2022-10-27 |  | Lead Status Unknown
000297 | 419 UNITED ST |  | Polytube | Yes |  | 2024-04-10 |  | Unknown | 1928 | Yes |  | 2024-04-10 |  | Lead Status Unknown
000298 | 1326 GRINNELL ST |  | Polytube | Yes |  | 2022-10-18 |  | PVC | 1943 | Yes |  | 2022-10-18 |  | Non-lead
000299 | 528 OLIVIA ST |  | Polytube | Yes |  | 2024-06-18 |  | Copper | 1948 | Yes |  | 2024-06-18 |  | Non-lead
000300 | 938 WHITEHEAD ST |  | Polytube | Yes |  | 2022-06-28 |  | PVC | 1943 | Yes |  | 2022-06-28 |  | Non-lead
000301 | 705 WINDSOR LN |  | Polytube | Yes |  | 2023-02-01 |  | Polytube | 1933 | Yes |  | 2023-02-01 |  | Non-lead
000302 | 416 ELIZABETH ST |  | Polytube | Yes |  | 2024-04-25 |  | PVC | 1938 | Yes |  | 2024-04-25 |  | Non-lead
000305 | APT DOWN 527 FLEMING ST |  | Polytube | Yes |  | 2022-09-26 |  | PVC | 1928 | Yes |  | 2022-09-26 |  | Non-lead
000306 | 1101 SOUTH ST |  | Polytube | Yes |  | 2022-10-27 |  | PVC | 1943 | Yes |  | 2022-10-27 |  | Non-lead
000308 | 925 SOUTHARD ST |  | Polytube | Yes |  | 2023-01-04 |  | PVC | 1938 | Yes |  | 2023-01-04 |  | Non-lead
000309 | 901 EATON ST |  | Polytube | Yes |  | 2023-03-06 |  | Copper | 1949 | Yes |  | 2023-03-06 |  | Non-lead
000310 | 1430 VERNON AVE |  | Polytube | Yes |  | 2023-04-25 |  | PVC | 1953 | Yes |  | 2023-04-25 |  | Non-lead
000312 | 530 GRINNELL ST |  | Polytube | Yes |  | 2022-06-13 |  | PVC | 1928 | Yes |  | 2022-06-13 |  | Non-lead
000313 | 1310 NEWTON ST |  | Polytube | Yes |  | 2023-05-04 |  | PVC | 1938 | Yes |  | 2023-05-04 |  | Non-lead
000314 | APT 3 UP REAR 816 FLEMING ST |  | Polytube | Yes |  | 2022-12-02 |  | PVC | 1915 | Yes |  | 2022-12-02 |  | Non-lead
000315 | 1002 FLEMING ST |  | Polytube | Yes |  | 2022-12-02 |  | PVC | 1938 | Yes |  | 2022-12-02 |  | Non-lead
000316 | 1301 PETRONIA ST |  | Polytube | Yes |  | 2022-08-12 |  | Copper | 1933 | Yes |  | 2022-08-12 |  | Non-lead
000318 | 902 TRUMAN AVE |  | Polytube | Yes |  | 2023-12-15 |  | PVC | 1948 | Yes |  | 2023-12-15 |  | Non-lead
000319 | APT UP 814 OLIVIA ST |  | Polytube | Yes |  | 2023-03-23 |  | PVC | 1928 | Yes |  | 2023-03-23 |  | Non-lead
000320 | 724 EATON ST |  | Polytube | Yes |  | 2023-03-06 |  | PVC | 1938 | Yes |  | 2023-03-06 |  | Non-lead
000321 | 324 WILLIAM ST |  | Polytube | Yes |  | 2023-01-04 |  | PVC | 1933 | Yes |  | 2023-01-04 |  | Non-lead
000322 | 727 SOUTHARD ST |  | Polytube | Yes |  | 2023-03-06 |  | Copper | 1924 | Yes |  | 2023-03-06 |  | Non-lead
000325 | IRRIGATION 530 WILLIAM ST |  | Unknown | Yes |  | 2023-01-04 |  | PVC | 1924 | Yes |  | 2023-01-04 |  | Lead Status Unknown
000326 | 1433 REYNOLDS ST |  | Polytube | Yes |  | 2024-05-13 |  | PVC | 1928 | Yes |  | 2024-05-13 |  | Non-lead
000327 | 636 WILLIAM ST |  | Polytube | Yes |  | 2023-01-04 |  | Polytube | 1933 | Yes |  | 2023-01-04 |  | Non-lead
000328 | 817 FLEMING ST |  | Polytube | Yes |  | 2022-12-02 |  | PVC | 1930 | Yes |  | 2022-12-02 |  | Non-lead
000329 | APT DOWN 517 GRINNELL ST |  | Unknown, Non-Lead | No |  |  |  | Unknown, Non-Lead | 2010 | No |  |  |  | Non-lead
000330 | 522 CAROLINE ST |  | Polytube | Yes |  | 2022-11-29 |  | Polytube | 1928 | Yes |  | 2022-11-29 |  | Non-lead
000331 | 411 SIMONTON ST |  | Polytube | Yes |  | 2022-10-31 |  | PVC | 1877 | Yes |  | 2022-10-31 |  | Non-lead
000333 | UNIT 101 900 FRANCES ST |  | Polytube | Yes |  | 2023-05-31 |  | PVC | 1924 | Yes |  | 2023-05-31 |  | Non-lead
000334 | 622 ANGELA ST |  | Polytube | Yes |  | 2023-02-21 |  | PVC | 1963 | Yes |  | 2023-02-21 |  | Non-lead
000335 | APT C 603 SOUTHARD ST |  | Polytube | Yes |  | 2021-10-19 |  | Unknown | 1958 | Yes |  | 2021-10-19 |  | Lead Status Unknown
000337 | 916 SIMONTON ST |  | Polytube | Yes |  | 2022-11-02 |  | PVC | 1928 | Yes |  | 2022-11-02 |  | Non-lead
000338 | 1700 FLAGLER AVE |  | Polytube | Yes |  | 2023-05-25 |  | None | 1933 | Yes |  | 2023-05-25 |  | Non-lead
000340 | 526 FRANCES ST |  | Polytube | Yes |  | 2023-02-01 |  | PVC | 1933 | Yes |  | 2023-02-01 |  | Non-lead
000341 | 1109 CASA MARINA CT |  | Polytube | Yes |  | 2024-01-19 |  | PVC | 1943 | Yes |  | 2024-01-19 |  | Non-lead
000342 | 314 DUVAL ST |  | Polytube | Yes |  | 2022-10-31 |  | Galvanized | 1830 | Yes |  | 2022-10-31 |  | Galvanized Requiring Replacement
000343 | 730 EATON ST |  | Polytube | Yes |  | 2023-03-06 |  | PVC | 1938 | Yes |  | 2023-03-06 |  | Non-lead
000345 | 1015 FLAGLER AVE |  | Polytube | Yes |  | 2023-05-04 |  | Polytube | 1938 | Yes |  | 2023-05-04 |  | Non-lead
000346 | 525 EATON ST |  | Polytube | Yes |  | 2025-07-09 |  | Polytube | 1938 | Yes |  | 2023-10-05 |  | Non-Lead
000347 | 517 EATON ST |  | Polytube | Yes |  | 2024-12-03 |  | Polytube | 1940 | Yes |  | 2024-12-03 |  | Non-Lead
000348 | 815 WHITE ST |  | Unknown | Yes |  | 2022-09-08 |  | PVC | 1943 | Yes |  | 2022-09-08 |  | Lead Status Unknown
000349 | 1500 SOUTH ST |  | Polytube | Yes |  | 2022-10-27 |  | PVC | 1920 | Yes |  | 2022-10-27 |  | Non-lead
000351 | 716 DUVAL ST |  | Polytube | Yes |  | 2023-05-04 |  | PVC | 1923 | Yes |  | 2023-05-04 |  | Non-lead
000352 | 316 SOUTHARD ST |  | Polytube | Yes |  | 2022-12-02 |  | PVC | 1938 | Yes |  | 2022-12-02 |  | Non-lead
000357 | 701 SOUTH ST |  | Copper | Yes |  | 2023-04-25 |  | Copper | 1948 | Yes |  | 2023-04-25 |  | Non-lead
000358 | 525 FRANCES ST |  | Polytube | Yes |  | 2023-02-01 |  | Copper | 1958 | Yes |  | 2023-02-01 |  | Non-lead
000359 | APT REAR 911 FLEMING ST |  | Polytube | Yes |  | 2022-12-02 |  | PVC | 1979 | Yes |  | 2022-12-02 |  | Non-lead
000360 | 701 WADDELL AVE |  | Polytube | Yes |  | 2023-09-13 |  | PVC | 1908 | Yes |  | 2023-09-13 |  | Non-lead
000363 | 703 SOUTH ST |  | Polytube | Yes |  | 2023-04-25 |  | Polytube | 1948 | Yes |  | 2023-04-25 |  | Non-lead
000364 | 313 PEACON LN |  | Polytube | Yes |  | 2023-03-07 |  | PVC | 1933 | Yes |  | 2023-03-07 |  | Non-lead
000365 | APT FRONT 312 PEACON LN |  | Polytube | Yes |  | 2024-09-06 |  | PVC | 1938 | Yes |  | 2024-09-06 |  | Non-lead
000366 | 512 CAROLINE ST |  | Polytube | Yes |  | 2022-11-29 |  | PVC | 1933 | Yes |  | 2022-11-29 |  | Non-lead
000367 | 504 GRINNELL ST |  | Polytube | Yes |  | 2023-02-10 |  | PVC | 1938 | Yes |  | 2023-02-10 |  | Non-lead
000368 | APT 1 FRONT 1125 MARGARET ST |  | PVC | Yes |  | 2023-03-15 |  | PVC | 1933 | Yes |  | 2023-03-15 |  | Non-lead
000369 | APT 1 719 FRANCES ST |  | Polytube | Yes |  | 2023-03-15 |  | PVC | 1933 | Yes |  | 2023-03-15 |  | Non-lead
000370 | APT 1 1019 GRINNELL ST |  | Polytube | Yes |  | 2023-03-23 |  | PVC | 1943 | Yes |  | 2023-03-23 |  | Non-lead
000372 | 411 GRINNELL ST |  | Unknown, Non-Lead | Yes |  | 2018-10-05 |  | Unknown, Non-Lead | 2005 | Yes |  | 2018-10-05 |  | Non-lead
000373 | 1900 FLAGLER AVE |  | Polytube | Yes |  | 2023-04-24 |  | PVC | 1973 | Yes |  | 2023-04-24 |  | Non-lead
000374 | 619 WILLIAM ST |  | Polytube | Yes |  | 2023-01-04 |  | PVC | 1938 | Yes |  | 2023-01-04 |  | Non-lead
000375 | 408 GREENE ST |  | Polytube | Yes |  | 2022-12-02 |  | PVC | 1933 | Yes |  | 2022-12-02 |  | Non-lead
000376 | 1217 PETRONIA ST |  | Polytube | Yes |  | 2022-09-19 |  | PVC | 1938 | Yes |  | 2022-09-19 |  | Non-lead
000377 | 409 GRINNELL ST |  | Polytube | Yes |  | 2023-01-11 |  | PVC | 1928 | Yes |  | 2023-01-11 |  | Non-lead
000378 | 806 EATON ST |  | Polytube | Yes |  | 2022-12-16 |  | PVC | 1928 | Yes |  | 2022-12-16 |  | Non-lead
000379 | 802 EATON ST |  | Polytube | Yes |  | 2023-03-06 |  | PVC | 1928 | Yes |  | 2023-03-06 |  | Non-lead
000380 | 1301 FLAGLER AVE |  | Polytube | Yes |  | 2022-08-12 |  | PVC | 1943 | Yes |  | 2022-08-12 |  | Non-lead
000381 | 1117 FLAGLER AVE |  | Polytube | Yes |  | 2023-09-13 |  | PVC | 1946 | Yes |  | 2023-09-13 |  | Non-lead
000382 | APT UP 1630 FLAGLER AVE |  | Copper | No |  |  |  | Polytube | 1948 | No |  |  |  | Non-lead
000383 | 712 EATON ST |  | Polytube | Yes |  | 2023-03-06 |  | PVC | 1924 | Yes |  | 2023-03-06 |  | Non-lead
000384 | 330 ELIZABETH ST |  | Polytube | Yes |  | 2023-02-16 |  | PVC | 1933 | Yes |  | 2023-02-16 |  | Non-lead
000385 | 1709 FLAGLER AVE |  | Unknown, Non-Lead | Yes |  | 2017-07-14 |  | PVC | 2005 | Yes |  | 2017-07-14 |  | Non-lead
000386 | 1418 LEON ST |  | Unknown, Non-Lead | Yes |  | 2019-07-01 |  | Unknown, Non-Lead | 2005 | Yes |  | 2019-07-01 |  | Non-lead
000388 | 1116 WHITE ST |  | Polytube | Yes |  | 2022-11-18 |  | PVC | 1945 | Yes |  | 2022-11-18 |  | Non-lead
000390 | 1118 OLIVIA ST |  | Unknown, Non-Lead | Yes |  | 2018-12-17 |  | Unknown, Non-Lead | 1992 | Yes |  | 2018-12-17 |  | Non-lead
000391 | 1019 FLAGLER AVE |  | Polytube | Yes |  | 2023-05-04 |  | Copper | 1938 | Yes |  | 2023-05-04 |  | Non-lead
000392 | APT LEFT REAR 512 PETRONIA ST |  | Polytube | Yes |  | 2022-10-31 |  | PVC | 1928 | Yes |  | 2022-10-31 |  | Non-lead
000393 | 512 PETRONIA ST |  | Polytube | Yes |  | 2022-10-31 |  | PVC | 1929 | Yes |  | 2022-10-31 |  | Non-lead
000394 | 1400 DUVAL ST |  | Polytube | Yes |  | 2023-01-04 |  | PVC | 1941 | Yes |  | 2023-01-04 |  | Non-lead
000395 | 810 FLEMING ST |  | Polytube | Yes |  | 2022-12-02 |  | Polytube | 1933 | Yes |  | 2022-12-02 |  | Non-lead
000397 | 1523 FLAGLER AVE |  | Polytube | Yes |  | 2022-08-26 |  | PVC | 1926 | Yes |  | 2022-08-26 |  | Non-lead
000398 | 1127 TRUMAN AVE |  | Polytube | Yes |  | 2022-09-21 |  | Copper | 1965 | Yes |  | 2022-09-21 |  | Non-lead
000399 | 1307 FLAGLER AVE |  | Unknown, Non-Lead | Yes |  | 2019-07-10 |  | Unknown, Non-Lead | 1988 | Yes |  | 2019-07-10 |  | Non-lead
000401 | 1010 WINDSOR LN |  | Polytube | Yes |  | 2022-09-19 |  | Polytube | 1930 | Yes |  | 2022-09-19 |  | Non-lead
000402 | APT 1 X SIMONTON CT |  | Polytube | Yes |  | 2022-10-31 |  | PVC | 1928 | Yes |  | 2022-10-31 |  | Non-lead
000403 | 622 WILLIAM ST |  | Unknown | Yes |  | 2022-08-02 |  | Polytube | 1928 | Yes |  | 2022-08-02 |  | Non-lead
000405 | 415 WILLIAM ST |  | Polytube | Yes |  | 2023-01-04 |  | PVC | 1983 | Yes |  | 2023-01-04 |  | Non-lead
000406 | APT 1 DOWN FRONT 1012 FLEMING ST |  | Polytube | Yes |  | 2022-12-02 |  | PVC | 1933 | Yes |  | 2022-12-02 |  | Non-lead
000407 | UNIT 1 519 DUVAL ST |  | Unknown, Non-Lead | Yes |  | 2022-02-02 |  | Unknown, Non-Lead | 2008 | Yes |  | 2022-02-02 |  | Non-lead
000408 | 829 FLEMING ST |  | Polytube | Yes |  | 2022-12-02 |  | PVC | 1925 | Yes |  | 2022-12-02 |  | Non-lead
000409 | 1529 WHITE ST |  | Polytube | Yes |  | 2022-09-08 |  | PVC | 1943 | Yes |  | 2022-09-08 |  | Non-lead
000410 | 1120 WHITE ST |  | Polytube | Yes |  | 2022-07-18 |  | PVC | 1938 | Yes |  | 2022-07-18 |  | Non-lead
000411 | 328 ELIZABETH ST |  | Polytube | Yes |  | 2022-01-07 |  | PVC | 1933 | Yes |  | 2022-01-07 |  | Non-lead
000412 | 315 PEACON LN |  | Polytube | Yes |  | 2023-11-07 |  | PVC | 1933 | Yes |  | 2023-11-07 |  | Non-lead
000414 | 300 FRONT ST |  | Polytube | Yes |  | 2024-04-08 |  | PVC | 1963 | Yes |  | 2024-04-08 |  | Non-lead
000417 | 722 CAROLINE ST |  | Unknown, Non-Lead | No |  |  |  | Unknown, Non-Lead | 2014 | No |  |  |  | Non-lead
000418 | 125 ANN ST |  | Polytube | Yes |  | 2016-11-04 |  | Unknown | 1938 | Yes |  | 2016-11-04 |  | Lead Status Unknown
000419 | 310 PEACON LN |  | Polytube | Yes |  | 2024-04-24 |  | PVC | 1938 | Yes |  | 2024-04-24 |  | Non-lead
000420 | 1920 FLAGLER AVE |  | Polytube | Yes |  | 2023-04-24 |  | PVC | 1985 | Yes |  | 2023-04-24 |  | Non-lead
000421 | 816 EATON ST |  | Polytube | Yes |  | 2023-03-06 |  | Copper | 1935 | Yes |  | 2023-03-06 |  | Non-lead
000422 | APT 1 1128 MARGARET ST |  | PVC | Yes |  | 2023-03-30 |  | PVC | 1943 | Yes |  | 2023-03-30 |  | Non-lead
000424 | 923 EATON ST |  | Polytube | Yes |  | 2023-03-06 |  | PVC | 1933 | Yes |  | 2023-03-06 |  | Non-lead
000425 | 515 DUVAL ST |  | Unknown, Non-Lead | No |  |  |  | Unknown, Non-Lead | 2008 | No |  |  |  | Non-lead
000426 | 618 WILLIAM ST |  | Unknown, Non-Lead | Yes |  | 2018-07-31 |  | Unknown, Non-Lead | 2019 | Yes |  | 2018-07-31 |  | Non-lead
000429 | UP 1500 ALBERTA ST |  | Polytube | Yes |  | 2023-04-24 |  | PVC |  | Yes |  | 2023-04-24 |  | Non-lead
000430 | APT UP 1301 LEON ST |  | Polytube | Yes |  | 2022-08-10 |  | PVC | 1953 | Yes |  | 2022-08-10 |  | Non-lead
000431 | 1400 OLIVIA ST |  | Polytube | Yes |  | 2022-09-07 |  | PVC | 1948 | Yes |  | 2022-09-07 |  | Non-lead
000433 | APT DOWN 1304 ELIZABETH ST |  | Polytube | Yes |  | 2024-07-10 |  | Unknown | 1953 | Yes |  | 2024-07-10 |  | Lead Status Unknown
000434 | 1120 OLIVIA ST |  | Unknown, Non-Lead | Yes |  | 2019-06-04 |  | Unknown, Non-Lead | 1992 | Yes |  | 2019-06-04 |  | Non-lead
000436 | 431 DUVAL ST |  | Polytube | Yes |  | 2022-11-03 |  | Copper | 1995 | Yes |  | 2022-11-03 |  | Non-lead
000437 | 618 WHITE ST |  | Polytube | Yes |  | 2022-09-08 |  | PVC | 1933 | Yes |  | 2022-09-08 |  | Non-lead
000438 | 620 WHITE ST |  | Polytube | Yes |  | 2022-09-08 |  | PVC | 1933 | Yes |  | 2022-09-08 |  | Non-lead
000439 | APT 1 516 ANGELA ST |  | Unknown | Yes |  | 2022-11-18 |  | PVC | 1943 | Yes |  | 2022-11-18 |  | Lead Status Unknown
000440 | UNIT 3 828 WHITE ST |  | Unknown | Yes |  | 2022-09-09 |  | PVC | 1938 | Yes |  | 2022-09-09 |  | Lead Status Unknown
000441 | APT 3 UP 808 SIMONTON ST |  | Polytube | Yes |  | 2022-10-31 |  | PVC | 1933 | Yes |  | 2022-10-31 |  | Non-lead
000442 | HOUSE 925 EATON ST |  | Polytube | Yes |  | 2023-06-06 |  | PVC | 1963 | Yes |  | 2023-06-06 |  | Non-lead
000443 | APT DOWN 612 OLIVIA ST |  | Unknown, Non-Lead | No |  |  |  | Unknown, Non-Lead | 2006 | No |  |  |  | Non-lead
000444 | APT UP 1424 WHITE ST |  | Unknown, Non-Lead | Yes |  | 2023-05-04 |  | No Piping | 1928 | Yes |  | 2023-05-04 |  | Non-lead
000445 | 508 FLEMING ST |  | Polytube | Yes |  | 2022-09-26 |  | PVC | 1924 | Yes |  | 2022-09-26 |  | Non-lead
000447 | 1125 SOUTHARD ST |  | Polytube | Yes |  | 2022-08-08 |  | PVC | 1928 | Yes |  | 2022-08-08 |  | Non-lead
000448 | APT DOWN 421 ANGELA ST |  | Polytube | Yes |  | 2022-11-18 |  | Polytube | 1976 | Yes |  | 2022-11-18 |  | Non-lead
000449 | BAGATELLE 115 DUVAL ST |  | Unknown, Non-Lead | No |  |  |  | Unknown, Non-Lead | 2000 | No |  |  |  | Non-lead
000450 | APT 3 507 FRANCES ST |  | Polytube | Yes |  | 2023-02-01 |  | PVC | 1971 | Yes |  | 2023-02-01 |  | Non-lead
000451 | 504 ELIZABETH ST |  | Polytube | Yes |  | 2023-02-16 |  | PVC | 1938 | Yes |  | 2023-02-16 |  | Non-lead
000452 | 506 ELIZABETH ST |  | Polytube | Yes |  | 2023-02-16 |  | PVC | 1938 | Yes |  | 2023-02-16 |  | Non-lead
000453 | 224 DUVAL ST |  | Copper | Yes |  | 2024-01-09 |  | Copper | 1954 | Yes |  | 2024-01-09 |  | Non-lead
000454 | 403 EATON ST |  | Polytube | No |  |  |  | No Piping |  | No |  |  |  | Non-lead
000455 | 422 FRONT ST |  | Polytube | Yes |  | 2022-12-02 |  | PVC | 1891 | Yes |  | 2022-12-02 |  | Non-lead
000456 | 1331 WHITE ST |  | Polytube | Yes |  | 2023-08-18 |  | PVC | 1938 | Yes |  | 2023-08-18 |  | Non-lead
000457 | APT 3 DOWN FRONT 912 FLEMING ST |  | Polytube | Yes |  | 2022-12-02 |  | Polytube | 1928 | Yes |  | 2022-12-02 |  | Non-lead
000458 | 1701 VON PHISTER ST |  | Polytube | Yes |  | 2024-04-09 |  | PVC | 1948 | Yes |  | 2024-04-09 |  | Non-lead
000459 | APT 2 828 SIMONTON ST |  | Polytube | Yes |  | 2022-10-31 |  | PVC | 1953 | Yes |  | 2022-10-31 |  | Non-lead
000461 | 329 WILLIAM ST |  | Polytube | Yes |  | 2023-01-04 |  | PVC | 1938 | Yes |  | 2023-01-04 |  | Non-lead
000462 | 813 EATON ST |  | Polytube | Yes |  | 2023-03-06 |  | Copper | 1938 | Yes |  | 2023-03-06 |  | Non-lead
000463 | 809 EATON MAIN HOUSE ST |  | Polytube | Yes |  | 2022-12-15 |  | PVC | 1914 | Yes |  | 2022-12-15 |  | Non-lead
000466 | 1105 FLAGLER AVE |  | Polytube | Yes |  | 2024-08-16 |  | PVC | 1943 | Yes |  | 2024-08-16 |  | Non-lead
000468 | MASTIC TR PK 645 UNITED ST |  | Unknown, Non-Lead | Yes |  | 2022-09-30 |  | Unknown, Non-Lead | 1989 | Yes |  | 2022-09-30 |  | Non-lead
000469 | 1225 OLIVIA ST |  | Unknown | Yes |  | 2023-03-20 |  | PVC | 1918 | Yes |  | 2023-03-20 |  | Lead Status Unknown
000470 | 806 JOHNSON LN |  | Unknown, Non-Lead | Yes |  | 2024-04-12 |  | Unknown, Non-Lead | 2006 | Yes |  | 2024-04-12 |  | Non-lead
000472 | UNIT FRONT 615 DUVAL ST |  | Unknown, Non-Lead | Yes |  | 2017-01-18 |  | Unknown, Non-Lead | 1996 | Yes |  | 2017-01-18 |  | Non-lead
000473 | 724 SIMONTON ST |  | Polytube | Yes |  | 2022-10-31 |  | Copper | 1918 | Yes |  | 2022-10-31 |  | Non-lead
000474 | 705 DUVAL ST |  | Polytube | Yes |  | 2023-05-04 |  | PVC | 1948 | Yes |  | 2023-05-04 |  | Non-lead
000475 | FRNT 729 WINDSOR LN |  | Polytube | Yes |  | 2023-02-01 |  | PVC | 1938 | Yes |  | 2023-02-01 |  | Non-lead
000477 | APT 1 1311 PETRONIA ST |  | Polytube | Yes |  | 2022-09-19 |  | PVC | 1938 | Yes |  | 2022-09-19 |  | Non-lead
000478 | 1405 PETRONIA ST |  | Polytube | Yes |  | 2022-09-19 |  | PVC | 1938 | Yes |  | 2022-09-19 |  | Non-lead
000479 | SPA 829 SIMONTON ST |  | Polytube | Yes |  | 2022-10-31 |  | PVC | 1918 | Yes |  | 2022-10-31 |  | Non-lead
000482 | 1126 SOUTH ST |  | Polytube | Yes |  | 2022-10-27 |  | PVC | 1938 | Yes |  | 2022-10-27 |  | Non-lead
000483 | 1100 SOUTH ST |  | Polytube | Yes |  | 2022-05-16 |  | PVC | 1973 | Yes |  | 2022-05-16 |  | Non-lead
000484 | APT 3 UP 704 CAROLINE ST |  | Polytube | Yes |  | 2023-02-16 |  | PVC | 1928 | Yes |  | 2023-02-16 |  | Non-lead
000487 | 400 WHITE ST |  | Polytube | Yes |  | 2022-09-08 |  | PVC | 1933 | Yes |  | 2022-09-08 |  | Non-lead
000491 | 812 FLEMING ST |  | Polytube | Yes |  | 2022-12-02 |  | Polytube | 1933 | Yes |  | 2022-12-02 |  | Non-lead
000492 | 309 WILLIAM ST |  | Polytube | Yes |  | 2023-01-04 |  | Polytube | 1924 | Yes |  | 2023-01-04 |  | Non-lead
000493 | 631 SOUTHARD ST |  | Polytube | Yes |  | 2023-03-06 |  | PVC | 1874 | Yes |  | 2023-03-06 |  | Non-lead
000494 | 518 FLEMING ST |  | Polytube | Yes |  | 2022-12-02 |  | PVC | 1930 | Yes |  | 2022-12-02 |  | Non-lead
000495 | ST 810 DUVAL |  | PVC | Yes |  | 2023-05-04 |  | PVC | 1928 | Yes |  | 2023-05-04 |  | Non-lead
000497 | 517 WILLIAM ST |  | Polytube | Yes |  | 2023-01-04 |  | PVC | 1909 | Yes |  | 2023-01-04 |  | Non-lead
000498 | 1025 FLEMING ST |  | Polytube | Yes |  | 2022-12-02 |  | PVC | 1968 | Yes |  | 2022-12-02 |  | Non-lead
000499 | 1029 FLEMING ST |  | Polytube | Yes |  | 2022-12-02 |  | PVC | 1938 | Yes |  | 2022-12-02 |  | Non-lead
000500 | 4125 EAGLE AVE |  | Polytube | Yes |  | 2022-05-11 |  | PVC | 1948 | Yes |  | 2022-05-11 |  | Non-lead
000501 | 909 CATHERINE ST |  | Polytube | Yes |  | 2023-03-30 |  | PVC | 1923 | Yes |  | 2023-03-30 |  | Non-lead
000502 | 1414 5TH ST |  | Polytube | Yes |  | 2022-08-12 |  | PVC | 1938 | Yes |  | 2022-08-12 |  | Non-lead
000503 | 925 DUVAL ST |  | PVC | Yes |  | 2024-05-10 |  | PVC | 1928 | Yes |  | 2024-05-10 |  | Non-lead
000505 | APT REAR 716 DUVAL ST |  | Polytube | Yes |  | 2022-09-02 |  | PVC | 1923 | Yes |  | 2022-09-02 |  | Non-lead
000506 | APT 2 UP 718 DUVAL ST |  | Polytube | Yes |  | 2023-03-16 |  | PVC | 1935 | Yes |  | 2023-03-16 |  | Non-lead
000509 | APT FRONT 520 ANGELA ST |  | Polytube | Yes |  | 2022-11-18 |  | PVC | 1939 | Yes |  | 2022-11-18 |  | Non-lead
000510 | APT 2 DWN 1314 NEWTON ST |  | Polytube | Yes |  | 2024-07-12 |  | PVC | 1938 | Yes |  | 2024-07-12 |  | Non-lead
000512 | APT 4 629 CAROLINE ST |  | Polytube | Yes |  | 2022-10-27 |  | PVC | 1923 | Yes |  | 2022-10-27 |  | Non-lead
000513 | #B UP 1218 DUVAL ST |  | Polytube | Yes |  | 2023-05-04 |  | PVC | 1933 | Yes |  | 2023-05-04 |  | Non-lead
000514 | 1319 OLIVIA ST |  | Polytube | Yes |  | 2022-09-07 |  | PVC | 1943 | Yes |  | 2022-09-07 |  | Non-lead
000515 | 4115 EAGLE AVE |  | Polytube | Yes |  | 2024-07-30 |  | PVC | 1953 | Yes |  | 2024-07-30 |  | Non-lead
000516 | 4139 EAGLE AVE |  | Polytube | Yes |  | 2022-07-01 |  | PVC | 1948 | Yes |  | 2022-07-01 |  | Non-lead
000517 | 3725 EAGLE AVE |  | Copper | Yes |  | 2022-07-01 |  | PVC | 1958 | Yes |  | 2022-07-01 |  | Non-lead
000518 | 3401 EAGLE AVE |  | Polytube | Yes |  | 2023-05-04 |  | PVC | 1948 | Yes |  | 2023-05-04 |  | Non-lead
000519 | 3829 EAGLE AVE |  | Polytube | Yes |  | 2022-07-01 |  | PVC | 1948 | Yes |  | 2022-07-01 |  | Non-lead
000521 | 1229 WHITEHEAD ST |  | Polytube | Yes |  | 2022-06-28 |  | PVC | 1969 | Yes |  | 2022-06-28 |  | Non-lead
000523 | 3402 EAGLE AVE |  | Polytube | Yes |  | 2023-05-04 |  | PVC | 1943 | Yes |  | 2023-05-04 |  | Non-lead
000524 | 1509 SOUTH ST |  | Polytube | Yes |  | 2022-10-27 |  | PVC | 1938 | Yes |  | 2022-10-27 |  | Non-lead
000525 | 2402 SEIDENBERG AVE |  | Copper | Yes |  | 2022-08-18 |  | PVC | 1938 | Yes |  | 2022-08-18 |  | Non-lead
000526 | 3450 EAGLE AVE |  | PVC | Yes |  | 2022-06-14 |  | PVC | 1948 | Yes |  | 2022-06-14 |  | Non-lead
000527 | 1410 NEWTON ST |  | Polytube | Yes |  | 2023-05-04 |  | PVC | 1938 | Yes |  | 2023-05-04 |  | Non-lead
000528 | 3491 EAGLE AVE |  | Unknown, Non-Lead | No |  |  |  | Unknown, Non-Lead | 2015 | No |  |  |  | Non-lead
000529 | 712 CAROLINE ST |  | Polytube | Yes |  | 2023-04-26 |  | PVC | 1933 | Yes |  | 2023-04-26 |  | Non-lead
000530 | 827 ELIZABETH ST |  | Polytube | Yes |  | 2023-01-03 |  | PVC | 1933 | Yes |  | 2023-01-03 |  | Non-lead
000531 | APT REAR DOWN 1501 TRUMAN AVE |  | Polytube | Yes |  | 2024-04-17 |  | Copper | 1953 | Yes |  | 2024-04-17 |  | Non-lead
000532 | 421 GRINNELL ST |  | Polytube | Yes |  | 2023-02-10 |  | PVC | 1933 | Yes |  | 2023-02-10 |  | Non-lead
000533 | 512 OLIVIA ST |  | Unknown, Non-Lead | No |  |  |  | Unknown, Non-Lead | 1992 | No |  |  |  | Non-lead
000534 | DOWN 1401 REYNOLDS ST |  | Polytube | Yes |  | 2022-08-24 |  | PVC | 1933 | Yes |  | 2022-08-24 |  | Non-lead
000535 | 511 GREENE ST |  | Polytube | Yes |  | 2022-10-31 |  | Copper | 1949 | Yes |  | 2022-10-31 |  | Non-lead
000536 | 801 GEORGIA ST |  | Polytube | Yes |  | 2023-05-04 |  | PVC | 1948 | Yes |  | 2023-05-04 |  | Non-lead
000537 | 829 ELIZABETH ST |  | Polytube | Yes |  | 2023-01-03 |  | PVC | 1933 | Yes |  | 2023-01-03 |  | Non-lead
000538 | 1/2 23 DUCK AVE |  | Polytube | Yes |  | 2023-05-04 |  | PVC | 1938 | Yes |  | 2023-05-04 |  | Non-lead
000539 | 1418 6TH ST |  | Polytube | Yes |  | 2022-08-12 |  | Copper | 1953 | Yes |  | 2022-08-12 |  | Non-lead
000540 | 1200 TRUMAN AVE |  | Unknown | Yes |  | 2024-08-29 |  | Unknown | 1958 | Yes |  | 2024-08-29 |  | Lead Status Unknown
000542 | 313 WILLIAM ST |  | Polytube | Yes |  | 2023-01-04 |  | PVC | 1938 | Yes |  | 2023-01-04 |  | Non-lead
000543 | APT 1 518 MARGARET ST |  | Unknown | Yes |  | 2023-01-31 |  | Polytube | 1933 | Yes |  | 2023-01-31 |  | Lead Status Unknown
000544 | 506 GRINNELL ST |  | Polytube | Yes |  | 2023-02-10 |  | PVC | 1938 | Yes |  | 2023-02-10 |  | Non-lead
000545 | 508 GRINNELL ST |  | Polytube | Yes |  | 2023-02-10 |  | PVC | 1938 | Yes |  | 2023-02-10 |  | Non-lead
000546 | 803 GEORGIA ST |  | Polytube | Yes |  | 2023-05-04 |  | PVC | 1948 | Yes |  | 2023-05-04 |  | Non-lead
000548 | 1415 TRUMAN AVE |  | Polytube | Yes |  | 2022-08-11 |  | PVC | 1938 | Yes |  | 2022-08-11 |  | Non-lead
000549 | 1175 WILLIAM ST |  | Polytube | Yes |  | 2023-03-28 |  | PVC | 1938 | Yes |  | 2023-03-28 |  | Non-lead
000550 | 109 DUVAL ST |  | Polytube | Yes |  | 2022-11-30 |  | PVC | 1978 | Yes |  | 2022-11-30 |  | Non-lead
000551 | APT 202 117 DUVAL ST |  | Polytube | Yes |  | 2022-07-07 |  | Copper | 1958 | Yes |  | 2022-07-07 |  | Non-lead
000552 | 1730 UNITED ST |  | Polytube | Yes |  | 2024-03-06 |  | PVC |  | Yes |  | 2024-03-06 |  | Non-lead
000553 | #REAR 510 PETRONIA ST |  | Polytube | Yes |  | 2023-01-19 |  | PVC | 1934 | Yes |  | 2023-01-19 |  | Non-lead
000554 | 2300 HARRIS AVE |  | Copper | Yes |  | 2022-08-16 |  | PVC | 1953 | Yes |  | 2022-08-16 |  | Non-lead
000555 | 708 EATON ST |  | Polytube | Yes |  | 2023-03-06 |  | PVC | 1923 | Yes |  | 2023-03-06 |  | Non-lead
000556 | 2301 SEIDENBERG AVE |  | Polytube | Yes |  | 2022-12-13 |  | PVC | 2007 | Yes |  | 2022-12-13 |  | Non-lead
000558 | 1305 NEWTON ST |  | Polytube | Yes |  | 2023-05-04 |  | PVC | 1928 | Yes |  | 2023-05-04 |  | Non-lead
000559 | 221 SIMONTON ST |  | PVC | Yes |  | 2022-10-31 |  | PVC | 1928 | Yes |  | 2022-10-31 |  | Non-lead
000560 | 1511 TRUMAN AVE |  | Polytube | Yes |  | 2022-10-11 |  | Copper | 1953 | Yes |  | 2022-10-11 |  | Non-lead
000561 | #A #C 2409 STAPLES AVE |  | Polytube | Yes |  | 2024-09-13 |  | PVC | 1938 | Yes |  | 2024-09-13 |  | Non-lead
000562 | 1109 WHITEHEAD ST |  | Polytube | Yes |  | 2022-06-28 |  | PVC | 1948 | Yes |  | 2022-06-28 |  | Non-lead
000564 | 425 CAROLINE ST |  | Polytube | Yes |  | 2022-11-29 |  | Polytube | 1944 | Yes |  | 2022-11-29 |  | Non-lead
000565 | 213 TELEGRAPH LN |  | Polytube | Yes |  | 2022-12-29 |  | Copper | 1943 | Yes |  | 2022-12-29 |  | Non-lead
000566 | #3 #4 509 WHITEHEAD ST |  | Polytube | Yes |  | 2022-06-07 |  | PVC | 1938 | Yes |  | 2022-06-07 |  | Non-lead
000568 | 4095 S ROOSEVELT BLVD |  | Unknown | Yes |  | 2024-05-29 |  | Unknown | 1939 | Yes |  | 2024-05-29 |  | Lead Status Unknown
000569 | 604 ELIZABETH ST |  | Polytube | Yes |  | 2019-10-15 |  | PVC | 1997 | Yes |  | 2019-10-15 |  | Non-lead
000570 | APT DOWN 1307 WHITEHEAD ST |  | Polytube | Yes |  | 2022-10-14 |  | PVC | 1938 | Yes |  | 2022-10-14 |  | Non-lead
000571 | APT UP 1307 WHITEHEAD ST |  | Polytube | Yes |  | 2023-01-18 |  | PVC | 1938 | Yes |  | 2023-01-18 |  | Non-lead
000572 | APT UP 1309 WHITEHEAD ST |  | Polytube | Yes |  | 2024-07-02 |  | PVC | 1938 | Yes |  | 2024-07-02 |  | Non-lead
000573 | SALUTE HIGGS BEACH 1000 ATLANTIC BLVD |  | Polytube | Yes |  | 2024-03-14 |  | PVC | 1949 | Yes |  | 2024-03-14 |  | Non-lead
000574 | 614 FLEMING ST |  | Polytube | Yes |  | 2022-12-19 |  | PVC | 1938 | Yes |  | 2022-12-19 |  | Non-lead
000575 | APT DOWN 807 WHITEHEAD ST |  | Polytube | Yes |  | 2022-06-28 |  | PVC | 1938 | Yes |  | 2022-06-28 |  | Non-lead
000576 | 3729 EAGLE AVE |  | Polytube | Yes |  | 2022-07-01 |  | PVC | 1948 | Yes |  | 2022-07-01 |  | Non-lead
000577 | 1014 SOUTH ST |  | Polytube | Yes |  | 2022-10-27 |  | Copper | 1948 | Yes |  | 2022-10-27 |  | Non-lead
000578 | 421 SIMONTON ST |  | Unknown | Yes |  | 2022-10-31 |  | Unknown | 1933 | Yes |  | 2022-10-31 |  | Lead Status Unknown
000579 | 2312 STAPLES AVE |  | Unknown, Non-Lead | Yes |  | 2021-12-29 |  | Unknown, Non-Lead | 1991 | Yes |  | 2021-12-29 |  | Non-lead
000580 | 600 EATON ST |  | Polytube | Yes |  | 2023-03-06 |  | PVC | 1877 | Yes |  | 2023-03-06 |  | Non-lead
000581 | REAR 201 DUVAL ST |  | Unknown, Non-Lead | Yes |  | 2023-05-04 |  | No Piping | 1940 | Yes |  | 2023-05-04 |  | Non-lead
000583 | 720 EISENHOWER BLVD |  | Polytube | Yes |  | 2022-09-07 |  | PVC | 1939 | Yes |  | 2022-09-07 |  | Non-lead
000584 | APT UP 116 FITZPATRICK ST |  | Copper | Yes |  | 2022-07-13 |  | Copper | 1934 | Yes |  | 2022-07-13 |  | Non-lead
000585 | 1417 ELIZA ST |  | Polytube | Yes |  | 2023-07-14 |  | PVC | 1938 | Yes |  | 2023-07-14 |  | Non-lead
000586 | 2415 SEIDENBERG AVE |  | Unknown, Non-Lead | Yes |  | 2023-08-11 |  | Unknown, Non-Lead | 2017 | Yes |  | 2023-08-11 |  | Non-lead
000587 | 123 TAVERN DR |  | Polytube | Yes |  | 2022-03-31 |  | PVC | 1939 | Yes |  | 2022-03-31 |  | Non-lead
000589 | 1100 OVERSEAS Hwy |  | Polytube | Yes |  | 2024-03-19 |  | PVC | 1958 | Yes |  | 2024-03-19 |  | Non-lead
000590 | 19991 OVERSEAS HWY |  | Polytube | Yes |  | 2023-01-18 |  | PVC | 1919 | Yes |  | 2023-01-18 |  | Non-lead
000591 | BOY SCOUTS 73800 OVERSEAS HWY |  | Copper | Yes |  | 2022-06-28 |  | PVC | 1956 | Yes |  | 2022-06-28 |  | Non-lead
000593 | 79786 OVERSEAS HWY |  | Unknown, Non-Lead | Yes |  | 2023-11-15 |  | No Piping |  | Yes |  | 2023-11-15 |  | Non-lead
000594 | APT FRONT 1123 MARGARET ST |  | Unknown | Yes |  | 2022-06-29 |  | PVC | 1933 | Yes |  | 2022-06-29 |  | Lead Status Unknown
000595 | 1414 LEON ST |  | Polytube | Yes |  | 2022-09-22 |  | PVC | 1948 | Yes |  | 2022-09-22 |  | Non-lead
000596 | 1317 PETRONIA ST |  | Polytube | Yes |  | 2022-09-19 |  | PVC | 1938 | Yes |  | 2022-09-19 |  | Non-lead
000597 | 1407 PETRONIA ST |  | Polytube | Yes |  | 2022-11-21 |  | PVC | 1948 | Yes |  | 2022-11-21 |  | Non-lead
000598 | 522 FLEMING ST |  | Polytube | Yes |  | 2022-09-26 |  | PVC | 1967 | Yes |  | 2022-09-26 |  | Non-lead
000599 | APT FRONT 2210 STAPLES AVE |  | Polytube | Yes |  | 2023-04-26 |  | PVC | 1938 | Yes |  | 2023-04-26 |  | Non-lead
000600 | 610 GRINNELL ST |  | Polytube | Yes |  | 2023-02-10 |  | PVC | 1901 | Yes |  | 2023-02-10 |  | Non-lead
000601 | 1125 VON PHISTER ST |  | Polytube | Yes |  | 2023-05-10 |  | Copper | 1928 | Yes |  | 2023-05-10 |  | Non-lead
000603 | 1404 WHITE ST |  | Polytube | Yes |  | 2023-07-13 |  | PVC | 1948 | Yes |  | 2023-07-13 |  | Non-lead
000604 | 1688 OVERSEAS HWY |  | Polytube | Yes |  | 2023-08-22 |  | PVC | 2000 | Yes |  | 2023-08-22 |  | Non-lead
000605 | 108 BEACH RD |  | PVC | Yes |  | 2022-06-27 |  | PVC | 1936 | Yes |  | 2022-06-27 |  | Non-lead
000606 | PTS:L5&6 112 BEACH RD |  | Polytube | Yes |  | 2022-06-27 |  | PVC | 1936 | Yes |  | 2022-06-27 |  | Non-lead
000607 | 80 BEACH RD |  | Polytube | Yes |  | 2022-05-16 |  | PVC | 1936 | Yes |  | 2022-05-16 |  | Non-lead
000608 | 123 BEACH RD |  | Unknown, Non-Lead | Yes |  | 2021-10-25 |  | Unknown, Non-Lead | 1991 | Yes |  | 2021-10-25 |  | Non-lead
000609 | 81600 OVERSEAS Hwy |  | Polytube | Yes |  | 2023-01-03 |  | PVC | 1997 | Yes |  | 2023-01-03 |  | Non-lead
000611 | 81599 OLD HWY |  | Polytube | Yes |  | 2023-05-04 |  | PVC | 1973 | Yes |  | 2023-05-04 |  | Non-lead
000612 | 107800 OVERSEAS HWY |  | Unknown | Yes |  | 2023-02-07 |  | Unknown |  | Yes |  | 2023-02-07 |  | Lead Status Unknown
000616 | 701 CAROLINE ST |  | Unknown, Non-Lead | No |  |  |  | Unknown, Non-Lead | 2014 | No |  |  |  | Non-lead
000617 | 2213 STAPLES AVE |  | Polytube | Yes |  | 2023-04-26 |  | PVC | 1948 | Yes |  | 2023-04-26 |  | Non-lead
000618 | APT 204 1003 TRUMAN AVE |  | Unknown | Yes |  | 2024-04-26 |  | PVC | 1933 | Yes |  | 2024-04-26 |  | Lead Status Unknown
000621 | STE C 419 DUVAL ST |  | Unknown, Non-Lead | Yes |  | 2021-03-04 |  | Unknown, Non-Lead | 1988 | Yes |  | 2021-03-04 |  | Non-lead
000622 | APT 2 1403 4TH ST |  | Polytube | Yes |  | 2023-04-26 |  | PVC | 1910 | Yes |  | 2023-04-26 |  | Non-lead
000623 | 2427 PATTERSON AVE |  | Polytube | Yes |  | 2023-05-04 |  | Copper | 1918 | Yes |  | 2023-05-04 |  | Non-lead
000624 | 426 ELIZABETH ST |  | Polytube | Yes |  | 2023-02-16 |  | PVC | 1888 | Yes |  | 2023-02-16 |  | Non-lead
000625 | 1409 OLIVIA ST |  | Polytube | Yes |  | 2022-09-07 |  | PVC | 1945 | Yes |  | 2022-09-07 |  | Non-lead
000626 | 416 GREENE ST |  | Polytube | Yes |  | 2022-12-02 |  | PVC | 1930 | Yes |  | 2022-12-02 |  | Non-lead
000627 | #DWN 1012 JOHNSON ST |  | Polytube | Yes |  | 2022-11-03 |  | PVC | 1948 | Yes |  | 2022-11-03 |  | Non-lead
000628 | 2438 PATTERSON AVE |  | Unknown, Non-Lead | No |  |  |  | Unknown, Non-Lead | 1999 | No |  |  |  | Non-lead
000630 | 2523 PATTERSON AVE |  | Unknown, Non-Lead | Yes |  | 2018-07-02 |  | Polytube | 2005 | Yes |  | 2018-07-02 |  | Non-lead
000631 | 2525 PATTERSON AVE |  | Polytube | Yes |  | 2022-09-12 |  | PVC | 1989 | Yes |  | 2022-09-12 |  | Non-lead
000632 | 2322 HARRIS AVE |  | Polytube | Yes |  | 2022-09-19 |  | PVC | 1948 | Yes |  | 2022-09-19 |  | Non-lead
000633 | 2310 STAPLES AVE |  | Polytube | Yes |  | 2022-08-15 |  | PVC | 1928 | Yes |  | 2022-08-15 |  | Non-lead
000634 | 1119 WASHINGTON ST |  | Unknown, Non-Lead | No |  |  |  | Unknown, Non-Lead | 1989 | No |  |  |  | Non-lead
000635 | 1915 SEIDENBERG AVE |  | Copper | Yes |  | 2023-04-26 |  | PVC | 1945 | Yes |  | 2023-04-26 |  | Non-lead
000636 | 1917 SEIDENBERG AVE |  | Polytube | Yes |  | 2023-04-26 |  | PVC | 1941 | Yes |  | 2023-04-26 |  | Non-lead
000638 | 1918 STAPLES AVE |  | Polytube | Yes |  | 2023-04-26 |  | PVC | 1943 | Yes |  | 2023-04-26 |  | Non-lead
000639 | APT 3 1203 NEWTON ST |  | Polytube | Yes |  | 2023-11-20 |  | PVC | 1938 | Yes |  | 2023-11-20 |  | Non-lead
000640 | 1120 SOUTH ST |  | Polytube | Yes |  | 2022-10-27 |  | PVC | 1948 | Yes |  | 2022-10-27 |  | Non-lead
000641 | 809 FRANCES ST |  | Polytube | Yes |  | 2023-03-15 |  | PVC | 1948 | Yes |  | 2023-03-15 |  | Non-lead
000642 | 2425 PATTERSON AVE |  | Polytube | Yes |  | 2024-08-01 |  | Copper | 1943 | Yes |  | 2024-08-01 |  | Non-lead
000643 | FIRE 423 SIMONTON ST |  | Unknown | Yes |  | 2022-10-31 |  | PVC | 1933 | Yes |  | 2022-10-31 |  | Lead Status Unknown
000644 | 900 EISENHOWER DR |  | Copper | Yes |  | 2023-05-10 |  | PVC | 2008 | Yes |  | 2023-05-10 |  | Non-lead
000645 | DWN 1401 DUVAL ST |  | Polytube | Yes |  | 2023-05-04 |  | PVC | 1948 | Yes |  | 2023-05-04 |  | Non-lead
000647 | 504 SOUTH ST |  | Polytube | Yes |  | 2022-09-26 |  | PVC | 1948 | Yes |  | 2022-09-26 |  | Non-lead
000648 | 1213 8TH ST |  | Polytube | Yes |  | 2022-08-12 |  | PVC | 1943 | Yes |  | 2022-08-12 |  | Non-lead
000649 | 921 WHITEHEAD ST |  | Polytube | Yes |  | 2022-06-28 |  | Polytube | 1938 | Yes |  | 2022-06-28 |  | Non-lead
000651 | SANDAL FACTORY 5180 OVERSEAS HWY |  | Polytube | Yes |  | 2022-11-23 |  | PVC | 1986 | Yes |  | 2022-11-23 |  | Non-lead
000652 | 1808 SEIDENBERG AVE |  | Unknown, Non-Lead | Yes |  | 2017-06-29 |  | Unknown, Non-Lead | 2016 | Yes |  | 2017-06-29 |  | Non-lead
000653 | APT 04 1818 FOGARTY AVE |  | Unknown, Non-Lead | Yes |  | 2018-09-13 |  | PVC | 2005 | Yes |  | 2018-09-13 |  | Non-lead
000654 | 1411 WHITE ST |  | Polytube | Yes |  | 2024-08-14 |  | PVC | 1928 | Yes |  | 2024-08-14 |  | Non-lead
000655 | APT DOWN 622 GRINNELL ST |  | Polytube | Yes |  | 2023-02-01 |  | PVC | 1938 | Yes |  | 2023-02-01 |  | Non-lead
000656 | APT UP 622 GRINNELL ST |  | Polytube | Yes |  | 2023-02-01 |  | PVC | 1938 | Yes |  | 2023-02-01 |  | Non-lead
000657 | 614 CANFIELD LN |  | Polytube | Yes |  | 2023-06-09 |  | PVC | 1938 | Yes |  | 2023-06-09 |  | Non-lead
000658 | 619 EATON DWN ST |  | Polytube | Yes |  | 2023-03-06 |  | Copper | 1942 | Yes |  | 2023-03-06 |  | Non-lead
000659 | DOWN 1527 VON PHISTER ST |  | Polytube | Yes |  | 2022-11-04 |  | PVC | 1938 | Yes |  | 2022-11-04 |  | Non-lead
000660 | APT A 706 ELIZABETH ST |  | Unknown | Yes |  | 2023-01-03 |  | PVC | 1933 | Yes |  | 2023-01-03 |  | Lead Status Unknown
000661 | 1103 FLEMING ST |  | Polytube | Yes |  | 2023-08-15 |  | PVC | 1945 | Yes |  | 2023-08-15 |  | Non-lead
000662 | 1315 LAIRD ST |  | Polytube | Yes |  | 2023-12-11 |  | PVC | 1938 | Yes |  | 2023-12-11 |  | Non-lead
000663 | STORE B 616 DUVAL ST |  | Polytube | Yes |  | 2022-09-01 |  | PVC | 1953 | Yes |  | 2022-09-01 |  | Non-lead
000664 | #4 525 SIMONTON ST |  | Polytube | Yes |  | 2022-10-31 |  | PVC | 1938 | Yes |  | 2022-10-31 |  | Non-lead
000665 | 417 EATON ST |  | Copper | Yes |  | 2024-03-13 |  | Copper |  | Yes |  | 2024-03-13 |  | Non-lead
000666 | DOWN 619 DUVAL ST |  | Unknown, Non-Lead | Yes |  | 2017-01-11 |  | Unknown, Non-Lead | 1996 | Yes |  | 2017-01-11 |  | Non-lead
000667 | APT 2 1417 ASHBY ST |  | Polytube | Yes |  | 2022-08-29 |  | PVC | 1938 | Yes |  | 2022-08-29 |  | Non-lead
000668 | 1806 SEIDENBERG AVE |  | Copper | Yes |  | 2023-04-26 |  | Polytube | 1963 | Yes |  | 2023-04-26 |  | Non-lead
000669 | 1824 FLAGLER AVE |  | Polytube | Yes |  | 2022-07-21 |  | PVC | 1938 | Yes |  | 2022-07-21 |  | Non-lead
000670 | 1901 HARRIS AVE |  | Polytube | Yes |  | 2023-04-26 |  | PVC | 1953 | Yes |  | 2023-04-26 |  | Non-lead
000671 | 1825 HARRIS AVE |  | Polytube | Yes |  | 2022-08-16 |  | Polytube | 1943 | Yes |  | 2022-08-16 |  | Non-lead
000673 | APT C 908 FRANCES ST |  | Polytube | Yes |  | 2023-03-15 |  | PVC | 1939 | Yes |  | 2023-03-15 |  | Non-lead
000674 | 809 WHITEHEAD ST |  | Polytube | Yes |  | 2022-06-28 |  | PVC | 1938 | Yes |  | 2022-06-28 |  | Non-lead
000675 | 1731 SEMINARY ST |  | Polytube | Yes |  | 2024-02-13 |  | PVC | 1943 | Yes |  | 2024-02-13 |  | Non-lead
000676 | FRONT 1824 FOGARTY AVE |  | Polytube | Yes |  | 2022-08-19 |  | Polytube | 1950 | Yes |  | 2022-08-19 |  | Non-lead
000679 | 1609 FLAGLER AVE |  | Unknown, Non-Lead | Yes |  | 2017-11-22 |  | Unknown, Non-Lead | 2000 | Yes |  | 2017-11-22 |  | Non-lead
000680 | 1709 WASHINGTON ST |  | Copper | Yes |  | 2022-10-14 |  | PVC | 1933 | Yes |  | 2022-10-14 |  | Non-lead
000681 | APT UP 503 DUVAL ST |  | Polytube | Yes |  | 2022-11-30 |  | PVC | 1918 | Yes |  | 2022-11-30 |  | Non-lead
000682 | 1430 JOHNSON ST |  | Polytube | Yes |  | 2022-11-03 |  | PVC | 1953 | Yes |  | 2022-11-03 |  | Non-lead
000684 | FRONT 1916 SEIDENBERG AVE |  | Copper | Yes |  | 2023-04-26 |  | PVC | 1953 | Yes |  | 2023-04-26 |  | Non-lead
000685 | 3391 EAGLE AVE |  | Polytube | Yes |  | 2023-05-04 |  | PVC | 1979 | Yes |  | 2023-05-04 |  | Non-lead
000687 | UP 807 WHITEHEAD ST |  | Polytube | Yes |  | 2024-01-08 |  | PVC | 1938 | Yes |  | 2024-01-08 |  | Non-lead
000688 | 2519 SEIDENBERG AVE |  | Copper | Yes |  | 2024-07-12 |  | PVC | 1940 | Yes |  | 2024-07-12 |  | Non-lead
000690 | 621 EATON ST |  | Polytube | Yes |  | 2023-05-25 |  | Polytube | 1933 | Yes |  | 2023-05-25 |  | Non-lead
000691 | APT DOWN 501 WHITEHEAD ST |  | Polytube | Yes |  | 2022-11-02 |  | PVC | 1908 | Yes |  | 2022-11-02 |  | Non-lead
000693 | 1826 FOGARTY AVE |  | Polytube | Yes |  | 2022-08-19 |  | PVC | 1928 | Yes |  | 2022-08-19 |  | Non-lead
000694 | REAR 1828 FOGARTY AVE |  | Polytube | Yes |  | 2022-08-19 |  | Polytube | 1959 | Yes |  | 2022-08-19 |  | Non-lead
000695 | 512 GRINNELL ST |  | Polytube | Yes |  | 2023-02-01 |  | PVC | 1933 | Yes |  | 2023-02-01 |  | Non-lead
000696 | 710 WHITE ST |  | Polytube | Yes |  | 2023-10-16 |  | PVC | 1933 | Yes |  | 2023-10-16 |  | Non-lead
000697 | 1729 SEMINARY ST |  | Polytube | Yes |  | 2022-10-31 |  | PVC | 1943 | Yes |  | 2022-10-31 |  | Non-lead
000698 | 1030 FLEMING ST |  | Polytube | Yes |  | 2023-01-03 |  | PVC | 1938 | Yes |  | 2023-01-03 |  | Non-lead
000699 | 400 SIMONTON ST |  | Polytube | Yes |  | 2022-10-31 |  | PVC | 1923 | Yes |  | 2022-10-31 |  | Non-lead
000700 | 506 SOUTH ST |  | Polytube | Yes |  | 2022-09-26 |  | PVC | 1958 | Yes |  | 2022-09-26 |  | Non-lead
000701 | 801 EMMA ST |  | Unknown, Non-Lead | Yes |  | 2019-10-10 |  | Unknown, Non-Lead | 1990 | Yes |  | 2019-10-10 |  | Non-lead
000702 | 1202 WHITE ST |  | Unknown | Yes |  | 2023-03-23 |  | PVC | 1968 | Yes |  | 2023-03-23 |  | Lead Status Unknown
000704 | 514 FRANCES ST |  | Polytube | Yes |  | 2023-02-01 |  | Polytube | 1938 | Yes |  | 2023-02-01 |  | Non-lead
000706 | UP 522 GRINNELL ST |  | Polytube | Yes |  | 2023-02-01 |  | PVC | 1938 | Yes |  | 2023-02-01 |  | Non-lead
000707 | #1 311 WILLIAM ST |  | Unknown, Non-Lead | No |  |  |  | No Piping | 1933 | No |  |  |  | Non-lead
000708 | 639 UNITED ST |  | Polytube | No |  |  |  | Unknown | 1928 | No |  |  |  | Lead Status Unknown
000709 | 921 ANGELA ST |  | Polytube | Yes |  | 2023-02-21 |  | PVC | 1925 | Yes |  | 2023-02-21 |  | Non-lead
000710 | 923 ANGELA ST |  | Polytube | Yes |  | 2023-02-21 |  | PVC | 1925 | Yes |  | 2023-02-21 |  | Non-lead
000711 | APT 01 1508 SEMINARY ST |  | Polytube | Yes |  | 2022-06-21 |  | PVC | 1938 | Yes |  | 2022-06-21 |  | Non-lead
000712 | 625 GRINNELL ST |  | Polytube | Yes |  | 2023-02-01 |  | PVC | 1933 | Yes |  | 2023-02-01 |  | Non-lead
000713 | 1438 VIRGINIA ST |  | Polytube | Yes |  | 2022-06-15 |  | PVC | 1933 | Yes |  | 2022-06-15 |  | Non-lead
000714 | 625 WILLIAM ST |  | Polytube | Yes |  | 2023-01-04 |  | PVC | 1938 | Yes |  | 2023-01-04 |  | Non-lead
000715 | 701 FLORIDA ST |  | Polytube | Yes |  | 2022-08-31 |  | PVC | 1928 | Yes |  | 2022-08-31 |  | Non-lead
000716 | 611 TRUMAN AVE |  | Unknown, Non-Lead | Yes |  | 2023-03-13 |  | Unknown, Non-Lead | 2010 | Yes |  | 2023-03-13 |  | Non-lead
000717 | 1109 GEORGIA ST |  | Polytube | Yes |  | 2024-02-16 |  | Copper | 1933 | Yes |  | 2024-02-16 |  | Non-lead
000718 | APT 4 901 DUVAL ST |  | PVC | Yes |  | 2023-11-29 |  | PVC | 1923 | Yes |  | 2023-11-29 |  | Non-lead
000719 | 1321 ANGELA ST |  | Polytube | Yes |  | 2022-09-19 |  | PVC | 1928 | Yes |  | 2022-09-19 |  | Non-lead
000720 | 1013 TRUMAN AVE |  | Polytube | Yes |  | 2023-06-16 |  | PVC | 1918 | Yes |  | 2023-06-16 |  | Non-lead
000721 | 416 MARGARET ST |  | Polytube | Yes |  | 2023-01-31 |  | PVC | 1933 | Yes |  | 2023-01-31 |  | Non-lead
000722 | 614 ASHE ST |  | Polytube | Yes |  | 2023-03-10 |  | PVC | 1933 | Yes |  | 2023-03-10 |  | Non-lead
000723 | 418 WHITE ST |  | Polytube | Yes |  | 2022-09-08 |  | PVC | 1938 | Yes |  | 2022-09-08 |  | Non-lead
000724 | 1415 THOMPSON ST |  | Polytube | Yes |  | 2023-05-04 |  | PVC | 1943 | Yes |  | 2023-05-04 |  | Non-lead
000725 | APT DOWN 1911 SEIDENBERG AVE |  | Polytube | Yes |  | 2023-04-26 |  | PVC | 1943 | Yes |  | 2023-04-26 |  | Non-lead
000726 | 1101 FLEMING ST |  | Polytube | Yes |  | 2023-12-06 |  | PVC | 1930 | Yes |  | 2023-12-06 |  | Non-lead
000728 | 511 EATON ST |  | Polytube | Yes |  | 2022-09-26 |  | PVC | 1948 | Yes |  | 2022-09-26 |  | Non-lead
000729 | 1413 CATHERINE ST |  | Polytube | Yes |  | 2022-08-29 |  | PVC | 1918 | Yes |  | 2022-08-29 |  | Non-lead
000730 | 918 FLEMING ST |  | Polytube | Yes |  | 2023-05-11 |  | PVC | 1933 | Yes |  | 2023-05-11 |  | Non-lead
000731 | UNIT 1 1017 WINDSOR LN |  | Polytube | Yes |  | 2023-03-28 |  | PVC | 1938 | Yes |  | 2023-03-28 |  | Non-lead
000732 | 919 WHITE ST |  | Copper | Yes |  | 2022-09-08 |  | PVC | 1948 | Yes |  | 2022-09-08 |  | Non-lead
000735 | 1004 SOUTHARD ST |  | Polytube | Yes |  | 2023-01-04 |  | PVC | 1943 | Yes |  | 2023-01-04 |  | Non-lead
000736 | 2401 SEIDENBERG AVE |  | Copper | Yes |  | 2023-12-15 |  | Copper | 1914 | Yes |  | 2023-12-15 |  | Non-lead
000737 | 1321 NEWTON ST |  | Polytube | Yes |  | 2023-08-16 |  | PVC | 1929 | Yes |  | 2023-08-16 |  | Non-lead
000739 | 627 DUVAL ST |  | Polytube | Yes |  | 2023-05-04 |  | PVC | 1976 | Yes |  | 2023-05-04 |  | Non-lead
000740 | 625 DUVAL ST |  | Polytube | Yes |  | 2023-05-04 |  | PVC | 1976 | Yes |  | 2023-05-04 |  | Non-lead
000741 | 81620 OVERSEAS HWY |  | Polytube | Yes |  | 2022-06-23 |  | PVC | 1958 | Yes |  | 2022-06-23 |  | Non-lead
000744 | 4 HIBISCUS LN / AKA 515 MARGARET |  | PVC | Yes |  | 2023-01-31 |  | PVC | 1933 | Yes |  | 2023-01-31 |  | Non-lead
000745 | 1424 VON PHISTER ST |  | Unknown, Non-Lead | Yes |  | 2021-12-10 |  | Unknown, Non-Lead | 2004 | Yes |  | 2021-12-10 |  | Non-lead
000746 | 1924 SEIDENBERG AVE |  | PVC | Yes |  | 2023-04-26 |  | PVC | 1953 | Yes |  | 2023-04-26 |  | Non-lead
000748 | 511 SIMONTON ST |  | Unknown | Yes |  | 2024-10-07 |  | Unknown | 1928 | Yes |  | 2024-10-07 |  | Lead Status Unknown
000750 | 602 SOUTHARD ST |  | Polytube | Yes |  | 2023-03-06 |  | PVC | 1901 | Yes |  | 2023-03-06 |  | Non-lead
000751 | 801 DUVAL ST |  | Polytube | Yes |  | 2023-05-04 |  | PVC | 1977 | Yes |  | 2023-05-04 |  | Non-lead
000752 | 400 SOUTH ST |  | Polytube | Yes |  | 2022-06-15 |  | Copper | 1958 | Yes |  | 2022-06-15 |  | Non-lead
000753 | 416 WHITE ST |  | Polytube | Yes |  | 2022-09-08 |  | PVC | 1938 | Yes |  | 2022-09-08 |  | Non-lead
000756 | 1215 TRUMAN AVE |  | Polytube | Yes |  | 2022-09-21 |  | PVC | 1948 | Yes |  | 2022-09-21 |  | Non-lead
000758 | 817 WHITEHEAD ST |  | Polytube | Yes |  | 2022-06-28 |  | PVC | 1938 | Yes |  | 2022-06-28 |  | Non-lead
000759 | 1922 STAPLES AVE |  | Polytube | Yes |  | 2024-05-07 |  | PVC | 1948 | Yes |  | 2024-05-07 |  | Non-lead
000760 | APT DOWN 1113 GRINNELL ST |  | Polytube | Yes |  | 2023-03-23 |  | PVC | 1978 | Yes |  | 2023-03-23 |  | Non-lead
000761 | 3539 FLAGLER AVE |  | Polytube | Yes |  | 2024-09-20 |  | PVC | 1927 | Yes |  | 2024-09-20 |  | Non-lead
000762 | 420 GRINNELL ST |  | Polytube | Yes |  | 2023-02-01 |  | PVC | 1933 | Yes |  | 2023-02-01 |  | Non-lead
000763 | 1012 DUVAL ST |  | Polytube | Yes |  | 2023-01-31 |  | PVC | 1938 | Yes |  | 2023-01-31 |  | Non-lead
000764 | APT 3 1401 NEWTON ST |  | Polytube | Yes |  | 2023-03-10 |  | Polytube | 1933 | Yes |  | 2023-03-10 |  | Non-lead
000765 | 525 MARGARET ST |  | Polytube | Yes |  | 2022-06-09 |  | PVC | 1928 | Yes |  | 2022-06-09 |  | Non-lead
000766 | APT DOWN 522 GRINNELL ST |  | Polytube | Yes |  | 2023-02-01 |  | PVC | 1938 | Yes |  | 2023-02-01 |  | Non-lead
000767 | STE 1 335 DUVAL ST |  | Polytube | No |  |  |  | Unknown | 1986 | No |  |  |  | Lead Status Unknown
000769 | 711 SIMONTON ST |  | Polytube | Yes |  | 2022-10-31 |  | Polytube | 1948 | Yes |  | 2022-10-31 |  | Non-lead
000770 | APT 3 514 MARGARET ST |  | Unknown | Yes |  | 2023-01-31 |  | PVC | 1924 | Yes |  | 2023-01-31 |  | Lead Status Unknown
000771 | 913 WHITE ST |  | Polytube | Yes |  | 2022-09-08 |  | PVC | 1938 | Yes |  | 2022-09-08 |  | Non-lead
000772 | 919 WHITEHEAD ST |  | Polytube | Yes |  | 2024-01-08 |  | Copper | 1851 | Yes |  | 2024-01-08 |  | Non-lead
000773 | 2907 STAPLES AVE |  | Polytube | Yes |  | 2024-06-24 |  | PVC | 1961 | Yes |  | 2024-06-24 |  | Non-lead
000774 | 321 WHITEHEAD ST |  | Polytube | Yes |  | 2022-06-07 |  | PVC |  | Yes |  | 2022-06-07 |  | Non-lead
000775 | 1314 SEMINARY ST |  | Polytube | Yes |  | 2022-10-31 |  | PVC | 1902 | Yes |  | 2022-10-31 |  | Non-lead
000776 | 2923 STAPLES AVE |  | Polytube | Yes |  | 2022-07-20 |  | PVC | 1958 | Yes |  | 2022-07-20 |  | Non-lead
000777 | 1420 VON PHISTER ST |  | Polytube | Yes |  | 2022-11-04 |  | PVC | 1958 | Yes |  | 2022-11-04 |  | Non-lead
000780 | 1500 REYNOLDS ST |  | Unknown | Yes |  | 2024-09-05 |  | Unknown | 1901 | Yes |  | 2024-09-05 |  | Lead Status Unknown
000781 | #UP 1309 PETRONIA ST |  | Polytube | Yes |  | 2022-10-19 |  | PVC | 1938 | Yes |  | 2022-10-19 |  | Non-lead
000782 | 2919 STAPLES AVE |  | Polytube | Yes |  | 2022-07-20 |  | PVC | 1958 | Yes |  | 2022-07-20 |  | Non-lead
000786 | 608 FRANCES ST |  | Polytube | Yes |  | 2023-03-15 |  | PVC | 1928 | Yes |  | 2023-03-15 |  | Non-lead
000787 | 628 FRANCES ST |  | Polytube | Yes |  | 2023-03-15 |  | Polytube | 1942 | Yes |  | 2023-03-15 |  | Non-lead
000788 | 915 ANGELA ST |  | Polytube | Yes |  | 2023-02-21 |  | PVC | 1933 | Yes |  | 2023-02-21 |  | Non-lead
000789 | 1426 VON PHISTER ST |  | Polytube | Yes |  | 2024-07-10 |  | PVC | 1930 | Yes |  | 2024-07-10 |  | Non-lead
000790 | 1420 WHITE ST |  | Unknown, Non-Lead | No |  |  |  | Unknown, Non-Lead | 2013 | No |  |  |  | Non-lead
000791 | 522 SIMONTON ST |  | Polytube | Yes |  | 2022-10-31 |  | PVC | 1940 | Yes |  | 2022-10-31 |  | Non-lead
000792 | 2916 STAPLES AVE |  | Copper | Yes |  | 2023-04-14 |  | Copper | 1958 | Yes |  | 2023-04-14 |  | Non-lead
000793 | 1118 FLEMING ST |  | Polytube | Yes |  | 2023-01-03 |  | PVC | 1935 | Yes |  | 2023-01-03 |  | Non-lead
000794 | #DWN 1418 CATHERINE ST |  | Polytube | Yes |  | 2022-08-29 |  | PVC | 1943 | Yes |  | 2022-08-29 |  | Non-lead
000795 | KEY ENERGY PLANT 105 GERALDINE ST |  | Polytube | Yes |  | 2023-03-06 |  | PVC | 1973 | Yes |  | 2023-03-06 |  | Non-lead
000796 | 133 DUVAL ST |  | Polytube | Yes |  | 2022-11-30 |  | PVC | 1984 | Yes |  | 2022-11-30 |  | Non-lead
000797 | 923 WHITE ST |  | PVC | Yes |  | 2022-09-08 |  | Copper | 1943 | Yes |  | 2022-09-08 |  | Non-lead
000798 | APT 1 1115 FLEMING ST |  | Unknown | Yes |  | 2023-01-03 |  | Copper | 1925 | Yes |  | 2023-01-03 |  | Lead Status Unknown
000799 | 1104 TRUMAN AVE |  | Polytube | Yes |  | 2023-03-23 |  | PVC | 1928 | Yes |  | 2023-03-23 |  | Non-lead
000800 | 1721 FLAGLER AVE |  | Polytube | Yes |  | 2023-11-28 |  | PVC | 1920 | Yes |  | 2023-11-28 |  | Non-lead
000802 | 2920 STAPLES AVE |  | Copper | Yes |  | 2022-07-20 |  | PVC | 1943 | Yes |  | 2022-07-20 |  | Non-lead
000804 | 418 FRONT ST |  | Polytube | Yes |  | 2023-10-05 |  | Unknown | 1891 | Yes |  | 2023-10-05 |  | Lead Status Unknown
000805 | 2326 HARRIS AVE |  | Polytube | Yes |  | 2022-08-16 |  | PVC | 1948 | Yes |  | 2022-08-16 |  | Non-lead
000806 | 1901 SEIDENBERG AVE |  | Polytube | Yes |  | 2023-04-26 |  | Copper | 1965 | Yes |  | 2023-04-26 |  | Non-lead
000807 | 536 WHITE ST |  | Polytube | Yes |  | 2022-09-08 |  | PVC | 1930 | Yes |  | 2022-09-08 |  | Non-lead
000809 | 2920 SEIDENBERG AVE |  | Copper | Yes |  | 2022-10-06 |  | Copper | 1958 | Yes |  | 2022-10-06 |  | Non-lead
000810 | 830 SIMONTON ST |  | Polytube | Yes |  | 2024-03-11 |  | PVC | 1943 | Yes |  | 2024-03-11 |  | Non-lead
000811 | 628 DUVAL ST |  | Polytube | Yes |  | 2023-12-22 |  | PVC | 1976 | Yes |  | 2023-12-22 |  | Non-lead
000812 | 1830 FOGARTY AVE |  | Polytube | Yes |  | 2023-12-12 |  | PVC | 1959 | Yes |  | 2023-12-12 |  | Non-lead
000813 | 533 DUVAL ST |  | Polytube | Yes |  | 2022-11-30 |  | PVC | 1933 | Yes |  | 2022-11-30 |  | Non-lead
000814 | 815 WHITEHEAD ST |  | Polytube | Yes |  | 2022-12-19 |  | PVC | 1938 | Yes |  | 2022-12-19 |  | Non-lead
000815 | 813 WHITEHEAD ST |  | Polytube | Yes |  | 2022-06-28 |  | PVC | 1938 | Yes |  | 2022-06-28 |  | Non-lead
000818 | 529 CAROLINE ST |  | Polytube | Yes |  | 2023-09-07 |  | PVC | 1938 | Yes |  | 2023-09-07 |  | Non-lead
000820 | 1230 5TH ST |  | Unknown, Non-Lead | No |  |  |  | Unknown, Non-Lead | 1988 | No |  |  |  | Non-lead
000821 | 811 WHITEHEAD ST |  | Polytube | Yes |  | 2022-06-28 |  | PVC | 1938 | Yes |  | 2022-06-28 |  | Non-lead
000822 | 2928 STAPLES AVE |  | Polytube | Yes |  | 2024-07-26 |  | PVC | 1948 | Yes |  | 2024-07-26 |  | Non-lead
000823 | 513 WILLIAM ST |  | Polytube | Yes |  | 2022-06-10 |  | PVC | 1925 | Yes |  | 2022-06-10 |  | Non-lead
000825 | 2911 STAPLES AVE |  | Polytube | Yes |  | 2022-07-20 |  | PVC | 1953 | Yes |  | 2022-07-20 |  | Non-lead
000826 | 1117 WHITEHEAD ST |  | Polytube | Yes |  | 2024-01-08 |  | PVC | 1923 | Yes |  | 2024-01-08 |  | Non-lead
000827 | 1407 UNITED ST |  | Polytube | Yes |  | 2023-07-18 |  | Copper | 1948 | Yes |  | 2023-07-18 |  | Non-lead
000829 | 1424 CATHERINE ST |  | Polytube | Yes |  | 2024-09-03 |  | Copper | 1923 | Yes |  | 2024-09-03 |  | Non-lead
000830 | 1208 PEARL ST |  | Polytube | Yes |  | 2022-10-12 |  | PVC | 1948 | Yes |  | 2022-10-12 |  | Non-lead
000831 | 1423 VON PHISTER ST |  | Polytube | Yes |  | 2022-11-04 |  | PVC | 1948 | Yes |  | 2022-11-04 |  | Non-lead
000832 | 1906 SEIDENBERG AVE |  | Polytube | Yes |  | 2023-04-26 |  | PVC | 1958 | Yes |  | 2023-04-26 |  | Non-lead
000833 | 3740 OVERSEAS HWY |  | Polytube | Yes |  | 2022-09-30 |  | PVC | 1948 | Yes |  | 2022-09-30 |  | Non-lead
000834 | 311 37TH ST GULF |  | Polytube | Yes |  | 2022-10-07 |  | Polytube | 1984 | Yes |  | 2022-10-07 |  | Non-Lead
000835 | 2146 OVERSEAS Hwy |  | Unknown | Yes |  | 2022-10-20 |  | Unknown | 1958 | Yes |  | 2022-10-20 |  | Lead Status Unknown
000836 | 2040 OVERSEAS HIGHWAY |  | Polytube | Yes |  | 2024-05-23 |  | Copper | 1944 | Yes |  | 2024-05-23 |  | Non-lead
000838 | 2059 OVERSEAS HWY |  | Polytube | Yes |  | 2023-07-17 |  | PVC | 1963 | Yes |  | 2023-07-17 |  | Non-lead
000849 | APT B REAR 1401 TRUMAN AVE |  | Polytube | Yes |  | 2022-09-22 |  | Copper | 1950 | Yes |  | 2022-09-22 |  | Non-lead
000850 | 810 EISENHOWER DR |  | Polytube | Yes |  | 2023-09-12 |  | PVC | 1929 | Yes |  | 2023-09-12 |  | Non-lead
000851 | 1907 STAPLES AVE |  | Polytube | Yes |  | 2023-04-26 |  | PVC | 1948 | Yes |  | 2023-04-26 |  | Non-lead
000852 | #A 112 ANN ST |  | Polytube | No |  |  |  | Unknown | 1928 | No |  |  |  | Lead Status Unknown
000853 | 1227 WASHINGTON ST |  | Polytube | Yes |  | 2022-10-14 |  | PVC | 1930 | Yes |  | 2022-10-14 |  | Non-lead
000854 | 1401 UNITED ST |  | Polytube | Yes |  | 2022-09-02 |  | PVC | 1943 | Yes |  | 2022-09-02 |  | Non-lead
000855 | 816 CENTER ST |  | Polytube | Yes |  | 2024-05-08 |  | PVC | 1923 | Yes |  | 2024-05-08 |  | Non-lead
000856 | 2916 HARRIS AVE |  | Copper | Yes |  | 2022-06-09 |  | PVC | 1958 | Yes |  | 2022-06-09 |  | Non-lead
000857 | 604 WHITEHEAD ST |  | Polytube | Yes |  | 2022-06-07 |  | Polytube | 1940 | Yes |  | 2022-06-07 |  | Non-lead
000858 | 2831 FLAGLER AVE |  | Polytube | Yes |  | 2023-12-15 |  | PVC | 1953 | Yes |  | 2023-12-15 |  | Non-lead
000859 | 805 TRUMAN AVE |  | Polytube | Yes |  | 2024-02-28 |  | Polytube | 1929 | Yes |  | 2024-02-28 |  | Non-lead
000860 | 1124 OLIVIA ST |  | Unknown, Non-Lead | No |  |  |  | Unknown, Non-Lead | 1992 | No |  |  |  | Non-lead
000861 | 2933 SEIDENBERG AVE |  | Copper | Yes |  | 2022-06-02 |  | Copper | 1958 | Yes |  | 2022-06-02 |  | Non-lead
000862 | DOWN 900 UNITED ST |  | Polytube | Yes |  | 2023-01-18 |  | PVC | 1938 | Yes |  | 2023-01-18 |  | Non-lead
000863 | 730 WADDELL AVE |  | Polytube | Yes |  | 2024-10-04 |  | Copper | 1948 | Yes |  | 2024-10-04 |  | Non-lead
000864 | 824 CENTER ST |  | Copper | Yes |  | 2024-05-08 |  | PVC | 1928 | Yes |  | 2024-05-08 |  | Non-lead
000865 | 1401 PINE ST |  | Polytube | Yes |  | 2023-05-04 |  | PVC | 1938 | Yes |  | 2023-05-04 |  | Non-lead
000866 | 2919 SEIDENBERG AVE |  | Copper | Yes |  | 2022-06-02 |  | PVC | 1958 | Yes |  | 2022-06-02 |  | Non-lead
000867 | 2819 FLAGLER AVE |  | Polytube | Yes |  | 2024-08-12 |  | PVC | 1958 | Yes |  | 2024-08-12 |  | Non-lead
000868 | 513 MARGARET ST |  | Polytube | Yes |  | 2023-01-31 |  | PVC | 1933 | Yes |  | 2023-01-31 |  | Non-lead
000869 | 2815 FLAGLER AVE |  | Polytube | Yes |  | 2023-02-15 |  | PVC | 1953 | Yes |  | 2023-02-15 |  | Non-lead
000870 | APT 1 DOWN 808 FLEMING ST |  | Polytube | Yes |  | 2022-12-02 |  | PVC | 1928 | Yes |  | 2022-12-02 |  | Non-lead
000871 | 314 SIMONTON ST |  | Polytube | Yes |  | 2022-10-31 |  | PVC | 1921 | Yes |  | 2022-10-31 |  | Non-lead
000872 | DOWN 529 SIMONTON ST |  | Polytube | Yes |  | 2022-10-31 |  | PVC | 1943 | Yes |  | 2022-10-31 |  | Non-lead
000874 | 2805 FLAGLER AVE |  | Polytube | Yes |  | 2024-08-12 |  | PVC | 1958 | Yes |  | 2024-08-12 |  | Non-lead
000875 | 2932 STAPLES AVE |  | Copper | Yes |  | 2024-12-19 |  | Copper | 1963 | Yes |  | 2024-12-19 |  | Non-lead
000876 | UNIT DOWN 719 DUVAL ST |  | Polytube | Yes |  | 2024-05-15 |  | PVC | 1906 | Yes |  | 2024-05-15 |  | Non-lead
000877 | 2903 STAPLES AVE |  | Polytube | Yes |  | 2025-04-25 |  | PVC | 1961 | Yes |  | 2025-04-25 |  | Non-Lead
000878 | DOWN 800 DUVAL ST |  | Polytube | Yes |  | 2023-05-04 |  | PVC | 1919 | Yes |  | 2023-05-04 |  | Non-lead
000879 | DOWN 1125 GRINNELL ST |  | Polytube | Yes |  | 2023-03-23 |  | PVC | 1928 | Yes |  | 2023-03-23 |  | Non-lead
000881 | 2927 SEIDENBERG AVE |  | Copper | Yes |  | 2022-06-02 |  | PVC | 1958 | Yes |  | 2022-06-02 |  | Non-lead
000882 | 405 EATON ST |  | Polytube | Yes |  | 2019-09-04 |  | Polytube |  | Yes |  | 2019-09-04 |  | Non-Lead
000884 | 2912 STAPLES AVE |  | Copper | Yes |  | 2025-02-10 |  | Copper | 1953 | Yes |  | 2025-02-10 |  | Non-Lead
000885 | 729 CATHERINE ST |  | Polytube | Yes |  | 2024-06-14 |  | PVC |  | Yes |  | 2024-06-14 |  | Non-lead
000886 | 2915 SEIDENBERG AVE |  | Polytube | Yes |  | 2022-09-30 |  | PVC | 1958 | Yes |  | 2022-09-30 |  | Non-lead
000888 | 2903 HARRIS AVE |  | Copper | Yes |  | 2024-08-29 |  | PVC | 1953 | Yes |  | 2024-08-29 |  | Non-lead
000889 | 626 WHITEHEAD ST |  | Polytube | Yes |  | 2022-06-07 |  | PVC | 1928 | Yes |  | 2022-06-07 |  | Non-lead
000890 | 83315 OLD HWY |  | Polytube | Yes |  | 2022-06-23 |  | PVC | 1960 | Yes |  | 2022-06-23 |  | Non-lead
000891 | 1009 SOUTHARD ST |  | Polytube | Yes |  | 2023-01-04 |  | PVC | 1933 | Yes |  | 2023-01-04 |  | Non-lead
000893 | 1222&1224 VON PHISTER ST |  | Polytube | Yes |  | 2022-11-07 |  | PVC | 1953 | Yes |  | 2022-11-07 |  | Non-lead
000895 | 1014 SOUTHARD ST |  | Polytube | Yes |  | 2023-01-04 |  | PVC | 1933 | Yes |  | 2023-01-04 |  | Non-lead
000896 | AKA #1 DOWN #A 406 UNITED ST |  | Polytube | No |  |  |  | None | 1938 | No |  |  |  | Non-lead
000897 | 703 ELIZABETH ST |  | Polytube | Yes |  | 2024-06-05 |  | PVC | 1924 | Yes |  | 2024-06-05 |  | Non-lead
000898 | 1127 WASHINGTON ST |  | Polytube | Yes |  | 2022-10-14 |  | Polytube | 1958 | Yes |  | 2022-10-14 |  | Non-lead
000899 | 1107 TRUMAN AVE |  | Polytube | Yes |  | 2023-03-23 |  | PVC | 1925 | Yes |  | 2023-03-23 |  | Non-lead
000900 | APT DOWN 1415 UNITED ST |  | Polytube | Yes |  | 2022-09-02 |  | Copper | 1933 | Yes |  | 2022-09-02 |  | Non-lead
000901 | 1215 WASHINGTON ST |  | Polytube | Yes |  | 2022-10-14 |  | PVC | 1953 | Yes |  | 2022-10-14 |  | Non-lead
000902 | DOWN 1107 DUVAL ST |  | Polytube | Yes |  | 2023-05-04 |  | PVC | 1938 | Yes |  | 2023-05-04 |  | Non-lead
000903 | 1105 DUVAL ST |  | Polytube | Yes |  | 2023-05-04 |  | PVC | 1943 | Yes |  | 2023-05-04 |  | Non-lead
000904 | 214 DUVAL ST |  | PVC | Yes |  | 2024-02-21 |  | PVC | 1918 | Yes |  | 2024-02-21 |  | Non-lead
000905 | 2932 HARRIS AVE |  | Polytube | Yes |  | 2022-06-02 |  | Polytube | 1958 | Yes |  | 2022-06-02 |  | Non-lead
000906 | 1402 SOUTH ST |  | Polytube | Yes |  | 2022-10-27 |  | PVC | 1943 | Yes |  | 2022-10-27 |  | Non-lead
000908 | APT DOWN 513 WHITEHEAD ST |  | Polytube | Yes |  | 2022-06-07 |  | PVC | 1938 | Yes |  | 2022-06-07 |  | Non-lead
000909 | 1231 WASHINGTON ST |  | Polytube | Yes |  | 2022-10-14 |  | PVC | 1948 | Yes |  | 2022-10-14 |  | Non-lead
000910 | UP 222 DUVAL ST |  | PVC | Yes |  | 2022-11-30 |  | PVC | 1919 | Yes |  | 2022-11-30 |  | Non-lead
000911 | STORE DOWN 222 DUVAL ST |  | PVC | Yes |  | 2022-11-30 |  | PVC | 1919 | Yes |  | 2022-11-30 |  | Non-lead
000912 | STORE DOWN 220 DUVAL ST |  | PVC | Yes |  | 2022-11-30 |  | PVC | 1919 | Yes |  | 2022-11-30 |  | Non-lead
000913 | APT UP 220 DUVAL ST |  | Polytube | Yes |  | 2022-11-30 |  | PVC | 1919 | Yes |  | 2022-11-30 |  | Non-lead
000914 | LOCATION FIRE 218 DUVAL ST |  | Unknown | Yes |  | 2022-11-30 |  | Unknown | 1928 | Yes |  | 2022-11-30 |  | Lead Status Unknown
000916 | 1224 SEMINARY ST |  | Polytube | Yes |  | 2022-11-01 |  | PVC | 1943 | Yes |  | 2022-11-01 |  | Non-lead
000917 | 615 CAROLINE ST |  | Polytube | Yes |  | 2023-08-15 |  | Polytube | 1928 | Yes |  | 2023-08-15 |  | Non-Lead
000918 | 1025 CASA MARINA CT |  | Polytube | Yes |  | 2024-08-14 |  | PVC | 1935 | Yes |  | 2024-08-14 |  | Non-lead
000920 | 1117 GRINNELL ST |  | Polytube | Yes |  | 2023-03-23 |  | PVC | 1933 | Yes |  | 2023-03-23 |  | Non-lead
000921 | 2904 HARRIS AVE |  | Copper | Yes |  | 2022-06-02 |  | PVC | 1958 | Yes |  | 2022-06-02 |  | Non-lead
000925 | 3490 OVERSEAS HWY |  | Polytube | Yes |  | 2023-01-10 |  | PVC | 1968 | Yes |  | 2023-01-10 |  | Non-lead
000927 | 99304 OVERSEAS HWY |  | Polytube | Yes |  | 2023-01-31 |  | PVC | 1935 | Yes |  | 2023-01-31 |  | Non-lead
000929 | 99500 OVERSEAS HWY |  | Polytube | Yes |  | 2024-04-25 |  | PVC | 1971 | Yes |  | 2024-04-25 |  | Non-lead
000930 | 11 LOWES LN |  | Polytube | Yes |  | 2023-01-31 |  | PVC | 1933 | Yes |  | 2023-01-31 |  | Non-lead
000931 | 1415 NEWTON ST |  | Polytube | Yes |  | 2023-05-04 |  | Polytube | 1943 | Yes |  | 2023-05-04 |  | Non-lead
000933 | 822 WHITE ST |  | Polytube | Yes |  | 2022-09-08 |  | PVC | 1938 | Yes |  | 2022-09-08 |  | Non-lead
000934 | 1308 WILLIAM ST |  | Polytube | Yes |  | 2023-04-24 |  | PVC | 1948 | Yes |  | 2023-04-24 |  | Non-lead
000935 | 704 WHITE ST |  | PVC | Yes |  | 2022-06-21 |  | PVC | 1938 | Yes |  | 2022-06-21 |  | Non-lead
000936 | 1331 DUNCAN ST |  | Polytube | Yes |  | 2022-09-19 |  | Copper | 1943 | Yes |  | 2022-09-19 |  | Non-lead
000937 | 2907 SEIDENBERG AVE |  | Copper | Yes |  | 2022-06-10 |  | PVC | 1958 | Yes |  | 2022-06-10 |  | Non-lead
000938 | 2835 FLAGLER AVE |  | Polytube | Yes |  | 2024-08-12 |  | PVC | 1958 | Yes |  | 2024-08-12 |  | Non-lead
000939 | 2801 FLAGLER AVE |  | Polytube | Yes |  | 2023-12-19 |  | PVC | 1953 | Yes |  | 2023-12-19 |  | Non-lead
000940 | 2828 STAPLES AVE |  | Polytube | Yes |  | 2022-06-02 |  | PVC | 1953 | Yes |  | 2022-06-02 |  | Non-lead
000941 | APT B REAR 815 SOUTHARD ST |  | PVC | Yes |  | 2023-03-06 |  | PVC | 1930 | Yes |  | 2023-03-06 |  | Non-lead
000942 | 611 MARGARET ST |  | Polytube | Yes |  | 2023-01-31 |  | PVC | 1935 | Yes |  | 2023-01-31 |  | Non-lead
000943 | 2820 STAPLES AVE |  | Polytube | Yes |  | 2022-12-19 |  | PVC | 1953 | Yes |  | 2022-12-19 |  | Non-lead
000944 | 1502 SOUTH ST |  | Polytube | Yes |  | 2022-10-27 |  | PVC | 1938 | Yes |  | 2022-10-27 |  | Non-lead
000945 | 1409 DUNCAN ST |  | Polytube | Yes |  | 2022-09-19 |  | PVC | 1948 | Yes |  | 2022-09-19 |  | Non-lead
000946 | 917 SIMONTON ST |  | Polytube | Yes |  | 2022-10-31 |  | PVC | 1943 | Yes |  | 2022-10-31 |  | Non-lead
000947 | 727 TRUMAN AVE |  | Polytube | Yes |  | 2023-09-12 |  | PVC | 1948 | Yes |  | 2023-09-12 |  | Non-lead
000948 | 1125 WASHINGTON ST |  | Polytube | Yes |  | 2022-10-14 |  | PVC | 1943 | Yes |  | 2022-10-14 |  | Non-lead
000949 | 2825 FLAGLER AVE |  | Polytube | Yes |  | 2024-08-30 |  | PVC | 1958 | Yes |  | 2024-08-30 |  | Non-lead
000950 | 1403 CATHERINE ST |  | Polytube | Yes |  | 2022-08-29 |  | PVC | 1928 | Yes |  | 2022-08-29 |  | Non-lead
000951 | 1209 UNITED ST |  | Polytube | Yes |  | 2022-09-02 |  | PVC | 1977 | Yes |  | 2022-09-02 |  | Non-lead
000952 | 1418 NEWTON ST |  | Polytube | Yes |  | 2024-01-24 |  | PVC | 1958 | Yes |  | 2024-01-24 |  | Non-lead
000953 | APT A DOWN 1424 NEWTON ST |  | Polytube | Yes |  | 2023-05-04 |  | PVC | 1958 | Yes |  | 2023-05-04 |  | Non-lead
000954 | 1311 7TH ST |  | Polytube | Yes |  | 2022-08-12 |  | Copper | 1943 | Yes |  | 2022-08-12 |  | Non-lead
000955 | 1519 JOSEPHINE ST |  | Polytube | Yes |  | 2022-10-19 |  | PVC | 1958 | Yes |  | 2022-10-19 |  | Non-lead
000956 | 1408 DUNCAN ST |  | Polytube | Yes |  | 2022-09-19 |  | PVC | 1938 | Yes |  | 2022-09-19 |  | Non-lead
000957 | 511 CAROLINE ST |  | Polytube | Yes |  | 2022-10-27 |  | PVC | 1929 | Yes |  | 2022-10-27 |  | Non-lead
000959 | 2904 SEIDENBERG AVE |  | Polytube | Yes |  | 2022-06-02 |  | PVC | 1958 | Yes |  | 2022-06-02 |  | Non-lead
000960 | UNIT DOWN 515 WHITEHEAD ST |  | Polytube | Yes |  | 2022-06-07 |  | PVC | 1933 | Yes |  | 2022-06-07 |  | Non-lead
000961 | 531 FRANCES ST |  | Polytube | Yes |  | 2023-02-01 |  | PVC | 1933 | Yes |  | 2023-02-01 |  | Non-lead
000962 | 1213 DUNCAN ST |  | Polytube | Yes |  | 2022-09-19 |  | PVC | 1933 | Yes |  | 2022-09-19 |  | Non-lead
000963 | 1209 PEARL ST |  | Polytube | Yes |  | 2022-09-22 |  | PVC | 1933 | Yes |  | 2022-09-22 |  | Non-lead
000964 | 933 FLEMING ST |  | Polytube | Yes |  | 2023-12-04 |  | PVC | 1933 | Yes |  | 2023-12-04 |  | Non-lead
000965 | APT 1 1318 DUNCAN ST |  | Polytube | Yes |  | 2022-09-19 |  | PVC | 1943 | Yes |  | 2022-09-19 |  | Non-lead
000966 | 1402 NEWTON ST |  | Polytube | Yes |  | 2023-01-30 |  | PVC | 1938 | Yes |  | 2023-01-30 |  | Non-lead
000967 | 1209 DUNCAN ST |  | Polytube | Yes |  | 2024-06-18 |  | PVC | 1934 | Yes |  | 2024-06-18 |  | Non-lead
000969 | 1216 CATHERINE ST |  | Polytube | Yes |  | 2022-11-17 |  | PVC | 1938 | Yes |  | 2022-11-17 |  | Non-lead
000970 | 12640 OVERSEAS HWY |  | Unknown, Non-Lead | Yes |  | 2024-04-22 |  | PVC | 1989 | Yes |  | 2024-04-22 |  | Non-lead
000971 | STORE 202 1124 TRUMAN AVE |  | Polytube | Yes |  | 2024-09-11 |  | PVC | 1969 | Yes |  | 2024-09-11 |  | Non-lead
000972 | APT REAR 1106 PEARL ST |  | Polytube | Yes |  | 2022-09-22 |  | Copper | 1933 | Yes |  | 2022-09-22 |  | Non-lead
000973 | 1400 CATHERINE ST |  | Polytube | Yes |  | 2022-08-29 |  | PVC | 1943 | Yes |  | 2022-08-29 |  | Non-lead
000974 | 1205 FLORIDA ST |  | Polytube | Yes |  | 2022-10-27 |  | Copper | 1933 | Yes |  | 2022-10-27 |  | Non-lead
000975 | 82910 OVERSEAS HWY |  | Polytube | Yes |  | 2022-06-23 |  | PVC | 1940 | Yes |  | 2022-06-23 |  | Non-lead
000976 | 1908 SEIDENBERG AVE |  | Copper | Yes |  | 2023-04-26 |  | PVC | 1958 | Yes |  | 2023-04-26 |  | Non-lead
000977 | 215 WHITEHEAD ST |  | Polytube | Yes |  | 2024-01-08 |  | PVC | 1938 | Yes |  | 2024-01-08 |  | Non-lead
000978 | 819 ELIZABETH ST |  | Polytube | Yes |  | 2023-01-03 |  | PVC | 1933 | Yes |  | 2023-01-03 |  | Non-lead
000979 | UP 515 WHITEHEAD ST |  | Polytube | Yes |  | 2022-06-07 |  | PVC | 1933 | Yes |  | 2022-06-07 |  | Non-lead
000980 | 817 SIMONTON ST |  | Polytube | Yes |  | 2022-10-31 |  | PVC | 1953 | Yes |  | 2022-10-31 |  | Non-lead
000981 | 701 SIMONTON ST |  | Polytube | Yes |  | 2022-10-31 |  | PVC | 1938 | Yes |  | 2022-10-31 |  | Non-lead
000982 | 1319 CATHERINE ST |  | PVC | Yes |  | 2022-10-05 |  | PVC | 1933 | Yes |  | 2022-10-05 |  | Non-lead
000983 | 1424 WASHINGTON ST |  | Polytube | Yes |  | 2023-03-15 |  | PVC | 1944 | Yes |  | 2023-03-15 |  | Non-lead
000984 | 1209 GEORGIA ST |  | Polytube | Yes |  | 2023-05-04 |  | Copper | 1919 | Yes |  | 2023-05-04 |  | Non-lead
000985 | IRRIGATION 1512 DENNIS ST |  | Unknown, Non-Lead | Yes |  | 2020-07-14 |  | Unknown, Non-Lead | 2020 | Yes |  | 2020-07-14 |  | Non-lead
000986 | 1225 SOUTH ST |  | Polytube | Yes |  | 2022-10-27 |  | PVC | 1938 | Yes |  | 2022-10-27 |  | Non-lead
000987 | 410 SIMONTON ST |  | Polytube | Yes |  | 2022-10-31 |  | PVC | 1933 | Yes |  | 2022-10-31 |  | Non-lead
000988 | 2215 FOGARTY AVE |  | Unknown, Non-Lead | Yes |  | 2021-01-22 |  | Unknown, Non-Lead | 1997 | Yes |  | 2021-01-22 |  | Non-lead
000989 | 2831 STAPLES AVE |  | Unknown, Non-Lead | Yes |  | 2020-06-22 |  | Unknown, Non-Lead | 2015 | Yes |  | 2020-06-22 |  | Non-lead
000990 | 1219 PEARL ST |  | Polytube | Yes |  | 2022-10-19 |  | Copper | 1939 | Yes |  | 2022-10-19 |  | Non-lead
000991 | 913 GEORGIA ST |  | Polytube | Yes |  | 2023-05-04 |  | PVC | 1943 | Yes |  | 2023-05-04 |  | Non-lead
000992 | 2809 FLAGLER AVE |  | Polytube | Yes |  | 2024-08-29 |  | PVC | 1953 | Yes |  | 2024-08-29 |  | Non-lead
000993 | 1301 UNITED ST |  | Polytube | Yes |  | 2022-11-10 |  | PVC | 1929 | Yes |  | 2022-11-10 |  | Non-lead
000994 | 2800 STAPLES AVE |  | Copper | Yes |  | 2022-06-09 |  | PVC | 1953 | Yes |  | 2022-06-09 |  | Non-lead
000995 | 419 GREENE ST |  | Polytube | Yes |  | 2024-06-10 |  | PVC | 1978 | Yes |  | 2024-06-10 |  | Non-lead
000996 | 1231 SOUTH ST |  | Polytube | Yes |  | 2022-10-27 |  | PVC | 1938 | Yes |  | 2022-10-27 |  | Non-lead
000997 | 2816 STAPLES AVE |  | Polytube | Yes |  | 2022-08-11 |  | PVC | 1958 | Yes |  | 2022-08-11 |  | Non-lead
000998 | FRONT 1403 PINE ST |  | Polytube | Yes |  | 2024-07-15 |  | PVC | 1938 | Yes |  | 2024-07-15 |  | Non-lead
000999 | 1207 FLORIDA ST |  | Polytube | Yes |  | 2022-08-30 |  | PVC | 1938 | Yes |  | 2022-08-30 |  | Non-lead
001000 | 2832 STAPLES AVE |  | Polytube | Yes |  | 2022-06-02 |  | PVC | 1953 | Yes |  | 2022-06-02 |  | Non-lead
001001 | DOWN 1013 SOUTHARD ST |  | Unknown | Yes |  | 2023-01-04 |  | PVC | 1933 | Yes |  | 2023-01-04 |  | Lead Status Unknown
001004 | UNIT A 1010 GRINNELL ST |  | Polytube | Yes |  | 2022-07-19 |  | Copper | 1943 | Yes |  | 2022-07-19 |  | Non-lead
001005 | 614 VIRGINIA ST |  | Polytube | Yes |  | 2022-10-31 |  | PVC | 1948 | Yes |  | 2022-10-31 |  | Non-lead
001006 | 1014 GRINNELL ST |  | Polytube | Yes |  | 2024-04-10 |  | PVC | 1938 | Yes |  | 2024-04-10 |  | Non-lead
001007 | 2801 STAPLES AVE |  | Copper | Yes |  | 2022-06-02 |  | PVC | 1953 | Yes |  | 2022-06-02 |  | Non-lead
001008 | 600 WHITEHEAD ST |  | Polytube | Yes |  | 2023-11-03 |  | PVC | 1948 | Yes |  | 2023-11-03 |  | Non-lead
001009 | FRNT 124 DUVAL ST |  | Polytube | Yes |  | 2022-12-06 |  | PVC | 1948 | Yes |  | 2022-12-06 |  | Non-lead
001010 | 1414 ANGELA ST |  | Polytube | Yes |  | 2022-07-14 |  | PVC | 1928 | Yes |  | 2022-07-14 |  | Non-lead
001011 | 2824 STAPLES AVE |  | Polytube | Yes |  | 2022-06-02 |  | Copper | 1953 | Yes |  | 2022-06-02 |  | Non-lead
001012 | 1012 JAMES ST |  | Polytube | Yes |  | 2023-03-06 |  | PVC | 1933 | Yes |  | 2023-03-06 |  | Non-lead
001013 | 1418 ANGELA ST |  | Polytube | Yes |  | 2022-09-19 |  | PVC | 1939 | Yes |  | 2022-09-19 |  | Non-lead
001014 | 1005 EATON ST |  | Polytube | Yes |  | 2023-03-06 |  | PVC | 1924 | Yes |  | 2023-03-06 |  | Non-lead
001015 | UNIT 3 927 EATON ST |  | PVC | Yes |  | 2023-03-06 |  | PVC | 1933 | Yes |  | 2023-03-06 |  | Non-lead
001016 | 1001 EATON ST |  | Polytube | Yes |  | 2023-03-06 |  | PVC | 1933 | Yes |  | 2023-03-06 |  | Non-lead
001017 | 2808 STAPLES AVE |  | Copper | Yes |  | 2023-07-10 |  | PVC | 1953 | Yes |  | 2023-07-10 |  | Non-lead
001018 | 816 ASHE ST |  | Polytube | Yes |  | 2023-03-10 |  | PVC | 1938 | Yes |  | 2023-03-10 |  | Non-lead
001019 | 1015 EATON ST |  | Polytube | Yes |  | 2024-02-09 |  | PVC | 1938 | Yes |  | 2024-02-09 |  | Non-lead
001020 | 1226 SOUTH ST |  | Polytube | Yes |  | 2022-10-27 |  | PVC | 1943 | Yes |  | 2022-10-27 |  | Non-lead
001022 | 2827 STAPLES AVE |  | Copper | Yes |  | 2022-06-02 |  | PVC | 1958 | Yes |  | 2022-06-02 |  | Non-lead
001023 | 301 DUVAL ST |  | Polytube | Yes |  | 2022-11-30 |  | Polytube | 1963 | Yes |  | 2022-11-30 |  | Non-lead
001024 | 1432 ELIZA ST |  | Polytube | Yes |  | 2024-04-09 |  | Copper | 1938 | Yes |  | 2024-04-09 |  | Non-lead
001025 | 1434 ELIZA ST |  | Polytube | Yes |  | 2022-12-02 |  | PVC | 1923 | Yes |  | 2022-12-02 |  | Non-lead
001026 | 2908 STAPLES AVE |  | Polytube | Yes |  | 2022-06-02 |  | PVC | 1953 | Yes |  | 2022-06-02 |  | Non-lead
001027 | 2811 STAPLES AVE |  | Polytube | Yes |  | 2022-07-20 |  | PVC | 1953 | Yes |  | 2022-07-20 |  | Non-lead
001028 | 2825 STAPLES AVE |  | Copper | Yes |  | 2022-07-21 |  | PVC | 1953 | Yes |  | 2022-07-21 |  | Non-lead
001029 | 404 SOUTH ST |  | Polytube | Yes |  | 2022-09-26 |  | Copper | 1941 | Yes |  | 2022-09-26 |  | Non-lead
001030 | 821 GEORGIA ST |  | Polytube | Yes |  | 2023-05-04 |  | PVC | 1938 | Yes |  | 2023-05-04 |  | Non-lead
001031 | 1108 PEARL ST |  | Polytube | Yes |  | 2022-10-22 |  | PVC | 1923 | Yes |  | 2022-10-22 |  | Non-lead
001032 | 2920 HARRIS AVE |  | Copper | Yes |  | 2024-09-19 |  | PVC | 1958 | Yes |  | 2024-09-19 |  | Non-lead
001035 | 1114 DUVAL ST |  | Polytube | Yes |  | 2022-09-07 |  | PVC | 1949 | Yes |  | 2022-09-07 |  | Non-lead
001036 | 1207 PINE ST |  | Polytube | Yes |  | 2023-05-04 |  | PVC | 1938 | Yes |  | 2023-05-04 |  | Non-lead
001037 | 1020 MARGARET ST |  | Polytube | Yes |  | 2023-03-15 |  | Copper | 1943 | Yes |  | 2023-03-15 |  | Non-lead
001038 | 1603 VON PHISTER ST |  | Polytube | Yes |  | 2022-11-21 |  | PVC | 1943 | Yes |  | 2022-11-21 |  | Non-lead
001039 | APT FRONT 2927 HARRIS AVE |  | Polytube | Yes |  | 2022-07-20 |  | PVC | 1958 | Yes |  | 2022-07-20 |  | Non-lead
001040 | APT 1 1027 EATON ST |  | PVC | Yes |  | 2023-03-20 |  | PVC | 1933 | Yes |  | 2023-03-20 |  | Non-lead
001041 | 3009 FLAGLER AVE |  | Polytube | Yes |  | 2022-08-10 |  | PVC | 1958 | Yes |  | 2022-08-10 |  | Non-lead
001042 | 609 FRANCES ST |  | Polytube | Yes |  | 2023-03-15 |  | PVC | 1933 | Yes |  | 2023-03-15 |  | Non-lead
001043 | 1117 ELGIN LN |  | Polytube | Yes |  | 2023-03-06 |  | PVC | 1915 | Yes |  | 2023-03-06 |  | Non-lead
001045 | 901 EISENHOWER DR |  | Polytube | Yes |  | 2022-09-07 |  | PVC | 1943 | Yes |  | 2022-09-07 |  | Non-lead
001046 | 2808 HARRIS AVE |  | Copper | Yes |  | 2023-11-13 |  | Copper | 1953 | Yes |  | 2023-11-13 |  | Non-lead
001047 | 1405 DUNCAN ST |  | Polytube | Yes |  | 2022-09-19 |  | Polytube | 1933 | Yes |  | 2022-09-19 |  | Non-lead
001048 | APT 1 1110 EATON ST |  | PVC | Yes |  | 2023-03-06 |  | PVC | 1930 | Yes |  | 2023-03-06 |  | Non-lead
001049 | 1110 ELGIN LN |  | Copper | Yes |  | 2019-10-10 |  | PVC | 1930 | Yes |  | 2019-10-10 |  | Non-lead
001050 | APT 2 1112 EATON ST |  | PVC | Yes |  | 2023-03-06 |  | PVC | 1930 | Yes |  | 2023-03-06 |  | Non-lead
001051 | APT 1 1112 EATON ST |  | PVC | Yes |  | 2024-07-03 |  | PVC | 1925 | Yes |  | 2024-07-03 |  | Non-lead
001052 | 909 EATON ST |  | Polytube | Yes |  | 2023-03-06 |  | PVC | 1958 | Yes |  | 2023-03-06 |  | Non-lead
001053 | 321 GRINNELL ST |  | Polytube | Yes |  | 2023-02-01 |  | Copper | 1933 | Yes |  | 2023-02-01 |  | Non-lead
001055 | 1114 ELGIN LN |  | Polytube | Yes |  | 2023-04-04 |  | PVC | 1915 | Yes |  | 2023-04-04 |  | Non-lead
001056 | 2824 SEIDENBERG AVE |  | Copper | Yes |  | 2022-06-10 |  | Copper | 1963 | Yes |  | 2022-06-10 |  | Non-lead
001057 | APT FRONT 912 JAMES ST |  | PVC | Yes |  | 2023-03-06 |  | Copper | 1933 | Yes |  | 2023-03-06 |  | Non-lead
001058 | 702 WHITEHEAD ST |  | Polytube | Yes |  | 2022-06-02 |  | PVC | 1935 | Yes |  | 2022-06-02 |  | Non-lead
001059 | 1400 PETRONIA ST |  | Polytube | Yes |  | 2022-09-19 |  | PVC | 1943 | Yes |  | 2022-09-19 |  | Non-lead
001060 | 610 GRIFFIN LN |  | Polytube | Yes |  | 2023-01-04 |  | Copper | 1901 | Yes |  | 2023-01-04 |  | Non-lead
001062 | 725 DUVAL ST |  | Polytube | Yes |  | 2022-07-11 |  | PVC | 1991 | Yes |  | 2022-07-11 |  | Non-lead
001063 | 1529 VON PHISTER ST |  | Polytube | Yes |  | 2022-11-04 |  | PVC | 1983 | Yes |  | 2022-11-04 |  | Non-lead
001064 | 1432 VIRGINIA ST |  | Polytube | Yes |  | 2022-08-31 |  | PVC | 1933 | Yes |  | 2022-08-31 |  | Non-lead
001067 | REAR 5 LOPE 408 MARGARET ST |  | Polytube | Yes |  | 2023-08-08 |  | PVC | 1889 | Yes |  | 2023-08-08 |  | Non-lead
001068 | 1025 ELGIN LN |  | Polytube | Yes |  | 2024-09-03 |  | PVC | 1928 | Yes |  | 2024-09-03 |  | Non-lead
001069 | ST 806 DUVAL |  | PVC | Yes |  | 2023-05-04 |  | PVC | 1924 | Yes |  | 2023-05-04 |  | Non-lead
001070 | 716 ASHE ST |  | Polytube | Yes |  | 2023-03-10 |  | PVC | 1933 | Yes |  | 2023-03-10 |  | Non-lead
001071 | 822 ASHE ST |  | Polytube | Yes |  | 2023-06-08 |  | PVC | 1924 | Yes |  | 2023-06-08 |  | Non-lead
001073 | 1114 OLIVIA ST |  | Polytube | Yes |  | 2023-03-15 |  | PVC | 1928 | Yes |  | 2023-03-15 |  | Non-lead
001074 | 1829 HARRIS AVE |  | Polytube | Yes |  | 2022-06-17 |  | PVC | 1940 | Yes |  | 2022-06-17 |  | Non-lead
001075 | 1025 EATON ST |  | Polytube | Yes |  | 2023-03-06 |  | PVC | 1933 | Yes |  | 2023-03-06 |  | Non-lead
001076 | 319 GRINNELL ST |  | Polytube | Yes |  | 2023-02-01 |  | PVC | 1924 | Yes |  | 2023-02-01 |  | Non-lead
001077 | APT 1 927 EATON ST |  | PVC | Yes |  | 2023-03-06 |  | PVC | 1963 | Yes |  | 2023-03-06 |  | Non-lead
001078 | 1218 WHITE ST |  | Polytube | Yes |  | 2023-03-23 |  | PVC | 1933 | Yes |  | 2023-03-23 |  | Non-lead
001079 | 6 LOPEZ LN |  | Polytube | Yes |  | 2023-02-10 |  | PVC | 1915 | Yes |  | 2023-02-10 |  | Non-lead
001081 | 1024 JAMES ST |  | Polytube | Yes |  | 2023-12-11 |  | PVC | 1933 | Yes |  | 2023-12-11 |  | Non-lead
001082 | 1123 STUMP LN |  | Polytube | Yes |  | 2023-01-20 |  | Copper | 1933 | Yes |  | 2023-01-20 |  | Non-lead
001083 | 1108 EATON ST |  | Polytube | Yes |  | 2024-06-05 |  | PVC | 1930 | Yes |  | 2024-06-05 |  | Non-lead
001084 | UNIT 1 815 PEARL ST |  | Polytube | Yes |  | 2022-09-22 |  | PVC | 1943 | Yes |  | 2022-09-22 |  | Non-lead
001085 | MM 81.5 BEACH RD |  | Unknown, Non-Lead | Yes |  | 2021-11-05 |  | Unknown, Non-Lead | 1991 | Yes |  | 2021-11-05 |  | Non-lead
001086 | BAY 91812 OVERSEAS HWY |  | Unknown, Non-Lead | Yes |  | 2017-11-16 |  | PVC | 2002 | Yes |  | 2017-11-16 |  | Non-lead
001088 | 1106 EATON ST |  | Polytube | Yes |  | 2023-03-06 |  | Copper | 1935 | Yes |  | 2023-03-06 |  | Non-lead
001089 | 1011 EATON ST |  | Polytube | Yes |  | 2023-03-06 |  | PVC | 1938 | Yes |  | 2023-03-06 |  | Non-lead
001090 | 903 FRANCES ST |  | Polytube | Yes |  | 2023-03-15 |  | PVC | 1913 | Yes |  | 2023-03-15 |  | Non-lead
001091 | #C 804 EISENHOWER DR |  | Polytube | Yes |  | 2022-09-07 |  | PVC | 1933 | Yes |  | 2022-09-07 |  | Non-lead
001092 | 1320 ANGELA ST |  | Polytube | Yes |  | 2022-09-19 |  | PVC | 1933 | Yes |  | 2022-09-19 |  | Non-lead
001093 | 2 LOPEZ LN |  | Polytube | Yes |  | 2023-02-10 |  | PVC | 1930 | Yes |  | 2023-02-10 |  | Non-lead
001094 | 1 HAVANA LN |  | Polytube | Yes |  | 2023-03-23 |  | PVC | 1929 | Yes |  | 2023-03-23 |  | Non-lead
001095 | 2807 STAPLES AVE |  | Copper | Yes |  | 2022-07-25 |  | PVC | 1948 | Yes |  | 2022-07-25 |  | Non-lead
001097 | 619 GRINNELL ST |  | Polytube | Yes |  | 2023-08-08 |  | PVC | 1942 | Yes |  | 2023-08-08 |  | Non-lead
001098 | 2924 STAPLES AVE |  | Copper | Yes |  | 2022-07-21 |  | Copper | 1942 | Yes |  | 2022-07-21 |  | Non-lead
001099 | 1212 VARELA ST |  | Polytube | Yes |  | 2023-03-22 |  | PVC | 1942 | Yes |  | 2023-03-22 |  | Non-lead
001100 | 1209 VARELA ST |  | Polytube | Yes |  | 2024-04-30 |  | PVC | 1928 | Yes |  | 2024-04-30 |  | Non-lead
001101 | APT FRONT UP 713 WINDSOR LN |  | Unknown | Yes |  | 2023-02-01 |  | PVC | 1933 | Yes |  | 2023-02-01 |  | Lead Status Unknown
001102 | APT A&B 1100 WHITEHEAD ST |  | Polytube | Yes |  | 2022-07-05 |  | PVC | 1938 | Yes |  | 2022-07-05 |  | Non-lead
001104 | 1101 EATON ST |  | Unknown, Non-Lead | Yes |  | 2024-09-06 |  | Unknown, Non-Lead | 2001 | Yes |  | 2024-09-06 |  | Non-lead
001105 | APT DOWN 1119 OLIVIA ST |  | Unknown | Yes |  | 2023-03-15 |  | PVC | 1934 | Yes |  | 2023-03-15 |  | Lead Status Unknown
001106 | 419 SOUTHARD ST |  | Polytube | Yes |  | 2022-05-04 |  | Polytube | 1928 | Yes |  | 2022-05-04 |  | Non-lead
001107 | 691 PALM AVE |  | Polytube | Yes |  | 2022-10-21 |  | Steel | 1976 | Yes |  | 2022-10-21 |  | Non-lead
001108 | 2819 STAPLES AVE |  | Polytube | Yes |  | 2022-07-20 |  | PVC | 1953 | Yes |  | 2022-07-20 |  | Non-lead
001109 | #7 611 GRINNELL ST |  | Polytube | Yes |  | 2023-02-01 |  | PVC | 1938 | Yes |  | 2023-02-01 |  | Non-lead
001110 | 1414 WHITE ST |  | Polytube | Yes |  | 2022-09-08 |  | PVC | 1905 | Yes |  | 2022-09-08 |  | Non-lead
001112 | 628 GRINNELL ST |  | Polytube | Yes |  | 2023-02-02 |  | Polytube | 1929 | Yes |  | 2023-02-02 |  | Non-lead
001113 | 1009 WATSON ST |  | Polytube | Yes |  | 2023-03-16 |  | PVC | 1918 | Yes |  | 2023-03-16 |  | Non-lead
001115 | APT D 721 WADDELL AVE |  | Polytube | Yes |  | 2023-04-25 |  | PVC | 1923 | Yes |  | 2023-04-25 |  | Non-lead
001116 | 2823 SEIDENBERG AVE |  | Polytube | Yes |  | 2025-03-12 |  | Copper | 1953 | Yes |  | 2025-03-12 |  | Non-lead
001117 | 1118 VARELA ST |  | Polytube | Yes |  | 2024-04-30 |  | PVC | 1943 | Yes |  | 2024-04-30 |  | Non-lead
001118 | 616 FRANCES ST |  | Polytube | Yes |  | 2024-05-14 |  | Polytube | 1933 | Yes |  | 2024-05-14 |  | Non-lead
001119 | 1428 VIRGINIA ST |  | Polytube | Yes |  | 2022-08-31 |  | PVC | 1933 | Yes |  | 2022-08-31 |  | Non-lead
001120 | APT B 4 CHARLES ST |  | Polytube | Yes |  | 2023-05-08 |  | Polytube | 1943 | Yes |  | 2023-05-08 |  | Non-lead
001121 | APT E 532 FLEMING ST |  | Polytube | Yes |  | 2022-09-26 |  | Polytube | 1948 | Yes |  | 2022-09-26 |  | Non-lead
001122 | FL 3 536 FLEMING ST |  | Polytube | Yes |  | 2022-09-15 |  | Polytube | 1948 | Yes |  | 2022-09-15 |  | Non-lead
001123 | 536 FLEMING ST |  | Polytube | Yes |  | 2022-09-26 |  | Polytube | 1908 | Yes |  | 2022-09-26 |  | Non-lead
001126 | 1028 VIRGINIA ST |  | Polytube | Yes |  | 2024-02-12 |  | PVC | 1928 | Yes |  | 2024-02-12 |  | Non-lead
001127 | 704 WILLIAM ST |  | Polytube | Yes |  | 2023-01-04 |  | PVC | 1928 | Yes |  | 2023-01-04 |  | Non-lead
001128 | 320 GRINNELL ST |  | Polytube | Yes |  | 2023-03-06 |  | PVC | 1929 | Yes |  | 2023-03-06 |  | Non-lead
001129 | 902 WINDSOR LN |  | Polytube | Yes |  | 2023-01-04 |  | PVC | 1933 | Yes |  | 2023-01-04 |  | Non-lead
001130 | 2804 SEIDENBERG AVE |  | Polytube | Yes |  | 2022-06-02 |  | Copper | 1953 | Yes |  | 2022-06-02 |  | Non-lead
001131 | 1317 NEWTON ST |  | Polytube | Yes |  | 2023-05-04 |  | PVC | 1938 | Yes |  | 2023-05-04 |  | Non-lead
001132 | 1205 VON PHISTER ST |  | PVC | Yes |  | 2022-12-04 |  | PVC | 1943 | Yes |  | 2022-12-04 |  | Non-lead
001133 | COMM. CENTER COMMON AREA 115 TRUMAN AVE |  | Unknown, Non-Lead | Yes |  | 2019-12-09 |  | Unknown, Non-Lead | 2010 | Yes |  | 2019-12-09 |  | Non-lead
001134 | 201 TRUMAN AVE |  | Polytube | Yes |  | 2022-06-02 |  | Copper | 1943 | Yes |  | 2022-06-02 |  | Non-lead
001136 | 1208 DUNCAN ST |  | Polytube | Yes |  | 2022-09-19 |  | PVC | 1948 | Yes |  | 2022-09-19 |  | Non-lead
001137 | 2828 SEIDENBERG AVE |  | Copper | Yes |  | 2022-06-02 |  | Copper | 1953 | Yes |  | 2022-06-02 |  | Non-lead
001138 | APT DOWN 925 SEMINARY ST |  | Polytube | Yes |  | 2022-10-31 |  | PVC | 1943 | Yes |  | 2022-10-31 |  | Non-lead
001140 | 709 TRUMAN AVE |  | Unknown | Yes |  | 2023-03-23 |  | Unknown | 1948 | Yes |  | 2023-03-23 |  | Lead Status Unknown
001141 | 2815 STAPLES AVE |  | Copper | Yes |  | 2022-07-21 |  | PVC | 1953 | Yes |  | 2022-07-21 |  | Non-lead
001142 | 706 WHITE ST |  | Polytube | Yes |  | 2022-09-08 |  | PVC | 1938 | Yes |  | 2022-09-08 |  | Non-lead
001143 | 411 ELIZABETH ST |  | Polytube | Yes |  | 2023-05-01 |  | PVC | 1939 | Yes |  | 2023-05-01 |  | Non-lead
001144 | 118 OCEAN VIEW DR |  | Unknown, Non-Lead | No |  |  |  | Unknown, Non-Lead | 1990 | No |  |  |  | Non-lead
001145 | UNIT 11 3689 LOUISA ST |  | PVC | Yes |  | 2024-12-17 |  | PVC | 1938 | Yes |  | 2022-10-07 |  | Non-lead
001146 | 2808 SEIDENBERG AVE |  | Copper | Yes |  | 2022-06-02 |  | Copper | 1953 | Yes |  | 2022-06-02 |  | Non-lead
001147 | 2812 SEIDENBERG AVE |  | Copper | No |  |  |  | PVC | 1954 | No |  |  |  | Non-lead
001148 | 1008 OLIVIA ST |  | Polytube | Yes |  | 2023-03-23 |  | PVC | 1918 | Yes |  | 2023-03-23 |  | Non-lead
001149 | 814 ASHE ST |  | Unknown, Non-Lead | Yes |  | 2024-05-14 |  | Unknown, Non-Lead | 2008 | Yes |  | 2024-05-14 |  | Non-lead
001150 | 718 ASHE ST |  | Polytube | Yes |  | 2023-03-10 |  | PVC | 1933 | Yes |  | 2023-03-10 |  | Non-lead
001151 | APT 2 1106 ANGELA ST |  | Polytube | Yes |  | 2024-01-30 |  | PVC | 1928 | Yes |  | 2024-01-30 |  | Non-lead
001152 | 712 ASHE ST |  | Polytube | Yes |  | 2023-03-10 |  | PVC | 1933 | Yes |  | 2023-03-10 |  | Non-lead
001153 | APT 2 DOWN 1117 FLEMING ST |  | Copper | Yes |  | 2023-10-05 |  | Copper | 1935 | Yes |  | 2023-10-05 |  | Non-lead
001154 | 728 ASHE ST |  | Polytube | Yes |  | 2023-03-10 |  | PVC | 1938 | Yes |  | 2023-03-10 |  | Non-lead
001155 | 807 TRUMAN AVE |  | Polytube | Yes |  | 2022-12-19 |  | PVC | 1929 | Yes |  | 2022-12-19 |  | Non-lead
001156 | 2816 SEIDENBERG AVE |  | Copper | Yes |  | 2021-01-05 |  | PVC | 1953 | Yes |  | 2021-01-05 |  | Non-lead
001157 | 2820 SEIDENBERG AVE |  | Polytube | Yes |  | 2023-09-22 |  | PVC | 1953 | Yes |  | 2023-09-22 |  | Non-lead
001159 | SCHOOL BOARD 1310 UNITED ST |  | Polytube | Yes |  | 2022-08-31 |  | PVC | 1949 | Yes |  | 2022-08-31 |  | Non-lead
001160 | 1108 PETRONIA ST |  | Polytube | Yes |  | 2024-07-10 |  | PVC | 1938 | Yes |  | 2024-07-10 |  | Non-lead
001163 | 1212 WASHINGTON ST |  | Polytube | Yes |  | 2022-10-14 |  | PVC | 1943 | Yes |  | 2022-10-14 |  | Non-lead
001164 | 1124 VARELA ST |  | Polytube | Yes |  | 2023-03-02 |  | PVC | 1938 | Yes |  | 2023-03-02 |  | Non-lead
001165 | 1019 MARGARET ST |  | Polytube | Yes |  | 2023-03-15 |  | Copper | 1933 | Yes |  | 2023-03-15 |  | Non-lead
001166 | 2832 SEIDENBERG AVE |  | Polytube | Yes |  | 2022-06-02 |  | PVC | 1953 | Yes |  | 2022-06-02 |  | Non-lead
001167 | 2931 HARRIS AVE |  | Copper | Yes |  | 2022-07-20 |  | PVC | 1963 | Yes |  | 2022-07-20 |  | Non-lead
001168 | 630 CAROLINE ST |  | Polytube | Yes |  | 2022-10-27 |  | PVC | 1948 | Yes |  | 2022-10-27 |  | Non-lead
001169 | APT FRONT 626 CAROLINE ST |  | Polytube | Yes |  | 2022-10-27 |  | PVC | 1948 | Yes |  | 2022-10-27 |  | Non-lead
001170 | #1 1100 MARGARET ST |  | Unknown | Yes |  | 2023-03-15 |  | PVC | 1938 | Yes |  | 2023-03-15 |  | Lead Status Unknown
001171 | 902 OLIVIA ST |  | Polytube | Yes |  | 2023-03-23 |  | Copper | 1933 | Yes |  | 2023-03-23 |  | Non-lead
001172 | 1415 PINE ST |  | Polytube | Yes |  | 2023-05-04 |  | PVC | 1933 | Yes |  | 2023-05-04 |  | Non-lead
001173 | 1014 VARELA ST |  | Polytube | Yes |  | 2023-03-23 |  | PVC | 1908 | Yes |  | 2023-03-23 |  | Non-lead
001174 | 1103 VIRGINIA ST |  | Polytube | Yes |  | 2023-03-23 |  | PVC | 1966 | Yes |  | 2023-03-23 |  | Non-lead
001175 | APT DOWN 326 SOUTHARD ST |  | Polytube | Yes |  | 2022-12-02 |  | PVC | 1954 | Yes |  | 2022-12-02 |  | Non-lead
001177 | 509 DUVAL ST |  | Unknown, Non-Lead | No |  |  |  | Unknown, Non-Lead | 1988 | No |  |  |  | Non-lead
001178 | DOWN 1018 TRUMAN AVE |  | Polytube | Yes |  | 2023-03-23 |  | PVC | 1933 | Yes |  | 2023-03-23 |  | Non-lead
001179 | 808 ASHE ST |  | Unknown, Non-Lead | Yes |  | 2021-12-14 |  | Unknown, Non-Lead | 1990 | Yes |  | 2021-12-14 |  | Non-lead
001180 | 1124 STUMP LN |  | Polytube | Yes |  | 2023-01-04 |  | PVC | 1930 | Yes |  | 2023-01-04 |  | Non-lead
001182 | APT 1 1409 5TH ST |  | Polytube | Yes |  | 2022-05-16 |  | PVC | 2001 | Yes |  | 2022-05-16 |  | Non-lead
001183 | APT 3 611 GRINNELL ST |  | Polytube | Yes |  | 2023-02-02 |  | PVC | 1938 | Yes |  | 2023-02-02 |  | Non-lead
001184 | 518 VIRGINIA ST |  | Polytube | Yes |  | 2022-09-15 |  | PVC | 1943 | Yes |  | 2022-09-15 |  | Non-lead
001187 | 710 42ND ST GULF |  | Unknown, Non-Lead | Yes |  | 2023-07-17 |  | PVC | 1950 | Yes |  | 2023-07-17 |  | Non-lead
001188 | 714 42ND GULF ST |  | Polytube | Yes |  | 2022-09-19 |  | Polytube | 1950 | Yes |  | 2022-09-19 |  | Non-Lead
001189 | APT B 125 42ND ST GULF |  | Polytube | Yes |  | 2023-02-27 |  | PVC | 1960 | Yes |  | 2023-02-27 |  | Non-lead
001193 | L2&3 87425 OLD HWY |  | Polytube | Yes |  | 2023-02-09 |  | PVC |  | Yes |  | 2023-02-09 |  | Non-lead
001194 | 178 BEACH PARCEL A10 RD |  | Polytube | Yes |  | 2023-02-06 |  | PVC | 1941 | Yes |  | 2023-02-06 |  | Non-lead
001195 | 98500 E OVERSEAS HWY SIDE US |  | Polytube | Yes |  | 2023-07-24 |  | PVC | 1976 | Yes |  | 2023-07-24 |  | Non-lead
001196 | 2811 SEIDENBERG AVE |  | Copper | Yes |  | 2023-05-22 |  | PVC | 1953 | Yes |  | 2023-05-22 |  | Non-lead
001197 | 1320 JOHNSON ST |  | Polytube | Yes |  | 2022-11-03 |  | PVC | 1938 | Yes |  | 2022-11-03 |  | Non-lead
001198 | APT 2 1420 PETRONIA ST |  | Polytube | Yes |  | 2022-09-19 |  | PVC | 1942 | Yes |  | 2022-09-19 |  | Non-lead
001199 | 703 EATON ST |  | Polytube | Yes |  | 2024-03-08 |  | PVC | 1979 | Yes |  | 2024-03-08 |  | Non-lead
001200 | 1110 GEORGIA ST |  | Polytube | Yes |  | 2023-05-04 |  | Copper | 1943 | Yes |  | 2023-05-04 |  | Non-lead
001201 | 1312 ELIZABETH ST |  | Polytube | Yes |  | 2024-08-26 |  | PVC | 1945 | Yes |  | 2024-08-26 |  | Non-lead
001202 | 1213 WHITE ST |  | Polytube | Yes |  | 2023-03-23 |  | PVC | 1938 | Yes |  | 2023-03-23 |  | Non-lead
001203 | 916 VIRGINIA ST |  | Polytube | Yes |  | 2024-08-16 |  | PVC | 1933 | Yes |  | 2024-08-16 |  | Non-lead
001204 | 1008 WATSON ST |  | Polytube | Yes |  | 2023-03-16 |  | Polytube | 1923 | Yes |  | 2023-03-16 |  | Non-lead
001206 | 532 CAROLINE ST |  | Polytube | Yes |  | 2022-11-02 |  | PVC | 1933 | Yes |  | 2022-11-02 |  | Non-lead
001207 | 1108 FLEMING ST |  | Polytube | Yes |  | 2023-08-18 |  | PVC | 1933 | Yes |  | 2023-08-18 |  | Non-lead
001208 | APT A 708 EMMA ST |  | Unknown, Non-Lead | Yes |  | 2017-07-05 |  | Unknown, Non-Lead | 1996 | Yes |  | 2017-07-05 |  | Non-lead
001209 | UNIT 202 120 ANGELA ST |  | Unknown, Non-Lead | Yes |  | 2021-08-16 |  | Unknown, Non-Lead | 2003 | Yes |  | 2021-08-16 |  | Non-lead
001210 | 2831 SEIDENBERG AVE |  | Polytube | Yes |  | 2018-06-06 |  | Copper | 1953 | Yes |  | 2018-06-06 |  | Non-lead
001212 | UNIT A 1111 WATSON ST |  | Polytube | Yes |  | 2023-03-20 |  | PVC | 1978 | Yes |  | 2023-03-20 |  | Non-lead
001213 | 2829 SEIDENBERG AVE |  | Copper | Yes |  | 2023-10-11 |  | Copper | 1953 | Yes |  | 2023-10-11 |  | Non-lead
001214 | 1415 PETRONIA ST |  | Polytube | Yes |  | 2022-09-19 |  | PVC | 1933 | Yes |  | 2022-09-19 |  | Non-lead
001215 | 907 WASHINGTON ST |  | Polytube | Yes |  | 2023-03-15 |  | PVC | 1963 | Yes |  | 2023-03-15 |  | Non-lead
001216 | 3625 FLAGLER AVE |  | Polytube | Yes |  | 2024-09-20 |  | Polytube | 1958 | Yes |  | 2024-09-20 |  | Non-lead
001218 | 2807 SEIDENBERG AVE |  | Copper | Yes |  | 2019-04-15 |  | PVC | 1953 | Yes |  | 2019-04-15 |  | Non-lead
001219 | 1016 WATSON ST |  | Polytube | Yes |  | 2023-03-20 |  | PVC | 1943 | Yes |  | 2023-03-20 |  | Non-lead
001220 | 1601 N ROOSEVELT BLVD |  | Polytube | Yes |  | 2022-09-16 |  | Copper | 1958 | Yes |  | 2022-09-16 |  | Non-lead
001221 | 526 WILLIAM ST |  | Polytube | Yes |  | 2018-05-07 |  | PVC | 1933 | Yes |  | 2018-05-07 |  | Non-lead
001222 | APT 3 DOWN 1317 1/2 UNITED ST |  | Polytube | Yes |  | 2022-06-28 |  | PVC | 1908 | Yes |  | 2022-06-28 |  | Non-lead
001224 | 1119 PACKER ST |  | Polytube | Yes |  | 2023-03-22 |  | Unknown | 1957 | Yes |  | 2023-03-22 |  | Lead Status Unknown
001225 | 1111 MARGARET ST |  | Copper | Yes |  | 2022-09-14 |  | PVC | 1928 | Yes |  | 2022-09-14 |  | Non-lead
001226 | APT 3 1021 MARGARET ST |  | Polytube | Yes |  | 2023-03-15 |  | PVC | 1958 | Yes |  | 2023-03-15 |  | Non-lead
001227 | APT DOWN 903 VIRGINIA ST |  | Polytube | Yes |  | 2023-03-23 |  | PVC | 1938 | Yes |  | 2023-03-23 |  | Non-lead
001228 | 1121 PACKER ST |  | Polytube | Yes |  | 2023-03-22 |  | PVC | 1923 | Yes |  | 2023-03-22 |  | Non-lead
001229 | 407 SOUTH ST |  | Unknown | Yes |  | 2024-10-03 |  | Unknown | 1959 | Yes |  | 2024-10-03 |  | Lead Status Unknown
001230 | 1107 VARELA ST |  | Polytube | Yes |  | 2023-03-23 |  | PVC | 1943 | Yes |  | 2023-03-23 |  | Non-lead
001231 | 1207 WATSON ST |  | Polytube | Yes |  | 2023-03-20 |  | PVC | 1933 | Yes |  | 2023-03-20 |  | Non-lead
001232 | 1105 PACKER ST |  | Polytube | Yes |  | 2024-06-14 |  | PVC | 1974 | Yes |  | 2024-06-14 |  | Non-lead
001233 | 2815 SEIDENBERG AVE |  | Copper | Yes |  | 2022-06-02 |  | PVC | 1958 | Yes |  | 2022-06-02 |  | Non-lead
001234 | 1112 VARELA ST |  | Polytube | Yes |  | 2024-04-30 |  | PVC | 1945 | Yes |  | 2024-04-30 |  | Non-lead
001235 | 1108 WATSON ST |  | Polytube | Yes |  | 2023-03-20 |  | PVC | 1933 | Yes |  | 2023-03-20 |  | Non-lead
001236 | 524 WHITE ST |  | Polytube | Yes |  | 2022-09-08 |  | PVC | 1930 | Yes |  | 2022-09-08 |  | Non-lead
001237 | 1313 UNITED ST |  | Polytube | Yes |  | 2024-07-02 |  | PVC | 1934 | Yes |  | 2024-07-02 |  | Non-lead
001238 | 1301 TRUMAN AVE |  | Polytube | Yes |  | 2022-09-21 |  | PVC | 1938 | Yes |  | 2022-09-21 |  | Non-lead
001239 | 2803 SEIDENBERG AVE |  | Copper | Yes |  | 2022-06-02 |  | PVC | 1958 | Yes |  | 2022-06-02 |  | Non-lead
001240 | 511 DUVAL ST |  | Unknown, Non-Lead | Yes |  | 2019-05-31 |  | Unknown, Non-Lead | 1988 | Yes |  | 2019-05-31 |  | Non-lead
001243 | 1330 DUNCAN ST |  | Polytube | Yes |  | 2022-09-19 |  | PVC | 1933 | Yes |  | 2022-09-19 |  | Non-lead
001244 | APT UP 1113 WATSON ST |  | Polytube | Yes |  | 2023-03-20 |  | PVC | 1938 | Yes |  | 2023-03-20 |  | Non-lead
001245 | 2500 PATTERSON AVE |  | Polytube | Yes |  | 2023-05-04 |  | PVC | 1933 | Yes |  | 2023-05-04 |  | Non-lead
001247 | 1206 PINE ST |  | Polytube | Yes |  | 2023-05-04 |  | PVC | 1938 | Yes |  | 2023-05-04 |  | Non-lead
001248 | 1124 WILLIAM ST |  | Polytube | Yes |  | 2024-08-26 |  | PVC | 2007 | Yes |  | 2024-08-26 |  | Non-lead
001249 | 2804 HARRIS AVE |  | Copper | Yes |  | 2022-09-23 |  | Copper | 1958 | Yes |  | 2022-09-23 |  | Non-lead
001250 | 1015 SIMONTON ST |  | Unknown, Non-Lead | Yes |  | 2024-08-02 |  | Unknown, Non-Lead | 2015 | Yes |  | 2024-08-02 |  | Non-lead
001251 | 3490 EAGLE AVE |  | Unknown, Non-Lead | Yes |  | 2022-08-19 |  | PVC | 2016 | Yes |  | 2022-08-19 |  | Non-lead
001252 | 1430 CATHERINE ST |  | Polytube | Yes |  | 2023-02-22 |  | PVC | 2004 | Yes |  | 2023-02-22 |  | Non-lead
001253 | 2827 HARRIS AVE |  | Copper | Yes |  | 2023-11-01 |  | PVC | 1953 | Yes |  | 2023-11-01 |  | Non-lead
001255 | 601 WHITEHEAD ST |  | Polytube | Yes |  | 2022-10-24 |  | PVC | 1995 | Yes |  | 2022-10-24 |  | Non-lead
001256 | 1200 VARELA ST |  | Polytube | Yes |  | 2023-03-23 |  | PVC | 1942 | Yes |  | 2023-03-23 |  | Non-lead
001257 | 1208 VARELA ST |  | Polytube | Yes |  | 2023-03-23 |  | PVC | 1942 | Yes |  | 2023-03-23 |  | Non-lead
001258 | 1210 VARELA ST |  | Polytube | Yes |  | 2022-11-09 |  | Polytube | 1942 | Yes |  | 2022-11-09 |  | Non-lead
001259 | 807 CATHERINE ST |  | Polytube | Yes |  | 2023-03-30 |  | PVC | 1928 | Yes |  | 2023-03-30 |  | Non-lead
001260 | 516 CATHERINE ST |  | Polytube | Yes |  | 2022-08-08 |  | PVC | 1938 | Yes |  | 2022-08-08 |  | Non-lead
001261 | 614 FRANCES ST |  | Polytube | Yes |  | 2023-03-15 |  | Polytube | 1933 | Yes |  | 2023-03-15 |  | Non-lead
001262 | 533 EATON ST |  | Polytube | Yes |  | 2022-10-28 |  | PVC | 1958 | Yes |  | 2022-10-28 |  | Non-lead
001263 | 1100 VIRGINIA ST |  | Polytube | Yes |  | 2023-03-23 |  | PVC | 1928 | Yes |  | 2023-03-23 |  | Non-lead
001264 | 1904 STAPLES AVE |  | Polytube | Yes |  | 2023-04-26 |  | PVC | 1948 | Yes |  | 2023-04-26 |  | Non-lead
001265 | 923 SEMINARY ST |  | Polytube | Yes |  | 2022-10-31 |  | PVC | 1948 | Yes |  | 2022-10-31 |  | Non-lead
001266 | 1127 PACKER ST |  | Polytube | Yes |  | 2023-03-22 |  | PVC | 1928 | Yes |  | 2023-03-22 |  | Non-lead
001267 | 1117 VIRGINIA ST |  | Polytube | Yes |  | 2023-03-23 |  | PVC | 1938 | Yes |  | 2023-03-23 |  | Non-lead
001269 | 2904 STAPLES AVE |  | Polytube | Yes |  | 2023-05-04 |  | PVC |  | Yes |  | 2023-05-04 |  | Non-lead
001270 | 518 CATHERINE ST |  | Polytube | Yes |  | 2023-05-04 |  | PVC | 1938 | Yes |  | 2023-05-04 |  | Non-lead
001271 | REAR 628 WILLIAM ST |  | Polytube | Yes |  | 2023-01-04 |  | PVC | 1928 | Yes |  | 2023-01-04 |  | Non-lead
001272 | 1910 STAPLES AVE |  | Polytube | Yes |  | 2023-04-26 |  | PVC | 1948 | Yes |  | 2023-04-26 |  | Non-lead
001273 | 1024 ELGIN LN |  | Polytube | Yes |  | 2023-03-06 |  | PVC | 1934 | Yes |  | 2023-03-06 |  | Non-lead
001274 | 1104 GRINNELL ST |  | Polytube | Yes |  | 2023-03-23 |  | PVC | 1933 | Yes |  | 2023-03-23 |  | Non-lead
001275 | 1128 SIMONTON ST |  | Polytube | Yes |  | 2022-10-31 |  | PVC | 1983 | Yes |  | 2022-10-31 |  | Non-lead
001276 | 2832 HARRIS AVE |  | Copper | Yes |  | 2025-02-20 |  | Copper | 1953 | Yes |  | 2022-07-21 |  | Non-lead
001277 | 707 WASHINGTON ST |  | Polytube | Yes |  | 2023-04-25 |  | PVC | 1939 | Yes |  | 2023-04-25 |  | Non-lead
001279 | 1320 ELIZA ST |  | Polytube | Yes |  | 2023-09-12 |  | PVC | 1938 | Yes |  | 2023-09-12 |  | Non-lead
001280 | 1209 WATSON ST |  | Polytube | Yes |  | 2024-07-10 |  | PVC | 1933 | Yes |  | 2024-07-10 |  | Non-lead
001281 | 2819 SEIDENBERG AVE |  | Copper | Yes |  | 2023-04-17 |  | Copper | 1958 | Yes |  | 2023-04-17 |  | Non-lead
001283 | 1206 WATSON ST |  | Polytube | Yes |  | 2023-03-20 |  | PVC | 1933 | Yes |  | 2023-03-20 |  | Non-lead
001284 | 2816 HARRIS AVE |  | Copper | No |  |  |  | Polytube | 1953 | No |  |  |  | Non-lead
001285 | APT 1 308 MARGARET ST |  | Unknown | Yes |  | 2023-01-31 |  | PVC | 1954 | Yes |  | 2023-01-31 |  | Lead Status Unknown
001286 | 91770 OVERSEAS HWY |  | Polytube | Yes |  | 2023-02-08 |  | PVC | 1944 | Yes |  | 2023-02-08 |  | Non-lead
001289 | 1408 PETRONIA ST |  | Polytube | Yes |  | 2022-09-19 |  | PVC | 1900 | Yes |  | 2022-09-19 |  | Non-lead
001290 | APT REAR 1217 PACKER ST |  | Polytube | Yes |  | 2023-03-22 |  | PVC | 1943 | Yes |  | 2023-03-22 |  | Non-lead
001291 | 1126 WASHINGTON ST |  | Polytube | Yes |  | 2022-10-14 |  | PVC | 1938 | Yes |  | 2022-10-14 |  | Non-lead
001293 | 802 TRUMAN AVE |  | Polytube | Yes |  | 2024-03-20 |  | PVC | 1933 | Yes |  | 2024-03-20 |  | Non-lead
001294 | 804 TRUMAN AVE |  | Polytube | Yes |  | 2023-03-23 |  | PVC | 1933 | Yes |  | 2023-03-23 |  | Non-lead
001295 | 1804 FLAGLER AVE |  | Polytube | Yes |  | 2023-10-12 |  | PVC | 1943 | Yes |  | 2023-10-12 |  | Non-lead
001296 | 510 PETRONIA ST |  | Polytube | Yes |  | 2022-10-31 |  | PVC | 1934 | Yes |  | 2022-10-31 |  | Non-lead
001297 | 2811 HARRIS AVE |  | Polytube | Yes |  | 2024-03-05 |  | Copper | 1953 | Yes |  | 2024-03-05 |  | Non-lead
001298 | 2820 HARRIS AVE |  | Copper | Yes |  | 2022-07-24 |  | PVC | 1953 | Yes |  | 2022-07-24 |  | Non-lead
001299 | 818 CARSTEN LN |  | Polytube | Yes |  | 2023-02-16 |  | PVC | 1918 | Yes |  | 2023-02-16 |  | Non-lead
001300 | 312 MARGARET ST |  | Polytube | Yes |  | 2023-01-31 |  | Polytube | 1945 | Yes |  | 2023-01-31 |  | Non-lead
001302 | APT 1 1409 ALBURY ST |  | Unknown | Yes |  | 2023-09-12 |  | PVC | 1933 | Yes |  | 2023-09-12 |  | Lead Status Unknown
001303 | 806 ASHE ST |  | Polytube | Yes |  | 2023-03-10 |  | PVC | 1928 | Yes |  | 2023-03-10 |  | Non-lead
001304 | 2812 HARRIS AVE |  | Polytube | Yes |  | 2022-11-15 |  | PVC | 1953 | Yes |  | 2022-11-15 |  | Non-lead
001305 | 1715 WASHINGTON ST |  | Polytube | Yes |  | 2022-10-14 |  | PVC | 1938 | Yes |  | 2022-10-14 |  | Non-lead
001306 | 1209 ROYAL ST |  | Polytube | Yes |  | 2022-09-21 |  | Copper | 1948 | Yes |  | 2022-09-21 |  | Non-lead
001307 | 327 MARGARET ST |  | Polytube | Yes |  | 2023-01-31 |  | PVC | 1953 | Yes |  | 2023-01-31 |  | Non-lead
001309 | 1007 WHITEHEAD ST |  | Polytube | Yes |  | 2022-07-05 |  | PVC | 1976 | Yes |  | 2022-07-05 |  | Non-lead
001310 | 1804 SEIDENBERG AVE |  | Polytube | Yes |  | 2022-06-16 |  | Copper | 1958 | Yes |  | 2022-06-16 |  | Non-lead
001312 | 521 AMELIA ST |  | Polytube | Yes |  | 2023-12-08 |  | PVC | 1943 | Yes |  | 2023-12-08 |  | Non-lead
001315 | 1916 STAPLES AVE |  | Polytube | Yes |  | 2023-04-26 |  | PVC | 1948 | Yes |  | 2023-04-26 |  | Non-lead
001317 | 10 NASSAU LN |  | Polytube | Yes |  | 2022-12-02 |  | PVC | 1933 | Yes |  | 2022-12-02 |  | Non-lead
001318 | 2831 HARRIS AVE |  | PVC | Yes |  | 2016-11-15 |  | Copper | 1953 | Yes |  | 2016-11-15 |  | Non-lead
001319 | 510 SOUTHARD ST |  | Polytube | Yes |  | 2022-06-08 |  | PVC | 1963 | Yes |  | 2022-06-08 |  | Non-lead
001321 | 323 MARGARET ST |  | Polytube | Yes |  | 2023-01-31 |  | PVC | 1938 | Yes |  | 2023-01-31 |  | Non-lead
001323 | 318 MARGARET ST |  | Polytube | Yes |  | 2024-05-07 |  | PVC | 1930 | Yes |  | 2024-05-07 |  | Non-lead
001325 | 1000 EATON ST |  | Polytube | Yes |  | 2023-03-06 |  | PVC | 1928 | Yes |  | 2023-03-06 |  | Non-lead
001326 | APT 1 720 ELIZABETH ST |  | Polytube | Yes |  | 2023-01-03 |  | PVC | 1903 | Yes |  | 2023-01-03 |  | Non-lead
001327 | 526 SOUTHARD ST |  | PVC | Yes |  | 2022-12-02 |  | PVC | 1901 | Yes |  | 2022-12-02 |  | Non-lead
001328 | 1417 PINE ST |  | Polytube | Yes |  | 2023-04-19 |  | PVC | 1928 | Yes |  | 2023-04-19 |  | Non-lead
001329 | APT DOWN 524 OLIVIA ST |  | Polytube | Yes |  | 2022-10-31 |  | PVC | 1943 | Yes |  | 2022-10-31 |  | Non-lead
001331 | 1100 GRINNELL ST |  | Polytube | Yes |  | 2023-03-23 |  | PVC | 1889 | Yes |  | 2023-03-23 |  | Non-lead
001332 | 1010 ELGIN LN |  | Polytube | Yes |  | 2023-10-02 |  | PVC | 1933 | Yes |  | 2023-10-02 |  | Non-lead
001333 | 1009 EATON ST |  | Polytube | Yes |  | 2023-03-06 |  | PVC | 1923 | Yes |  | 2023-03-06 |  | Non-lead
001334 | 1409 WHITE ST |  | Polytube | Yes |  | 2022-09-08 |  | PVC | 1943 | Yes |  | 2022-09-08 |  | Non-lead
001335 | 2815 HARRIS AVE |  | Polytube | Yes |  | 2024-02-01 |  | Copper | 1953 | Yes |  | 2024-02-01 |  | Non-lead
001336 | 320 PEACON LN |  | Polytube | Yes |  | 2024-06-05 |  | Unknown | 1940 | Yes |  | 2024-06-05 |  | Lead Status Unknown
001337 | 2915 STAPLES AVE |  | Polytube | Yes |  | 2022-07-20 |  | PVC | 1958 | Yes |  | 2022-07-20 |  | Non-lead
001339 | 1022 CATHERINE ST |  | Polytube | Yes |  | 2023-03-30 |  | PVC | 1933 | Yes |  | 2023-03-30 |  | Non-lead
001340 | 431 FRONT- UNIT 7- Bathrooms ST |  | Polytube | Yes |  | 2022-11-02 |  | PVC | 1976 | Yes |  | 2022-11-02 |  | Non-lead
001341 | 1307 REYNOLDS ST |  | Polytube | Yes |  | 2022-06-09 |  | PVC | 1976 | Yes |  | 2022-06-09 |  | Non-lead
001342 | 1214 PACKER ST |  | Polytube | Yes |  | 2023-03-22 |  | PVC | 1933 | Yes |  | 2023-03-22 |  | Non-lead
001343 | 1425 ELIZA ST |  | Polytube | Yes |  | 2022-10-18 |  | PVC | 1923 | Yes |  | 2022-10-18 |  | Non-lead
001344 | APT FRONT 823 VIRGINIA ST |  | Polytube | Yes |  | 2023-03-23 |  | PVC | 1938 | Yes |  | 2023-03-23 |  | Non-lead
001345 | 2807 HARRIS AVE |  | Polytube | Yes |  | 2022-09-26 |  | PVC | 1953 | Yes |  | 2022-09-26 |  | Non-lead
001346 | 6 DUVAL ST |  | Polytube | Yes |  | 2022-10-28 |  | Polytube | 1974 | Yes |  | 2022-10-28 |  | Non-lead
001347 | 719 WHITE ST |  | Polytube | Yes |  | 2022-09-09 |  | PVC | 1933 | Yes |  | 2022-09-09 |  | Non-lead
001349 | 221 DUVAL ST |  | Polytube | Yes |  | 2024-04-12 |  | PVC | 1919 | Yes |  | 2024-04-12 |  | Non-lead
001350 | 817 GEORGIA ST |  | Polytube | Yes |  | 2023-05-04 |  | PVC | 1954 | Yes |  | 2023-05-04 |  | Non-lead
001351 | UP 225 SIMONTON ST |  | Polytube | Yes |  | 2022-10-31 |  | PVC | 1933 | Yes |  | 2022-10-31 |  | Non-lead
001352 | 2824 HARRIS AVE |  | Polytube | Yes |  | 2022-07-20 |  | PVC | 1953 | Yes |  | 2022-07-20 |  | Non-lead
001353 | 624 ASHE ST |  | Polytube | Yes |  | 2023-03-10 |  | PVC | 1928 | Yes |  | 2023-03-10 |  | Non-lead
001355 | RANGER STATION 98630 OVERSEAS HWY |  | Unknown, Non-Lead | Yes |  | 2023-09-18 |  | Unknown, Non-Lead | 2011 | Yes |  | 2023-09-18 |  | Non-lead
001356 | 602 DUVAL ST |  | Polytube | Yes |  | 2022-10-31 |  | PVC | 1948 | Yes |  | 2022-10-31 |  | Non-lead
001357 | 2501 PATTERSON AVE |  | Polytube | Yes |  | 2023-05-04 |  | Copper | 1948 | Yes |  | 2023-05-04 |  | Non-lead
001358 | 215 DUVAL ST |  | Polytube | Yes |  | 2022-11-30 |  | PVC | 1983 | Yes |  | 2022-11-30 |  | Non-lead
001361 | 2819 HARRIS AVE |  | Copper | Yes |  | 2022-07-20 |  | Polytube | 1953 | Yes |  | 2022-07-20 |  | Non-lead
001362 | APT DOWN 914 FRANCES ST |  | Polytube | Yes |  | 2023-03-15 |  | PVC | 1939 | Yes |  | 2023-03-15 |  | Non-lead
001363 | 420 SOUTHARD ST |  | Polytube | Yes |  | 2022-12-02 |  | PVC |  | Yes |  | 2022-12-02 |  | Non-lead
001364 | 208 DUVAL ST |  | Polytube | Yes |  | 2023-07-05 |  | PVC | 1953 | Yes |  | 2023-07-05 |  | Non-lead
001365 | 513 TRUMAN AVE |  | Polytube | Yes |  | 2023-03-14 |  | Copper | 1913 | Yes |  | 2023-03-14 |  | Non-lead
001366 | 618 GRINNELL ST |  | Polytube | Yes |  | 2024-09-05 |  | PVC | 1940 | Yes |  | 2024-09-05 |  | Non-lead
001367 | 1/2 REAR 914 WHITE ST |  | Polytube | Yes |  | 2022-09-30 |  | PVC | 1928 | Yes |  | 2022-09-30 |  | Non-lead
001369 | 614 DEY ST |  | Polytube | Yes |  | 2022-10-27 |  | PVC | 1943 | Yes |  | 2022-10-27 |  | Non-lead
001370 | 808 WINDSOR LN |  | Polytube | Yes |  | 2023-01-04 |  | PVC | 1944 | Yes |  | 2023-01-04 |  | Non-lead
001371 | 535 PETRONIA ST |  | Polytube | Yes |  | 2022-10-31 |  | PVC | 1918 | Yes |  | 2022-10-31 |  | Non-lead
001373 | APT FRONT 1327 DUNCAN ST |  | Polytube | Yes |  | 2022-09-19 |  | PVC | 1945 | Yes |  | 2022-09-19 |  | Non-lead
001374 | 1315 ELIZA ST |  | Polytube | Yes |  | 2022-06-22 |  | Copper | 1939 | Yes |  | 2022-06-22 |  | Non-lead
001376 | 518 WHITE ST |  | Polytube | Yes |  | 2022-09-08 |  | PVC | 1933 | Yes |  | 2022-09-08 |  | Non-lead
001377 | 803 CATHERINE ST |  | Polytube | Yes |  | 2023-03-30 |  | PVC | 1945 | Yes |  | 2023-03-30 |  | Non-lead
001379 | 120 SUNRISE DR |  | Polytube | Yes |  | 2023-01-30 |  | PVC | 1934 | Yes |  | 2023-01-30 |  | Non-lead
001380 | 118 SUNRISE DR |  | Polytube | Yes |  | 2023-01-30 |  | PVC | 1930 | Yes |  | 2023-01-30 |  | Non-lead
001381 | 114 SUNRISE DR |  | Polytube | Yes |  | 2023-01-30 |  | Polytube | 1930 | Yes |  | 2023-01-30 |  | Non-lead
001382 | L1&2 81701 OLD HWY |  | Polytube | Yes |  | 2022-06-27 |  | PVC | 1943 | Yes |  | 2022-06-27 |  | Non-lead
001383 | 81681 OVERSEAS HWY |  | Polytube | Yes |  | 2023-03-31 |  | PVC | 1936 | Yes |  | 2023-03-31 |  | Non-lead
001384 | 159 ATLANTIC CIR DR |  | Unknown, Non-Lead | Yes |  | 2019-08-14 |  | PVC | 1998 | Yes |  | 2019-08-14 |  | Non-lead
001385 | 132 TAVERN DR |  | Polytube | Yes |  | 2023-01-30 |  | Polytube | 1939 | Yes |  | 2023-01-30 |  | Non-lead
001386 | 91831 OVERSEAS HWY |  | Copper | Yes |  | 2024-04-08 |  | PVC | 1983 | Yes |  | 2024-04-08 |  | Non-lead
001388 | 1400 NEWTON ST |  | Polytube | Yes |  | 2023-04-13 |  | PVC | 1944 | Yes |  | 2023-04-13 |  | Non-lead
001389 | 514 1/2 SOUTHARD ST |  | Polytube | Yes |  | 2022-12-02 |  | Copper | 1957 | Yes |  | 2022-12-02 |  | Non-lead
001390 | 2423 PATTERSON AVE |  | Polytube | Yes |  | 2023-05-04 |  | Polytube | 1933 | Yes |  | 2023-05-04 |  | Non-lead
001391 | 414 WILLIAM ST |  | Polytube | Yes |  | 2023-01-04 |  | PVC | 1938 | Yes |  | 2023-01-04 |  | Non-lead
001392 | UP 618 DEY ST |  | Polytube | Yes |  | 2024-04-18 |  | PVC | 1933 | Yes |  | 2024-04-18 |  | Non-lead
001393 | 1430 THOMPSON ST |  | Polytube | Yes |  | 2023-05-04 |  | PVC | 1933 | Yes |  | 2023-05-04 |  | Non-lead
001394 | #4 1115 MARGARET ST |  | Polytube | Yes |  | 2023-03-15 |  | PVC | 1938 | Yes |  | 2023-03-15 |  | Non-lead
001395 | 1309 PINE ST |  | Polytube | Yes |  | 2023-05-04 |  | PVC | 1938 | Yes |  | 2023-05-04 |  | Non-lead
001396 | 1311 PINE ST |  | Copper | Yes |  | 2022-06-15 |  | PVC | 1953 | Yes |  | 2022-06-15 |  | Non-lead
001397 | 9 NASSAU LN |  | Polytube | Yes |  | 2022-08-08 |  | Copper | 1928 | Yes |  | 2022-08-08 |  | Non-lead
001399 | 1212 DUVAL ST |  | Polytube | Yes |  | 2023-05-04 |  | PVC | 1933 | Yes |  | 2023-05-04 |  | Non-lead
001400 | 1011 WHITEHEAD ST |  | Copper | Yes |  | 2023-07-07 |  | Galvanized | 1918 | Yes |  | 2023-07-07 |  | Galvanized Requiring Replacement
001401 | 1018 WHITE ST |  | Polytube | Yes |  | 2023-03-23 |  | PVC | 1923 | Yes |  | 2023-03-23 |  | Non-lead
001402 | 1202 PINE ST |  | Polytube | Yes |  | 2024-01-30 |  | PVC | 1953 | Yes |  | 2024-01-30 |  | Non-lead
001403 | 822 EATON ST |  | Polytube | Yes |  | 2023-03-06 |  | PVC | 1920 | Yes |  | 2023-03-06 |  | Non-lead
001404 | 2828 HARRIS AVE |  | Copper | Yes |  | 2024-08-13 |  | PVC | 1953 | Yes |  | 2024-08-13 |  | Non-lead
001405 | 608 WILLIAMS ST |  | Polytube | Yes |  | 2023-01-04 |  | PVC | 1919 | Yes |  | 2023-01-04 |  | Non-lead
001406 | 1215 SOUTH ST |  | Polytube | Yes |  | 2022-10-27 |  | PVC | 1938 | Yes |  | 2022-10-27 |  | Non-lead
001407 | 2932 SEIDENBERG AVE |  | Polytube | Yes |  | 2022-06-22 |  | PVC | 1953 | Yes |  | 2022-06-22 |  | Non-lead
001408 | 1021 ANGELA ST |  | Polytube | Yes |  | 2023-02-21 |  | PVC | 1933 | Yes |  | 2023-02-21 |  | Non-lead
001409 | 613 DUVAL ST |  | Polytube | Yes |  | 2023-12-08 |  | PVC | 1953 | Yes |  | 2023-12-08 |  | Non-lead
001411 | 804 ELIZABETH ST |  | Polytube | Yes |  | 2022-10-21 |  | PVC | 1928 | Yes |  | 2022-10-21 |  | Non-lead
001412 | 530 CATHERINE ST |  | Polytube | Yes |  | 2023-03-17 |  | PVC | 1953 | Yes |  | 2023-03-17 |  | Non-lead
001413 | 1108 GRINNELL ST |  | Unknown | Yes |  | 2023-07-21 |  | Unknown | 1948 | Yes |  | 2023-07-21 |  | Lead Status Unknown
001414 | 1110 FLEMING ST |  | Polytube | Yes |  | 2023-01-03 |  | PVC | 1918 | Yes |  | 2023-01-03 |  | Non-lead
001415 | 1121 SOUTHARD ST |  | Polytube | Yes |  | 2023-01-04 |  | PVC | 1948 | Yes |  | 2023-01-04 |  | Non-lead
001416 | REAR 1017 WATSON LN |  | Polytube | Yes |  | 2023-03-20 |  | PVC | 1938 | Yes |  | 2023-03-20 |  | Non-lead
001417 | 1908 STAPLES AVE |  | Polytube | Yes |  | 2023-04-26 |  | PVC | 1910 | Yes |  | 2023-04-26 |  | Non-lead
001418 | 1110 PETRONIA ST |  | Polytube | Yes |  | 2023-03-22 |  | PVC | 1934 | Yes |  | 2023-03-22 |  | Non-lead
001419 | 1319 DUVAL ST |  | Polytube | Yes |  | 2024-08-29 |  | PVC | 1987 | Yes |  | 2024-08-29 |  | Non-lead
001420 | 526 SIMONTON ST |  | Polytube | Yes |  | 2022-10-31 |  | PVC | 1928 | Yes |  | 2022-10-31 |  | Non-lead
001421 | 1207 GEORGIA ST |  | Polytube | Yes |  | 2024-07-19 |  | PVC | 1933 | Yes |  | 2024-07-19 |  | Non-lead
001422 | 528 SIMONTON ST |  | Polytube | Yes |  | 2022-10-31 |  | PVC | 1935 | Yes |  | 2022-10-31 |  | Non-lead
001423 | FRONT 316 AMELIA ST |  | Polytube | Yes |  | 2022-11-03 |  | PVC | 1933 | Yes |  | 2022-11-03 |  | Non-lead
001424 | 611 DUVAL ST |  | PVC | Yes |  | 2022-09-26 |  | PVC | 1953 | Yes |  | 2022-09-26 |  | Non-lead
001425 | 625 MARGARET ST |  | Polytube | Yes |  | 2023-01-31 |  | Copper | 1938 | Yes |  | 2023-01-31 |  | Non-lead
001426 | 520 GRINNELL ST |  | Polytube | Yes |  | 2023-02-02 |  | PVC | 1933 | Yes |  | 2023-02-02 |  | Non-lead
001427 | #B 1107 ANGELA ST |  | Unknown, Non-Lead | No |  |  |  | No Piping | 1943 | No |  |  |  | Non-lead
001428 | 191 LOWE ST |  | Polytube | Yes |  | 2023-01-30 |  | PVC | 1948 | Yes |  | 2023-01-30 |  | Non-lead
001429 | 102 OCEAN VIEW DR |  | Polytube | Yes |  | 2023-01-30 |  | PVC | 1961 | Yes |  | 2023-01-30 |  | Non-lead
001430 | LTS 1-5 91631 OVERSEAS HWY |  | Copper | Yes |  | 2023-02-13 |  | PVC | 1928 | Yes |  | 2023-02-13 |  | Non-lead
001431 | 166 ATLANTIC CIR DR |  | Polytube | Yes |  | 2023-01-31 |  | PVC | 1939 | Yes |  | 2023-01-31 |  | Non-lead
001432 | 170 ATLANTIC CIR DR |  | Polytube | Yes |  | 2023-01-31 |  | PVC | 1959 | Yes |  | 2023-01-31 |  | Non-lead
001434 | 133 LOWE ST |  | Polytube | Yes |  | 2023-01-30 |  | PVC | 1939 | Yes |  | 2023-01-30 |  | Non-lead
001436 | 2321 HARRIS AVE |  | PVC | Yes |  | 2022-09-19 |  | Polytube | 1944 | Yes |  | 2022-09-19 |  | Non-lead
001437 | 913 ANGELA ST |  | Polytube | Yes |  | 2023-02-14 |  | PVC | 1901 | Yes |  | 2023-02-14 |  | Non-lead
001438 | 1122 SEMINARY ST |  | Polytube | Yes |  | 2022-10-31 |  | Copper | 1938 | Yes |  | 2022-10-31 |  | Non-lead
001440 | 709 OLIVIA ST |  | Polytube | Yes |  | 2023-01-04 |  | PVC | 1933 | Yes |  | 2023-01-04 |  | Non-lead
001441 | 1307 ELIZA ST |  | Polytube | Yes |  | 2022-10-06 |  | PVC | 1938 | Yes |  | 2022-10-06 |  | Non-lead
001442 | 1 NASSAU LN |  | Copper | Yes |  | 2024-05-03 |  | PVC | 1918 | Yes |  | 2024-05-03 |  | Non-lead
001443 | 621 MARGARET ST |  | Polytube | Yes |  | 2023-02-01 |  | Polytube | 1901 | Yes |  | 2023-02-01 |  | Non-lead
001444 | APT 2 806 FLORIDA ST |  | Polytube | Yes |  | 2023-05-04 |  | PVC | 1953 | Yes |  | 2023-05-04 |  | Non-lead
001445 | 3 FLETCHERS LN |  | Polytube | Yes |  | 2023-03-06 |  | PVC | 1938 | Yes |  | 2023-03-06 |  | Non-lead
001446 | 328 WILLIAM ST |  | Polytube | Yes |  | 2023-01-04 |  | PVC | 1930 | Yes |  | 2023-01-04 |  | Non-lead
001447 | 2825 HARRIS AVE |  | Copper | Yes |  | 2023-12-18 |  | Polytube | 1953 | Yes |  | 2023-12-18 |  | Non-lead
001448 | 120 DUVAL ST |  | Polytube | Yes |  | 2022-11-30 |  | PVC | 1891 | Yes |  | 2022-11-30 |  | Non-lead
001449 | 610 VIRGINIA ST |  | Unknown, Non-Lead | Yes |  | 2022-10-05 |  | Unknown, Non-Lead | 2002 | Yes |  | 2022-10-05 |  | Non-lead
001450 | 900 SEMINARY ST |  | Polytube | Yes |  | 2024-06-21 |  | PVC | 1938 | Yes |  | 2024-06-21 |  | Non-lead
001451 | 807 FLEMING ST |  | Polytube | Yes |  | 2022-12-02 |  | PVC | 1944 | Yes |  | 2022-12-02 |  | Non-lead
001452 | 724 WINDSOR LN |  | Polytube | Yes |  | 2023-02-01 |  | PVC | 1972 | Yes |  | 2023-02-01 |  | Non-lead
001453 | APT B REAR 1305 SOUTH ST |  | Polytube | Yes |  | 2022-10-27 |  | COPPER | 1943 | Yes |  | 2022-10-27 |  | Non-lead
001454 | 1114 MARGARET ST |  | Polytube | Yes |  | 2023-03-15 |  | PVC | 1933 | Yes |  | 2023-03-15 |  | Non-lead
001455 | 522 CATHERINE ST |  | Polytube | Yes |  | 2023-05-04 |  | Copper | 1943 | Yes |  | 2023-05-04 |  | Non-lead
001457 | LOTS 1, 2, & 3 5230 OVERSEAS HWY |  | Polytube | Yes |  | 2023-03-07 |  | PVC | 1981 | Yes |  | 2023-03-07 |  | Non-lead
001458 | 812 CARSTEN LN |  | Polytube | Yes |  | 2023-02-16 |  | PVC | 1943 | Yes |  | 2023-02-16 |  | Non-lead
001459 | 1308 REYNOLDS ST |  | Polytube | Yes |  | 2022-08-24 |  | PVC | 1901 | Yes |  | 2022-08-24 |  | Non-lead
001461 | 700 DUVAL ST |  | Unknown, Non-Lead | Yes |  | 2022-10-22 |  | No Piping | 1943 | Yes |  | 2022-10-22 |  | Non-lead
001462 | 417 UNITED ST |  | Polytube | Yes |  | 2019-07-01 |  | Polytube | 1933 | Yes |  | 2019-07-01 |  | Non-Lead
001463 | UNIT 4 508 LOUISA ST |  | Unknown | Yes |  | 2022-09-26 |  | PVC | 1933 | Yes |  | 2022-09-26 |  | Lead Status Unknown
001465 | 319 DUVAL ST |  | Polytube | Yes |  | 2022-09-20 |  | Copper | 1948 | Yes |  | 2022-09-20 |  | Non-lead
001466 | 909 GEORGIA ST |  | Polytube | Yes |  | 2023-05-04 |  | PVC | 1948 | Yes |  | 2023-05-04 |  | Non-lead
001467 | 1404 ALBURY ST |  | Polytube | Yes |  | 2022-08-24 |  | PVC | 1934 | Yes |  | 2022-08-24 |  | Non-lead
001468 | 412 GRINNELL ST |  | Polytube | Yes |  | 2023-02-02 |  | PVC | 1933 | Yes |  | 2023-02-02 |  | Non-lead
001473 | APT DOWN 2007 FLAGLER AVE |  | PVC | Yes |  | 2022-08-26 |  | Copper | 1938 | Yes |  | 2022-08-26 |  | Non-lead
001474 | APT DOWN 1401 PETRONIA ST |  | Polytube | Yes |  | 2022-09-19 |  | PVC | 1938 | Yes |  | 2022-09-19 |  | Non-lead
001475 | 711 SOUTHARD ST |  | Polytube | Yes |  | 2023-03-06 |  | PVC | 1934 | Yes |  | 2023-03-06 |  | Non-lead
001477 | 909 WHITE ST |  | Polytube | Yes |  | 2023-05-18 |  | PVC | 1938 | Yes |  | 2023-05-18 |  | Non-lead
001478 | 1408 PINE ST |  | Polytube | Yes |  | 2023-05-04 |  | PVC | 1938 | Yes |  | 2023-05-04 |  | Non-lead
001479 | 1421 DUNCAN ST |  | Unknown | Yes |  | 2022-06-09 |  | PVC | 1943 | Yes |  | 2022-06-09 |  | Lead Status Unknown
001480 | 621 CATHOLIC LN |  | PVC | Yes |  | 2023-05-04 |  | Unknown | 1928 | Yes |  | 2023-05-04 |  | Lead Status Unknown
001481 | 914 JAMES ST |  | Copper | Yes |  | 2023-03-06 |  | PVC | 1943 | Yes |  | 2023-03-06 |  | Non-lead
001482 | 1307 PINE ST |  | Polytube | Yes |  | 2023-09-22 |  | PVC | 1938 | Yes |  | 2023-09-22 |  | Non-lead
001483 | 320 MARGARET ST |  | Polytube | Yes |  | 2023-02-01 |  | PVC | 1925 | Yes |  | 2023-02-01 |  | Non-lead
001485 | 192 LOWE ST |  | Polytube | Yes |  | 2023-01-30 |  | PVC | 1936 | Yes |  | 2023-01-30 |  | Non-lead
001486 | 81831 OVERSEAS Hwy |  | Polytube | Yes |  | 2022-06-27 |  | PVC | 1969 | Yes |  | 2022-06-27 |  | Non-lead
001487 | 324 MARGARET ST |  | Polytube | Yes |  | 2023-02-01 |  | PVC | 1928 | Yes |  | 2023-02-01 |  | Non-lead
001488 | STE FRONT 717 DUVAL ST |  | PVC | Yes |  | 2023-05-04 |  | PVC |  | Yes |  | 2023-05-04 |  | Non-lead
001489 | 1320 PINE ST |  | Polytube | Yes |  | 2023-05-04 |  | Polytube | 1943 | Yes |  | 2023-05-04 |  | Non-lead
001490 | BAYSIDE POLE 6 81830 OVERSEAS HWY |  | Polytube | Yes |  | 2022-06-23 |  | PVC | 1980 | Yes |  | 2022-06-23 |  | Non-lead
001491 | 718 EMMA ST |  | Polytube | Yes |  | 2024-04-03 |  | PVC | 1933 | Yes |  | 2024-04-03 |  | Non-lead
001492 | 1428 WHALTON ST |  | Polytube | Yes |  | 2022-10-18 |  | PVC | 1949 | Yes |  | 2022-10-18 |  | Non-lead
001493 | 1120 GRINNELL ST |  | Polytube | Yes |  | 2023-03-23 |  | PVC | 1943 | Yes |  | 2023-03-23 |  | Non-lead
001494 | 1122 GRINNELL ST |  | Polytube | Yes |  | 2022-10-11 |  | PVC | 1938 | Yes |  | 2022-10-11 |  | Non-lead
001495 | 732 POORHOUSE LN |  | Polytube | Yes |  | 2023-01-25 |  | PVC | 1948 | Yes |  | 2023-01-25 |  | Non-lead
001496 | 1107 FLEMING ST |  | Polytube | Yes |  | 2023-01-03 |  | PVC | 1945 | Yes |  | 2023-01-03 |  | Non-lead
001497 | UNIT A 1119 VARELA ST |  | Polytube | Yes |  | 2023-06-21 |  | PVC | 1942 | Yes |  | 2023-06-21 |  | Non-lead
001498 | 902 FLEMING ST |  | Polytube | Yes |  | 2022-12-02 |  | PVC | 1934 | Yes |  | 2022-12-02 |  | Non-lead
001500 | 2923 SEIDENBERG AVE |  | Copper | Yes |  | 2022-06-10 |  | PVC | 1958 | Yes |  | 2022-06-10 |  | Non-lead
001501 | UP 1101 SIMONTON ST |  | Polytube | Yes |  | 2022-10-31 |  | PVC | 1958 | Yes |  | 2022-10-31 |  | Non-lead
001503 | 912 PACKER ST |  | Polytube | Yes |  | 2022-09-02 |  | PVC | 1928 | Yes |  | 2022-09-02 |  | Non-lead
001504 | APT 1 DOWN 507 WHITEHEAD ST |  | Polytube | Yes |  | 2022-06-02 |  | PVC | 1940 | Yes |  | 2022-06-02 |  | Non-lead
001506 | 819 GEORGIA ST |  | Polytube | Yes |  | 2024-02-16 |  | PVC | 1938 | Yes |  | 2024-02-16 |  | Non-lead
001507 | 1124 EATON ST |  | Copper | Yes |  | 2022-09-15 |  | PVC | 1933 | Yes |  | 2022-09-15 |  | Non-lead
001508 | #A 1301 SOUTH ST |  | Polytube | Yes |  | 2022-10-27 |  | PVC | 1943 | Yes |  | 2022-10-27 |  | Non-lead
001509 | APT A 1304 SEMINARY ST |  | Polytube | Yes |  | 2022-10-31 |  | Polytube | 1938 | Yes |  | 2022-10-31 |  | Non-lead
001510 | 908 PACKER ST |  | Polytube | Yes |  | 2023-03-22 |  | PVC | 1943 | Yes |  | 2023-03-22 |  | Non-lead
001511 | 1711 VON PHISTER ST |  | Polytube | Yes |  | 2022-11-04 |  | PVC | 1943 | Yes |  | 2022-11-04 |  | Non-lead
001512 | APT A 1305 SOUTH ST |  | PVC | Yes |  | 2022-10-27 |  | Copper | 1943 | Yes |  | 2022-10-27 |  | Non-lead
001513 | 1118 CURRY LN |  | Polytube | Yes |  | 2023-01-03 |  | PVC | 1935 | Yes |  | 2023-01-03 |  | Non-lead
001514 | APT 1 DOWN 1201 OLIVIA ST |  | Unknown | Yes |  | 2022-09-07 |  | PVC | 1960 | Yes |  | 2022-09-07 |  | Lead Status Unknown
001515 | 1328 DUNCAN ST |  | Polytube | Yes |  | 2023-10-17 |  | PVC | 1939 | Yes |  | 2023-10-17 |  | Non-lead
001516 | UP 1122 EATON ST |  | Polytube | Yes |  | 2022-09-30 |  | PVC | 1928 | Yes |  | 2022-09-30 |  | Non-lead
001517 | 1300 SEMINARY ST |  | Polytube | Yes |  | 2024-05-14 |  | PVC | 1999 | Yes |  | 2024-05-14 |  | Non-lead
001518 | 1329 DUNCAN ST |  | Polytube | Yes |  | 2022-09-19 |  | PVC | 1939 | Yes |  | 2022-09-19 |  | Non-lead
001519 | 915 EATON ST |  | Polytube | Yes |  | 2024-08-30 |  | PVC | 1928 | Yes |  | 2024-08-30 |  | Non-lead
001520 | 907 TRUMAN AVE |  | Polytube | Yes |  | 2023-03-23 |  | PVC | 1939 | Yes |  | 2023-03-23 |  | Non-lead
001522 | 1310 5TH ST |  | Polytube | Yes |  | 2024-09-16 |  | PVC | 1943 | Yes |  | 2024-09-16 |  | Non-lead
001523 | 114 OLIVIA ST |  | Polytube | Yes |  | 2022-06-10 |  | Copper | 1923 | Yes |  | 2022-06-10 |  | Non-lead
001525 | #1 629 UNITED ST |  | Polytube | No |  |  |  | Polytube | 1965 | No |  |  |  | Non-Lead
001526 | 700 PEARL ST |  | Polytube | Yes |  | 2022-09-22 |  | PVC | 1933 | Yes |  | 2022-09-22 |  | Non-lead
001527 | 1120 CURRY LN |  | Polytube | Yes |  | 2023-01-03 |  | PVC | 1929 | Yes |  | 2023-01-03 |  | Non-lead
001529 | APT 4 906 TRUMAN AVE |  | Polytube | Yes |  | 2023-03-23 |  | PVC | 1933 | Yes |  | 2023-03-23 |  | Non-lead
001531 | 1106 GEORGIA ST |  | Polytube | Yes |  | 2024-06-17 |  | PVC | 1928 | Yes |  | 2024-06-17 |  | Non-lead
001533 | 806 CAROLINE ST |  | PVC | Yes |  | 2023-02-22 |  | Polytube | 1920 | Yes |  | 2023-02-22 |  | Non-lead
001534 | APT REAR 1304 SEMINARY ST |  | Polytube | Yes |  | 2023-03-29 |  | Polytube | 1938 | Yes |  | 2023-03-29 |  | Non-lead
001535 | 217 ANN ST |  | Polytube | Yes |  | 2021-05-17 |  | Polytube | 1942 | Yes |  | 2021-05-17 |  | Non-Lead
001539 | DOWN 425 FRANCES ST |  | Polytube | Yes |  | 2023-02-01 |  | PVC | 1930 | Yes |  | 2023-02-01 |  | Non-lead
001540 | APT 3UP 915 ASHE ST |  | Polytube | Yes |  | 2023-03-10 |  | Copper | 1933 | Yes |  | 2023-03-10 |  | Non-lead
001541 | 1016 EATON ST |  | Polytube | Yes |  | 2024-02-09 |  | PVC | 1933 | Yes |  | 2024-02-09 |  | Non-lead
001542 | 405 FRANCES ST |  | Polytube | Yes |  | 2023-09-11 |  | PVC | 1925 | Yes |  | 2023-09-11 |  | Non-lead
001543 | 623 TRUMAN AVE |  | Polytube | Yes |  | 2023-03-23 |  | Polytube | 1938 | Yes |  | 2023-03-23 |  | Non-lead
001544 | 1313 PINE ST |  | Polytube | Yes |  | 2023-05-04 |  | PVC | 1938 | Yes |  | 2023-05-04 |  | Non-lead
001545 | UP 612 DUVAL ST |  | Polytube | Yes |  | 2023-05-04 |  | PVC | 1933 | Yes |  | 2023-05-04 |  | Non-lead
001546 | 610 DUVAL ST |  | Polytube | Yes |  | 2023-12-06 |  | PVC | 1933 | Yes |  | 2023-12-06 |  | Non-lead
001547 | APT 4 921 CENTER ST |  | Unknown | Yes |  | 2022-10-27 |  | PVC | 1980 | Yes |  | 2022-10-27 |  | Lead Status Unknown
001548 | APT 2 1008 GRINNELL ST |  | Polytube | Yes |  | 2022-06-22 |  | Polytube | 1959 | Yes |  | 2022-06-22 |  | Non-lead
001550 | COMMON AREA 1410 ALBERTA ST |  | Unknown | Yes |  | 2023-10-13 |  | PVC | 1948 | Yes |  | 2023-10-13 |  | Lead Status Unknown
001551 | 641 UNITED ST |  | Polytube | No |  |  |  | Unknown, Non-Lead | 1989 | No |  |  |  | Non-lead
001553 | 629 WILLIAM ST |  | Polytube | Yes |  | 2023-12-05 |  | PVC | 1938 | Yes |  | 2023-12-05 |  | Non-lead
001554 | 1219 WILLIAM ST |  | Polytube | Yes |  | 2024-03-15 |  | PVC | 1933 | Yes |  | 2024-03-15 |  | Non-lead
001555 | 1103 OLIVIA ST |  | Polytube | Yes |  | 2023-03-16 |  | PVC | 1924 | Yes |  | 2023-03-16 |  | Non-lead
001556 | 1315 WILLIAM ST |  | Unknown | Yes |  | 2024-10-04 |  | Unknown | 1948 | Yes |  | 2024-10-04 |  | Lead Status Unknown
001557 | AKA526 714 SIMONTON ST |  | Polytube | Yes |  | 2022-10-31 |  | PVC | 1933 | Yes |  | 2022-10-31 |  | Non-lead
001558 | 522 WILLIAM ST |  | Polytube | Yes |  | 2022-09-16 |  | PVC | 1908 | Yes |  | 2022-09-16 |  | Non-lead
001559 | APT 102 1332 SEMINARY ST |  | Polytube | Yes |  | 2022-10-31 |  | PVC | 1943 | Yes |  | 2022-10-31 |  | Non-lead
001560 | 1210 PACKER ST |  | Polytube | Yes |  | 2024-08-23 |  | PVC | 1943 | Yes |  | 2024-08-23 |  | Non-lead
001561 | APT 101 1332 SEMINARY ST |  | Polytube | Yes |  | 2021-05-20 |  | PVC | 1943 | Yes |  | 2021-05-20 |  | Non-lead
001562 | 124 TAVERN DR |  | Polytube | Yes |  | 2023-01-30 |  | PVC | 1934 | Yes |  | 2023-01-30 |  | Non-lead
001563 | 136 TAVERN DR |  | Polytube | Yes |  | 2023-01-30 |  | PVC | 1945 | Yes |  | 2023-01-30 |  | Non-lead
001564 | WEST 190 ATLANTIC CIR DR |  | Polytube | Yes |  | 2023-01-31 |  | Polytube | 1934 | Yes |  | 2023-01-31 |  | Non-lead
001565 | 140 ATLANTIC CIR DR |  | Polytube | Yes |  | 2023-02-16 |  | PVC | 1959 | Yes |  | 2023-02-16 |  | Non-lead
001566 | 168 LOWE ST |  | Polytube | Yes |  | 2023-01-30 |  | PVC | 1943 | Yes |  | 2023-01-30 |  | Non-lead
001568 | 516 OLIVIA ST |  | Polytube | Yes |  | 2022-10-31 |  | PVC | 1938 | Yes |  | 2022-10-31 |  | Non-lead
001569 | APT COTTAGE 620 DEY ST |  | Polytube | Yes |  | 2022-10-27 |  | PVC | 1925 | Yes |  | 2022-10-27 |  | Non-lead
001570 | LOCATION IRRIGATION 630 DEY ST |  | Polytube | Yes |  | 2022-10-27 |  | PVC | 1933 | Yes |  | 2022-10-27 |  | Non-lead
001571 | 427 CATHERINE ST |  | Polytube | Yes |  | 2023-12-08 |  | PVC | 1923 | Yes |  | 2023-12-08 |  | Non-lead
001572 | 526 CATHERINE ST |  | Polytube | Yes |  | 2023-10-05 |  | PVC | 1938 | Yes |  | 2023-10-05 |  | Non-lead
001573 | #A 1325 SOUTH ST |  | Unknown, Non-Lead | No |  |  |  | No Piping | 1943 | No |  |  |  | Non-lead
001575 | 621 CAROLINE ST |  | Polytube | Yes |  | 2024-02-09 |  | Polytube | 1947 | Yes |  | 2024-02-09 |  | Non-lead
001576 | APT C 417 AMELIA ST |  | Polytube | Yes |  | 2022-06-16 |  | PVC | 1909 | Yes |  | 2022-06-16 |  | Non-lead
001578 | 709 WHITMARSH LN |  | Polytube | Yes |  | 2023-03-06 |  | PVC | 1943 | Yes |  | 2023-03-06 |  | Non-lead
001579 | 723 WASHINGTON ST |  | Polytube | Yes |  | 2023-04-25 |  | PVC | 1953 | Yes |  | 2023-04-25 |  | Non-lead
001580 | 1219 NEWTON ST |  | Polytube | Yes |  | 2023-05-04 |  | PVC | 1938 | Yes |  | 2023-05-04 |  | Non-lead
001581 | #C 701 THOMAS ST |  | Polytube | Yes |  | 2022-07-18 |  | PVC | 1903 | Yes |  | 2022-07-18 |  | Non-lead
001582 | APT B 1320 SEMINARY ST |  | Polytube | Yes |  | 2022-10-31 |  | PVC | 1933 | Yes |  | 2022-10-31 |  | Non-lead
001584 | APT REAR 1216 VARELA ST |  | Polytube | Yes |  | 2023-03-23 |  | PVC | 1938 | Yes |  | 2023-03-23 |  | Non-lead
001585 | 624 FRANCES ST |  | Polytube | Yes |  | 2023-03-15 |  | PVC | 1938 | Yes |  | 2023-03-15 |  | Non-lead
001586 | UNIT 1 1310 CATHERINE ST |  | Unknown, Non-Lead | Yes |  | 2024-08-19 |  | Unknown, Non-Lead | 1989 | Yes |  | 2024-08-19 |  | Non-lead
001587 | APT FRONT 1328 SEMINARY ST |  | Polytube | Yes |  | 2023-12-15 |  | PVC | 1938 | Yes |  | 2023-12-15 |  | Non-lead
001588 | DOWN #1 633 UNITED ST |  | Polytube | Yes |  | 2024-07-12 |  | Polytube | 1938 | Yes |  | 2024-07-12 |  | Non-lead
001589 | APT B 1321 SOUTH ST |  | Polytube | Yes |  | 2022-10-27 |  | PVC | 1943 | Yes |  | 2022-10-27 |  | Non-lead
001590 | 631 UNITED ST |  | Polytube | No |  |  |  | Unknown | 1943 | No |  |  |  | Lead Status Unknown
001591 | APT DOWN 1009 GRINNELL ST |  | Polytube | Yes |  | 2023-03-23 |  | PVC | 1924 | Yes |  | 2023-03-23 |  | Non-lead
001592 | APT A 1321 SOUTH ST |  | Polytube | Yes |  | 2022-10-27 |  | PVC | 1943 | Yes |  | 2022-10-27 |  | Non-lead
001593 | 830 JOHNSON LN |  | Polytube | Yes |  | 2024-04-12 |  | PVC | 1938 | Yes |  | 2024-04-12 |  | Non-lead
001594 | 1017 EATON ST |  | Polytube | Yes |  | 2023-11-03 |  | PVC | 1928 | Yes |  | 2023-11-03 |  | Non-lead
001595 | 822 FRANCES ST |  | Polytube | Yes |  | 2024-08-22 |  | PVC |  | Yes |  | 2024-08-22 |  | Non-lead
001596 | APT A 1329 SOUTH ST |  | Polytube | Yes |  | 2022-10-27 |  | PVC | 1963 | Yes |  | 2022-10-27 |  | Non-lead
001597 | APT FRONT 2229 SEIDENBERG AVE |  | Copper | Yes |  | 2023-04-26 |  | PVC | 1957 | Yes |  | 2023-04-26 |  | Non-lead
001598 | APT B REAR 1328 SEMINARY ST |  | Polytube | Yes |  | 2022-10-31 |  | PVC | 1938 | Yes |  | 2022-10-31 |  | Non-lead
001599 | 1025 CATHERINE ST |  | Polytube | Yes |  | 2023-03-30 |  | PVC | 1948 | Yes |  | 2023-03-30 |  | Non-lead
001600 | 1027 CATHERINE ST |  | Polytube | Yes |  | 2023-01-27 |  | PVC | 1948 | Yes |  | 2023-01-27 |  | Non-lead
001601 | UP 417 ANGELA ST |  | Polytube | Yes |  | 2022-11-18 |  | PVC | 1933 | Yes |  | 2022-11-18 |  | Non-lead
001602 | 1122 FLEMING ST |  | Polytube | Yes |  | 2023-01-03 |  | Copper | 1938 | Yes |  | 2023-01-03 |  | Non-lead
001603 | A & C 923 FLEMING ST |  | Polytube | Yes |  | 2022-12-02 |  | Polytube | 1979 | Yes |  | 2022-12-02 |  | Non-lead
001606 | 6 HAVANA LN |  | Polytube | Yes |  | 2023-03-16 |  | PVC | 1923 | Yes |  | 2023-03-16 |  | Non-lead
001607 | APT B 1329 SOUTH ST |  | Polytube | Yes |  | 2022-10-27 |  | PVC | 1963 | Yes |  | 2022-10-27 |  | Non-lead
001608 | UNIT A 1324 SEMINARY ST |  | Polytube | Yes |  | 2022-10-13 |  | PVC | 1913 | Yes |  | 2022-10-13 |  | Non-lead
001611 | 521 SIMONTON ST |  | Polytube | Yes |  | 2024-06-28 |  | PVC | 1938 | Yes |  | 2024-06-28 |  | Non-lead
001612 | APT B 1324 SEMINARY ST |  | Polytube | Yes |  | 2022-10-31 |  | PVC | 1913 | Yes |  | 2022-10-31 |  | Non-lead
001613 | SCHOOL BOARD 1400 UNITED ST |  | Copper | Yes |  | 2022-08-31 |  | PVC | 1970 | Yes |  | 2022-08-31 |  | Non-lead
001616 | 1435 SIMONTON ST |  | Polytube | Yes |  | 2024-06-13 |  | PVC | 1985 | Yes |  | 2024-06-13 |  | Non-lead
001617 | 627 CAROLINE ST |  | Polytube | Yes |  | 2022-10-27 |  | PVC | 1947 | Yes |  | 2022-10-27 |  | Non-lead
001618 | 1325 SOUTH ST |  | Polytube | Yes |  | 2022-10-27 |  | PVC | 1943 | Yes |  | 2022-10-27 |  | Non-lead
001619 | 420 SIMONTON ST |  | Polytube | Yes |  | 2022-10-31 |  | PVC | 1963 | Yes |  | 2022-10-31 |  | Non-lead
001620 | APT A 1320 SEMINARY ST |  | Polytube | Yes |  | 2022-10-31 |  | PVC | 1933 | Yes |  | 2022-10-31 |  | Non-lead
001621 | 415 UNITED ST |  | Polytube | Yes |  | 2020-07-22 |  | Unknown | 1933 | Yes |  | 2020-07-22 |  | Lead Status Unknown
001624 | APT 4 709 EMMA ST |  | Unknown, Non-Lead | Yes |  | 2024-07-30 |  | Unknown, Non-Lead | 1992 | Yes |  | 2024-07-30 |  | Non-lead
001625 | 730 DUVAL ST |  | Polytube | Yes |  | 2023-05-04 |  | PVC | 1918 | Yes |  | 2023-05-04 |  | Non-lead
001629 | 711 OLIVIA ST |  | Polytube | Yes |  | 2024-06-04 |  | PVC | 1943 | Yes |  | 2024-06-04 |  | Non-lead
001631 | 1116 SEMINARY ST |  | Polytube | Yes |  | 2022-10-31 |  | PVC | 1933 | Yes |  | 2022-10-31 |  | Non-lead
001632 | 1108 GEORGIA ST |  | Polytube | Yes |  | 2023-05-04 |  | Copper | 1948 | Yes |  | 2023-05-04 |  | Non-lead
001634 | 83271 OLD RD |  | Polytube | Yes |  | 2022-06-23 |  | PVC | 1935 | Yes |  | 2022-06-23 |  | Non-lead
001635 | L18 83255 OLD RD |  | Polytube | Yes |  | 2022-10-03 |  | PVC | 1936 | Yes |  | 2022-10-03 |  | Non-lead
001636 | 122 LOWE ST |  | Polytube | Yes |  | 2023-01-30 |  | PVC | 1948 | Yes |  | 2023-01-30 |  | Non-lead
001638 | 3502 GULFVIEW BAYSIDE AVE |  | Polytube | Yes |  | 2023-05-10 |  | PVC | 1961 | Yes |  | 2023-05-10 |  | Non-lead
001639 | 1906 HARRIS AVE |  | Polytube | Yes |  | 2024-02-20 |  | PVC | 1953 | Yes |  | 2024-02-20 |  | Non-lead
001640 | 821 FRANCES ST |  | Polytube | Yes |  | 2023-03-15 |  | Polytube | 1929 | Yes |  | 2023-03-15 |  | Non-lead
001642 | 1712 WASHINGTON ST |  | Copper | Yes |  | 2022-10-14 |  | PVC | 1947 | Yes |  | 2022-10-14 |  | Non-lead
001643 | 1210 SOUTH ST |  | Polytube | Yes |  | 2022-10-27 |  | PVC | 1933 | Yes |  | 2022-10-27 |  | Non-lead
001645 | 936 UNITED ST |  | Polytube | Yes |  | 2023-03-22 |  | PVC | 1965 | Yes |  | 2023-03-22 |  | Non-lead
001646 | 1117 CATHERINE ST |  | Polytube | Yes |  | 2023-03-30 |  | PVC | 1938 | Yes |  | 2023-03-30 |  | Non-lead
001647 | DOWN 1108 OLIVIA ST |  | Unknown | Yes |  | 2023-03-16 |  | PVC | 1933 | Yes |  | 2023-03-16 |  | Lead Status Unknown
001648 | 2230 HARRIS AVE |  | Copper | Yes |  | 2023-04-26 |  | Copper | 1973 | Yes |  | 2023-04-26 |  | Non-lead
001649 | 1421 CATHERINE ST |  | Polytube | Yes |  | 2022-08-29 |  | PVC | 1938 | Yes |  | 2022-08-29 |  | Non-lead
001650 | 709 BAKERS LN |  | Polytube | Yes |  | 2024-02-22 |  | PVC | 1948 | Yes |  | 2024-02-22 |  | Non-lead
001651 | 1307 NEWTON ST |  | Polytube | Yes |  | 2023-05-04 |  | PVC | 1938 | Yes |  | 2023-05-04 |  | Non-lead
001652 | 1403 ALBURY ST |  | Polytube | Yes |  | 2022-08-24 |  | PVC | 1943 | Yes |  | 2022-08-24 |  | Non-lead
001653 | 908 WHITEHEAD ST |  | PVC | Yes |  | 2022-07-05 |  | PVC | 1923 | Yes |  | 2022-07-05 |  | Non-lead
001656 | 1417 CATHERINE ST |  | Polytube | Yes |  | 2022-08-29 |  | PVC | 1938 | Yes |  | 2022-08-29 |  | Non-lead
001657 | PIGEON KEY PH28 MASTER TAP 78 MM47 OVERSEAS HWY |  | Stainless | Yes |  | 2022-07-15 |  | Stainless | 1909 | Yes |  | 2022-07-15 |  | Non-lead
001658 | 1029 TRUMAN AVE |  | Unknown, Non-Lead | No |  |  |  | No Piping | 1964 | No |  |  |  | Non-lead
001659 | 1513 SOUTH ST |  | Polytube | Yes |  | 2022-10-27 |  | PVC | 1979 | Yes |  | 2022-10-27 |  | Non-lead
001662 | 1301 SOUTH ST |  | Polytube | Yes |  | 2022-10-27 |  | Polytube | 1943 | Yes |  | 2022-10-27 |  | Non-lead
001663 | 1831 HARRIS AVE |  | Polytube | Yes |  | 2022-08-16 |  | Copper | 1947 | Yes |  | 2022-08-16 |  | Non-lead
001664 | 1019 WHITEHEAD ST |  | Polytube | Yes |  | 2023-06-30 |  | PVC | 1928 | Yes |  | 2023-06-30 |  | Non-lead
001665 | 706 ASHE ST |  | Polytube | Yes |  | 2023-03-10 |  | PVC | 1933 | Yes |  | 2023-03-10 |  | Non-lead
001666 | DOWN #2 919 WHITE ST |  | Copper | Yes |  | 2024-07-12 |  | PVC | 1943 | Yes |  | 2024-07-12 |  | Non-lead
001671 | SPC HOUSE 604 TRUMAN AVE |  | Polytube | Yes |  | 2022-08-10 |  | Polytube | 2003 | Yes |  | 2022-08-10 |  | Non-lead
001672 | 2803 HARRIS AVE |  | Polytube | Yes |  | 2022-06-17 |  | PVC | 1953 | Yes |  | 2022-06-17 |  | Non-lead
001673 | 2903 SEIDENBERG AVE |  | Copper | Yes |  | 2022-06-02 |  | PVC | 1948 | Yes |  | 2022-06-02 |  | Non-lead
001674 | APT 2 UP 633 UNITED ST |  | Polytube | Yes |  | 2019-04-03 |  | Polytube | 1938 | Yes |  | 2019-04-03 |  | Non-Lead
001675 | 825 SOUTHARD ST |  | Polytube | Yes |  | 2023-03-06 |  | PVC | 1950 | Yes |  | 2023-03-06 |  | Non-lead
001676 | 1021 WATSON ST |  | Polytube | Yes |  | 2024-06-17 |  | PVC | 1940 | Yes |  | 2024-06-17 |  | Non-lead
001677 | APT A 1400 ALBERTA ST |  | Polytube | Yes |  | 2023-04-24 |  | PVC | 1983 | Yes |  | 2023-04-24 |  | Non-lead
001678 | APT DOWN A 1017 WHITE ST |  | Polytube | Yes |  | 2023-03-23 |  | PVC | 1924 | Yes |  | 2023-03-23 |  | Non-lead
001679 | 1218 LEON ST |  | Polytube | Yes |  | 2022-09-22 |  | PVC | 1963 | Yes |  | 2022-09-22 |  | Non-lead
001680 | 1115 CATHERINE ST |  | Polytube | Yes |  | 2023-03-30 |  | PVC | 1933 | Yes |  | 2023-03-30 |  | Non-lead
001681 | FRONT 733 OLIVIA ST |  | Polytube | Yes |  | 2024-04-26 |  | PVC | 1933 | Yes |  | 2024-04-26 |  | Non-lead
001682 | 506 FLEMING ST |  | Unknown, Non-Lead | Yes |  | 2021-08-27 |  | PVC | 1995 | Yes |  | 2021-08-27 |  | Non-lead
001683 | 808 ELIZABETH ST |  | Unknown | Yes |  | 2023-01-03 |  | PVC | 1938 | Yes |  | 2023-01-03 |  | Lead Status Unknown
001684 | 1125 WHITEHEAD ST |  | Polytube | Yes |  | 2022-07-05 |  | PVC | 1928 | Yes |  | 2022-07-05 |  | Non-lead
001685 | 619 ASHE ST |  | Polytube | Yes |  | 2023-03-10 |  | PVC | 1937 | Yes |  | 2023-03-10 |  | Non-lead
001686 | MM 91 7 US1 WEST |  | Unknown, Non-Lead | No |  |  |  | No Piping | Vacant | No |  |  |  | Non-lead
001689 | 724 ASHE ST |  | Polytube | Yes |  | 2023-03-10 |  | PVC | 1913 | Yes |  | 2023-03-10 |  | Non-lead
001690 | 1003 SEMINARY ST |  | Polytube | Yes |  | 2022-10-31 |  | PVC | 1943 | Yes |  | 2022-10-31 |  | Non-lead
001691 | APT DOWN 410 VIRGINIA ST |  | Polytube | Yes |  | 2022-06-27 |  | PVC | 1969 | Yes |  | 2022-06-27 |  | Non-lead
001692 | APT UP 2 408 VIRGINIA ST |  | Polytube | Yes |  | 2023-12-08 |  | PVC | 1938 | Yes |  | 2023-12-08 |  | Non-lead
001693 | 411 VIRGINIA ST |  | Polytube | Yes |  | 2022-06-27 |  | PVC | 1938 | Yes |  | 2022-06-27 |  | Non-lead
001694 | APT B 923 FLEMING ST |  | Polytube | Yes |  | 2022-12-02 |  | Polytube | 1929 | Yes |  | 2022-12-02 |  | Non-lead
001695 | REAR 923 FLEMING ST |  | Polytube | Yes |  | 2024-04-11 |  | PVC | 1933 | Yes |  | 2024-04-11 |  | Non-lead
001697 | 608 ASHE ST |  | Polytube | Yes |  | 2023-03-10 |  | PVC | 1924 | Yes |  | 2023-03-10 |  | Non-lead
001698 | 922 FLEMING ST |  | Polytube | Yes |  | 2022-12-02 |  | PVC | 1928 | Yes |  | 2022-12-02 |  | Non-lead
001699 | 520 WILLIAM ST |  | Polytube | Yes |  | 2023-01-04 |  | PVC | 1933 | Yes |  | 2023-01-04 |  | Non-lead
001700 | 1218 PACKER ST |  | PVC | Yes |  | 2023-03-22 |  | PVC | 1933 | Yes |  | 2023-03-22 |  | Non-lead
001701 | 1316 VIRGINIA ST |  | Polytube | Yes |  | 2022-06-22 |  | PVC | 1940 | Yes |  | 2022-06-22 |  | Non-lead
001702 | REAR 822 FLEMING ST |  | Polytube | Yes |  | 2024-06-10 |  | PVC | 1915 | Yes |  | 2024-06-10 |  | Non-lead
001703 | REAR 822 FLEMING ST |  | Polytube | Yes |  | 2022-12-02 |  | PVC | 1915 | Yes |  | 2022-12-02 |  | Non-lead
001704 | 1023 GRINNELL ST |  | Polytube | Yes |  | 2023-06-07 |  | PVC | 1928 | Yes |  | 2023-06-07 |  | Non-lead
001705 | 709 WHITEHEAD ST |  | Polytube | Yes |  | 2024-06-10 |  | Polytube | 1933 | Yes |  | 2024-06-10 |  | Non-lead
001706 | 1423 ELIZA ST |  | Polytube | Yes |  | 2022-05-13 |  | PVC | 1938 | Yes |  | 2022-05-13 |  | Non-lead
001707 | 207 JULIA ST |  | Polytube | Yes |  | 2024-02-09 |  | PVC | 1949 | Yes |  | 2024-02-09 |  | Non-lead
001708 | 205 JULIA ST |  | Polytube | Yes |  | 2022-06-23 |  | Polytube | 1923 | Yes |  | 2022-06-23 |  | Non-lead
001709 | 623 DUVAL ST |  | Unknown, Non-Lead | Yes |  | 2021-03-15 |  | Unknown, Non-Lead | 1996 | Yes |  | 2021-03-15 |  | Non-lead
001710 | 609 WHITEHEAD ST |  | Polytube | Yes |  | 2022-06-02 |  | PVC | 1938 | Yes |  | 2022-06-02 |  | Non-lead
001711 | 405 SOUTH ST |  | Polytube | Yes |  | 2022-09-26 |  | PVC | 1948 | Yes |  | 2022-09-26 |  | Non-lead
001712 | 1601 SEMINARY ST |  | Unknown | Yes |  | 2024-01-26 |  | Unknown | 1968 | Yes |  | 2024-01-26 |  | Lead Status Unknown
001713 | 1113 CATHERINE ST |  | Polytube | Yes |  | 2023-03-30 |  | PVC | 1933 | Yes |  | 2023-03-30 |  | Non-lead
001714 | 213 JULIA ST |  | Polytube | Yes |  | 2022-07-25 |  | Copper | 1949 | Yes |  | 2022-07-25 |  | Non-lead
001715 | 404 VIRGINIA ST |  | Polytube | Yes |  | 2022-06-27 |  | PVC | 1948 | Yes |  | 2022-06-27 |  | Non-lead
001717 | 500 TRUMAN AVE |  | Polytube | Yes |  | 2022-09-26 |  | PVC | 1944 | Yes |  | 2022-09-26 |  | Non-lead
001719 | 519 CATHERINE ST |  | Polytube | Yes |  | 2023-05-04 |  | Polytube | 1938 | Yes |  | 2023-05-04 |  | Non-lead
001720 | 1118 SOUTHARD ST |  | Polytube | Yes |  | 2023-01-04 |  | PVC | 1934 | Yes |  | 2023-01-04 |  | Non-lead
001721 | 824 JOHNSON LN |  | Polytube | Yes |  | 2024-04-12 |  | PVC | 1938 | Yes |  | 2024-04-12 |  | Non-lead
001722 | 708 BAKERS LN |  | Polytube | Yes |  | 2023-02-14 |  | PVC | 1972 | Yes |  | 2023-02-14 |  | Non-lead
001723 | 515 FRANCES ST |  | Polytube | Yes |  | 2024-01-26 |  | PVC | 1933 | Yes |  | 2024-01-26 |  | Non-lead
001724 | 1413 ALBURY ST |  | Polytube | Yes |  | 2022-08-24 |  | PVC | 1934 | Yes |  | 2022-08-24 |  | Non-lead
001725 | 415 VIRGINIA ST |  | Polytube | Yes |  | 2022-06-27 |  | PVC | 1928 | Yes |  | 2022-06-27 |  | Non-lead
001726 | 720 GALVESTON LN |  | Polytube | Yes |  | 2023-03-06 |  | PVC | 1964 | Yes |  | 2023-03-06 |  | Non-lead
001728 | 1320 VIRGINIA ST |  | Polytube | Yes |  | 2022-02-11 |  | Copper | 1948 | Yes |  | 2022-02-11 |  | Non-lead
001729 | 616 ASHE ST |  | Polytube | Yes |  | 2023-03-10 |  | PVC | 1933 | Yes |  | 2023-03-10 |  | Non-lead
001730 | APT DOWN 512 CATHERINE ST |  | Polytube | Yes |  | 2023-05-16 |  | PVC |  | Yes |  | 2023-05-16 |  | Non-lead
001731 | 1122 VIRGINIA ST |  | Polytube | Yes |  | 2023-03-23 |  | PVC | 1928 | Yes |  | 2023-03-23 |  | Non-lead
001732 | FRONT 910 ELIZABETH ST |  | Polytube | Yes |  | 2023-01-03 |  | PVC | 1943 | Yes |  | 2023-01-03 |  | Non-lead
001733 | 728 PASSOVER LN |  | PVC | Yes |  | 2023-02-01 |  | PVC | 1928 | Yes |  | 2023-02-01 |  | Non-lead
001734 | 819 WHITE ST |  | Polytube | Yes |  | 2022-09-09 |  | PVC | 1938 | Yes |  | 2022-09-09 |  | Non-lead
001735 | 1130 DUVAL ST |  | Polytube | Yes |  | 2023-05-04 |  | PVC | 1948 | Yes |  | 2023-05-04 |  | Non-lead
001736 | 814 EATON ST |  | Polytube | Yes |  | 2024-06-05 |  | PVC | 1983 | Yes |  | 2024-06-05 |  | Non-lead
001737 | 2928 SEIDENBERG AVE |  | Polytube | Yes |  | 2022-06-02 |  | Copper | 1953 | Yes |  | 2022-06-02 |  | Non-lead
001738 | 713 WHITEHEAD ST |  | Polytube | No |  |  |  | PVC | 1995 | No |  |  |  | Non-lead
001739 | APT UP 1306 VIRGINIA ST |  | Polytube | Yes |  | 2023-07-27 |  | PVC | 1928 | Yes |  | 2023-07-27 |  | Non-lead
001740 | #FRNT 517 LOUISA ST |  | Polytube | Yes |  | 2022-09-26 |  | PVC | 1928 | Yes |  | 2022-09-26 |  | Non-lead
001741 | 1317 OLIVIA ST |  | CAST IRON | Yes |  | 2018-10-15 |  | Polytube | 2018 | Yes |  | 2018-10-15 |  | Non-lead
001742 | 1305 TRUMAN AVE |  | Polytube | Yes |  | 2023-06-23 |  | PVC | 1948 | Yes |  | 2023-06-23 |  | Non-lead
001743 | 1029 CATHERINE ST |  | Polytube | Yes |  | 2024-06-12 |  | PVC | 1963 | Yes |  | 2024-06-12 |  | Non-lead
001745 | 518 SOUTHARD ST |  | Polytube | Yes |  | 2024-09-05 |  | Copper | 1953 | Yes |  | 2024-09-05 |  | Non-lead
001746 | 624 LOUISA ST |  | Polytube | Yes |  | 2024-08-09 |  | PVC | 1933 | Yes |  | 2024-08-09 |  | Non-lead
001747 | UNIT 2 REAR 905 WHITE ST |  | Copper | Yes |  | 2024-06-11 |  | PVC | 1938 | Yes |  | 2024-06-11 |  | Non-lead
001748 | UNIT 5 907 WHITE ST |  | Polytube | Yes |  | 2022-09-08 |  | Copper | 1938 | Yes |  | 2022-09-08 |  | Non-lead
001749 | APT 1 1710 FLAGLER AVE |  | Polytube | Yes |  | 2022-08-26 |  | Polytube | 1939 | Yes |  | 2022-08-26 |  | Non-lead
001751 | 540 WHITE ST |  | Polytube | Yes |  | 2024-05-16 |  | PVC | 1933 | Yes |  | 2024-05-16 |  | Non-lead
001752 | 420 FLEMING ST |  | Polytube | Yes |  | 2022-09-26 |  | PVC | 1943 | Yes |  | 2022-09-26 |  | Non-lead
001753 | 422 FLEMING ST |  | Polytube | Yes |  | 2022-09-26 |  | PVC | 1943 | Yes |  | 2022-09-26 |  | Non-lead
001754 | 921 WHITE ST |  | Polytube | Yes |  | 2022-06-21 |  | Polytube | 1943 | Yes |  | 2022-06-21 |  | Non-lead
001755 | 801 FORT ST/111 OLIVIA ST |  | Polytube | Yes |  | 2022-07-13 |  | PVC | 1967 | Yes |  | 2022-07-13 |  | Non-lead
001756 | 613 EATON ST |  | Polytube | Yes |  | 2023-03-06 |  | PVC | 1945 | Yes |  | 2023-03-06 |  | Non-lead
001758 | #1 UP 900 DUVAL ST |  | Polytube | Yes |  | 2023-05-04 |  | PVC | 1938 | Yes |  | 2023-05-04 |  | Non-lead
001760 | STORE DOWN 802 DUVAL ST |  | PVC | Yes |  | 2024-03-01 |  | PVC | 1919 | Yes |  | 2024-03-01 |  | Non-lead
001761 | APT 2 UP 802 DUVAL ST |  | PVC | Yes |  | 2023-05-04 |  | PVC | 1919 | Yes |  | 2023-05-04 |  | Non-lead
001762 | APT 3 UP 802 DUVAL ST |  | PVC | Yes |  | 2023-05-04 |  | PVC | 1919 | Yes |  | 2023-05-04 |  | Non-lead
001763 | APT 1A 800 DUVAL ST |  | PVC | Yes |  | 2023-05-04 |  | PVC | 1919 | Yes |  | 2023-05-04 |  | Non-lead
001764 | 1119 WATSON ST |  | Unknown, Non-Lead | No |  |  |  | No Piping | 1953 | No |  |  |  | Non-lead
001765 | APT REAR 513 MARGARET ST |  | Polytube | Yes |  | 2023-02-01 |  | PVC | 1933 | Yes |  | 2023-02-01 |  | Non-lead
001766 | 800 UNITED ST |  | Polytube | Yes |  | 2020-12-21 |  | Unknown | 1960 | Yes |  | 2020-12-21 |  | Lead Status Unknown
001768 | 5100 COLLEGE RD |  | Polytube | Yes |  | 2021-03-31 |  | PVC | 2003 | Yes |  | 2021-03-31 |  | Non-lead
001769 | LOCATION FIRE MUSEUM 1026 GRINNELL ST |  | Ductile Iron | Yes |  | 2023-03-23 |  | Ductile Iron | 1948 | Yes |  | 2023-03-23 |  | Non-lead
001770 | 723 WHITEHEAD ST |  | Polytube | Yes |  | 2022-06-02 |  | PVC | 1933 | Yes |  | 2022-06-02 |  | Non-lead
001771 | 514 ELIZABETH ST |  | Polytube | Yes |  | 2023-02-16 |  | PVC | 1923 | Yes |  | 2023-02-16 |  | Non-lead
001772 | 1019 WATSON ST |  | Polytube | Yes |  | 2023-03-20 |  | PVC | 1943 | Yes |  | 2023-03-20 |  | Non-lead
001773 | 1307 PETRONIA ST |  | Polytube | Yes |  | 2022-09-19 |  | PVC | 1938 | Yes |  | 2022-09-19 |  | Non-lead
001775 | 518 FRANCES ST |  | Polytube | Yes |  | 2023-02-01 |  | PVC | 1933 | Yes |  | 2023-02-01 |  | Non-lead
001776 | 101 DUVAL ST |  | Polytube | No |  |  |  | Polytube | 1994 | No |  |  |  | Non-Lead
001777 | FRONT 824 ELIZABETH ST |  | Polytube | Yes |  | 2023-01-03 |  | PVC | 1923 | Yes |  | 2023-01-03 |  | Non-lead
001778 | 1206 SOUTH ST |  | Polytube | Yes |  | 2022-10-27 |  | PVC | 1938 | Yes |  | 2022-10-27 |  | Non-lead
001779 | 1314 PINE ST |  | Polytube | Yes |  | 2023-05-04 |  | Polytube | 1933 | Yes |  | 2023-05-04 |  | Non-lead
001781 | 907 GEORGIA ST |  | Polytube | Yes |  | 2023-05-04 |  | PVC | 1938 | Yes |  | 2023-05-04 |  | Non-lead
001782 | 1021 CATHERINE ST |  | Polytube | Yes |  | 2023-03-30 |  | PVC | 1963 | Yes |  | 2023-03-30 |  | Non-lead
001783 | 1023 CATHERINE ST |  | Polytube | Yes |  | 2023-03-30 |  | PVC | 1948 | Yes |  | 2023-03-30 |  | Non-lead
001785 | 732 OLIVIA ST |  | Polytube | Yes |  | 2023-10-05 |  | PVC | 1938 | Yes |  | 2023-10-05 |  | Non-lead
001787 | 1110 OLIVIA ST |  | Polytube | Yes |  | 2023-03-16 |  | PVC | 1938 | Yes |  | 2023-03-16 |  | Non-lead
001788 | 1112 OLIVIA ST |  | Polytube | Yes |  | 2023-03-16 |  | PVC | 1943 | Yes |  | 2023-03-16 |  | Non-lead
001789 | IRRIGATION 7 ARONOVITZ LN |  | Unknown | Yes |  | 2024-06-27 |  | Unknown | 1924 | Yes |  | 2024-06-27 |  | Lead Status Unknown
001792 | 601 GREENE ST |  | Polytube | Yes |  | 2017-05-22 |  | None | 2017 | Yes |  | 2017-05-22 |  | Non-lead
001793 | 2919 HARRIS AVE |  | Polytube | Yes |  | 2024-04-30 |  | PVC | 1953 | Yes |  | 2024-04-30 |  | Non-lead
001794 | 1105 VIRGINIA ST |  | Polytube | Yes |  | 2023-03-23 |  | PVC | 1966 | Yes |  | 2023-03-23 |  | Non-lead
001795 | 523 LOUISA ST |  | Polytube | Yes |  | 2022-09-26 |  | PVC | 1928 | Yes |  | 2022-09-26 |  | Non-lead
001796 | 632 WHITEHEAD ST |  | Polytube | Yes |  | 2024-08-06 |  | PVC | 1928 | Yes |  | 2024-08-06 |  | Non-lead
001797 | 1017 WASHINGTON ST |  | Polytube | Yes |  | 2022-10-14 |  | Polytube | 1953 | Yes |  | 2022-10-14 |  | Non-Lead
001798 | CORN GREENE & ELIZABETH ST |  | Polytube | Yes |  | 2022-10-28 |  | PVC | 1971 | Yes |  | 2022-10-28 |  | Non-lead
001799 | 1404 PETRONIA ST |  | Polytube | Yes |  | 2022-09-19 |  | PVC | 1943 | Yes |  | 2022-09-19 |  | Non-lead
001800 | APT UP REAR 326 SOUTHARD ST |  | Polytube | Yes |  | 2022-12-02 |  | PVC | 1954 | Yes |  | 2022-12-02 |  | Non-lead
001801 | 512 ANGELA ST |  | Polytube | Yes |  | 2022-11-18 |  | Unknown | 1943 | Yes |  | 2022-11-18 |  | Lead Status Unknown
001802 | 1214 VARELA ST |  | Polytube | Yes |  | 2023-03-23 |  | PVC | 1942 | Yes |  | 2023-03-23 |  | Non-lead
001803 | 1017 WATSON ST |  | Polytube | Yes |  | 2023-03-20 |  | PVC | 1933 | Yes |  | 2023-03-20 |  | Non-lead
001804 | 615 1/2 WHITEHEAD ST |  | Polytube | Yes |  | 2022-06-02 |  | PVC | 1920 | Yes |  | 2022-06-02 |  | Non-lead
001805 | 313 AMELIA ST |  | Polytube | Yes |  | 2022-06-16 |  | PVC | 1933 | Yes |  | 2022-06-16 |  | Non-lead
001806 | 1118 WATSON ST |  | Polytube | Yes |  | 2023-03-20 |  | Copper | 1933 | Yes |  | 2023-03-20 |  | Non-lead
001807 | 529 GRINNELL ST |  | Polytube | Yes |  | 2023-02-02 |  | PVC | 1928 | Yes |  | 2023-02-02 |  | Non-lead
001809 | 523 ELIZABETH ST |  | Polytube | Yes |  | 2023-05-11 |  | PVC | 1938 | Yes |  | 2023-05-11 |  | Non-lead
001810 | 512 DUVAL ST |  | Unknown, Non-Lead | Yes |  | 2022-12-16 |  | Ductile Iron | 2011 | Yes |  | 2022-12-16 |  | Non-lead
001812 | APT UP REAR 524 ELIZABETH ST |  | Polytube | Yes |  | 2023-02-16 |  | PVC | 1874 | Yes |  | 2023-02-16 |  | Non-lead
001813 | 1118 CATHERINE ST |  | Polytube | Yes |  | 2023-03-30 |  | PVC | 1948 | Yes |  | 2023-03-30 |  | Non-lead
001814 | 101 ANN ST |  | Polytube | Yes |  | 2022-12-02 |  | PVC | 1948 | Yes |  | 2022-12-02 |  | Non-lead
001815 | 511 MARGARET ST |  | Polytube | Yes |  | 2023-10-20 |  | Polytube | 1933 | Yes |  | 2023-10-20 |  | Non-lead
001816 | 811 SIMONTON ST |  | Polytube | Yes |  | 2022-10-31 |  | PVC | 1933 | Yes |  | 2022-10-31 |  | Non-lead
001817 | 1119 GRINNELL ST |  | Polytube | Yes |  | 2023-03-23 |  | PVC | 1938 | Yes |  | 2023-03-23 |  | Non-lead
001818 | 3001 FLAGLER AVE |  | Polytube | Yes |  | 2024-03-21 |  | PVC | 1945 | Yes |  | 2024-03-21 |  | Non-lead
001819 | 322 DUVAL ST |  | Unknown | Yes |  | 2022-11-30 |  | Unknown | 1830 | Yes |  | 2022-11-30 |  | Lead Status Unknown
001820 | 1405 WHALTON ST |  | Polytube | Yes |  | 2023-06-30 |  | PVC | 1943 | Yes |  | 2023-06-30 |  | Non-lead
001821 | 3005 FLAGLER AVE |  | Polytube | Yes |  | 2023-05-04 |  | PVC | 1958 | Yes |  | 2023-05-04 |  | Non-lead
001822 | 2911 SEIDENBERG AVE |  | Polytube | Yes |  | 2022-06-02 |  | PVC | 1953 | Yes |  | 2022-06-02 |  | Non-lead
001823 | 2924 SEIDENBERG AVE |  | Polytube | Yes |  | 2022-06-02 |  | Copper | 1953 | Yes |  | 2022-06-02 |  | Non-lead
001824 | 2912 SEIDENBERG AVE |  | Polytube | Yes |  | 2022-08-10 |  | Copper | 1953 | Yes |  | 2022-08-10 |  | Non-lead
001825 | 1315 NEWTON ST |  | Polytube | Yes |  | 2024-07-12 |  | PVC | 1943 | Yes |  | 2024-07-12 |  | Non-lead
001826 | 1502 UNITED ST |  | Polytube | Yes |  | 2022-09-02 |  | Copper | 1933 | Yes |  | 2022-09-02 |  | Non-lead
001827 | 2911 HARRIS AVE |  | Copper | Yes |  | 2022-07-20 |  | PVC | 1958 | Yes |  | 2022-07-20 |  | Non-lead
001828 | APT 1 UP 419 WILLIAM ST |  | Polytube | Yes |  | 2023-01-04 |  | Copper | 1933 | Yes |  | 2023-01-04 |  | Non-lead
001829 | 2916 SEIDENBERG AVE |  | Polytube | Yes |  | 2022-06-02 |  | PVC | 1958 | Yes |  | 2022-06-02 |  | Non-lead
001830 | 3031 FLAGLER AVE |  | Polytube | Yes |  | 2024-02-23 |  | PVC | 1958 | Yes |  | 2024-02-23 |  | Non-lead
001831 | 506 BAHAMA ST |  | Polytube | Yes |  | 2022-11-30 |  | Copper | 1930 | Yes |  | 2022-11-30 |  | Non-lead
001832 | 3051 FLAGLER AVE |  | Polytube | Yes |  | 2023-05-04 |  | PVC | 1953 | Yes |  | 2023-05-04 |  | Non-lead
001833 | 911 VIRGINIA ST |  | Polytube | Yes |  | 2023-03-23 |  | PVC | 1963 | Yes |  | 2023-03-23 |  | Non-lead
001834 | 2928 HARRIS AVE |  | Copper | Yes |  | 2022-10-18 |  | PVC | 1958 | Yes |  | 2022-10-18 |  | Non-lead
001835 | 1303 WHITEHEAD ST |  | Polytube | Yes |  | 2022-07-05 |  | PVC | 1938 | Yes |  | 2022-07-05 |  | Non-lead
001836 | 2908 HARRIS AVE |  | Stainless | Yes |  | 2025-04-02 |  | PVC | 1958 | Yes |  | 2022-07-21 |  | Non-lead
001837 | 2915 HARRIS AVE |  | Copper | Yes |  | 2022-07-20 |  | PVC | 1958 | Yes |  | 2022-07-20 |  | Non-lead
001838 | 1125 ANGELA ST |  | Polytube | Yes |  | 2023-10-19 |  | PVC | 1933 | Yes |  | 2023-10-19 |  | Non-lead
001839 | 2912 HARRIS AVE |  | Copper | Yes |  | 2022-07-21 |  | Polytube | 1968 | Yes |  | 2022-07-21 |  | Non-lead
001840 | 2812 STAPLES AVE |  | Polytube | Yes |  | 2024-08-26 |  | PVC | 1953 | Yes |  | 2024-08-26 |  | Non-lead
001842 | APT 5 UP 733 WHITEHEAD ST |  | Polytube | Yes |  | 2022-06-02 |  | PVC | 1933 | Yes |  | 2022-06-02 |  | Non-lead
001843 | 723 OLIVIA ST |  | Polytube | Yes |  | 2023-01-10 |  | PVC | 1938 | Yes |  | 2023-01-10 |  | Non-lead
001844 | 826 WHITE ST |  | Polytube | Yes |  | 2022-09-09 |  | PVC | 1931 | Yes |  | 2022-09-09 |  | Non-lead
001845 | 824 WHITE ST |  | Polytube | Yes |  | 2022-09-09 |  | PVC | 1933 | Yes |  | 2022-09-09 |  | Non-lead
001846 | 506 PETRONIA ST |  | Polytube | Yes |  | 2022-10-31 |  | PVC | 1948 | Yes |  | 2022-10-31 |  | Non-lead
001847 | 1107 OLIVIA ST |  | Polytube | Yes |  | 2023-03-16 |  | PVC | 1928 | Yes |  | 2023-03-16 |  | Non-lead
001848 | 725 EMMA ST |  | Polytube | Yes |  | 2023-05-04 |  | PVC | 1933 | Yes |  | 2023-05-04 |  | Non-lead
001849 | 256 TARPON ST |  | Polytube | Yes |  | 2023-02-06 |  | PVC | 1940 | Yes |  | 2023-02-06 |  | Non-lead
001850 | TR19 83261 OLD HWY |  | Polytube | Yes |  | 2022-06-23 |  | PVC | 1961 | Yes |  | 2022-06-23 |  | Non-lead
001851 | TR22 83249 OLD RD |  | Polytube | Yes |  | 2023-03-21 |  | PVC | 1936 | Yes |  | 2023-03-21 |  | Non-lead
001852 | APT 4 617 FLEMING ST |  | Polytube | Yes |  | 2023-03-06 |  | PVC | 1933 | Yes |  | 2023-03-06 |  | Non-lead
001853 | APT 1 623 FLEMING ST |  | Unknown, Non-Lead | No |  |  |  | No Piping | 1933 | No |  |  |  | Non-lead
001854 | APT 6 617 FLEMING ST |  | Polytube | Yes |  | 2023-03-06 |  | PVC | 1933 | Yes |  | 2023-03-06 |  | Non-lead
001855 | APT 9 617 FLEMING ST |  | Polytube | Yes |  | 2023-10-04 |  | PVC | 1933 | Yes |  | 2023-10-04 |  | Non-lead
001856 | #2 623 FLEMING ST |  | Unknown, Non-Lead | No |  |  |  | No Piping | 1933 | No |  |  |  | Non-lead
001857 | 2923 HARRIS AVE |  | Polytube | Yes |  | 2022-07-20 |  | PVC | 1953 | Yes |  | 2022-07-20 |  | Non-lead
001858 | 3015 FLAGLER AVE |  | Polytube | Yes |  | 2023-05-04 |  | PVC | 1958 | Yes |  | 2023-05-04 |  | Non-lead
001859 | 806 VIRGINIA ST |  | Polytube | Yes |  | 2023-03-23 |  | PVC | 1950 | Yes |  | 2023-03-23 |  | Non-lead
001860 | 1024 PACKER ST |  | Polytube | Yes |  | 2023-03-22 |  | PVC | 1948 | Yes |  | 2023-03-22 |  | Non-lead
001861 | 901 GRINNELL ST |  | Polytube | Yes |  | 2024-06-13 |  | PVC | 1948 | Yes |  | 2024-06-13 |  | Non-lead
001862 | 2907 HARRIS AVE |  | Polytube | Yes |  | 2024-08-27 |  | Polytube | 1953 | Yes |  | 2024-08-27 |  | Non-lead
001863 | 1419 PETRONIA ST |  | Polytube | Yes |  | 2022-09-19 |  | Polytube | 1933 | Yes |  | 2022-09-19 |  | Non-lead
001864 | 822 DUVAL ST |  | Unknown, Non-Lead | Yes |  | 2022-10-22 |  | No Piping | 1928 | Yes |  | 2022-10-22 |  | Non-lead
001865 | 1107 THOMAS ST |  | Polytube | Yes |  | 2024-02-09 |  | PVC | 1938 | Yes |  | 2024-02-09 |  | Non-lead
001866 | 1427 VERNON AVE |  | Polytube | Yes |  | 2023-04-25 |  | PVC | 1953 | Yes |  | 2023-04-25 |  | Non-lead
001867 | 814 CAREY LN |  | Polytube | Yes |  | 2024-06-05 |  | PVC | 1970 | Yes |  | 2024-06-05 |  | Non-lead
001868 | 1411 ELIZA ST |  | Polytube | Yes |  | 2022-08-11 |  | PVC | 1933 | Yes |  | 2022-08-11 |  | Non-lead
001870 | APT D & E 709 WINDSOR LN |  | Polytube | Yes |  | 2024-06-05 |  | PVC | 1933 | Yes |  | 2024-06-05 |  | Non-lead
001871 | 1405 OLIVIA ST |  | Polytube | Yes |  | 2022-09-19 |  | PVC | 1948 | Yes |  | 2022-09-19 |  | Non-lead
001872 | 3021 FLAGLER AVE |  | Polytube | Yes |  | 2024-09-17 |  | PVC | 1953 | Yes |  | 2024-09-17 |  | Non-lead
001873 | 1211 SOUTH ST |  | Polytube | Yes |  | 2024-07-10 |  | PVC | 1938 | Yes |  | 2024-07-10 |  | Non-lead
001874 | 1407 OLIVIA ST |  | Unknown | Yes |  | 2022-09-07 |  | Unknown | 1938 | Yes |  | 2022-09-07 |  | Lead Status Unknown
001875 | APT C REAR 709 WINDSOR LN |  | Polytube | Yes |  | 2023-02-01 |  | Polytube | 1933 | Yes |  | 2023-02-01 |  | Non-lead
001876 | 1318 VIRGINIA ST |  | Polytube | Yes |  | 2022-08-31 |  | Copper | 1943 | Yes |  | 2022-08-31 |  | Non-lead
001877 | 2908 SEIDENBERG AVE |  | Copper | Yes |  | 2022-08-11 |  | Copper | 1958 | Yes |  | 2022-08-11 |  | Non-lead
001878 | 613 OLIVIA ST |  | Polytube | Yes |  | 2023-01-10 |  | PVC | 1933 | Yes |  | 2023-01-10 |  | Non-lead
001879 | 3532 DUCK AVE |  | Polytube | Yes |  | 2024-09-27 |  | PVC | 1953 | Yes |  | 2024-09-27 |  | Non-lead
001880 | 1419 ELIZA ST |  | Polytube | Yes |  | 2022-10-18 |  | PVC | 1938 | Yes |  | 2022-10-18 |  | Non-lead
001881 | APT FRONT 714 EMMA ST |  | Polytube | Yes |  | 2023-05-04 |  | PVC | 1938 | Yes |  | 2023-05-04 |  | Non-lead
001882 | 926 VIRGINIA ST |  | Polytube | Yes |  | 2023-03-23 |  | PVC | 1943 | Yes |  | 2023-03-23 |  | Non-lead
001883 | 1033 CATHERINE ST |  | Unknown, Non-Lead | No |  |  |  | Unknown, Non-Lead | 1988 | No |  |  |  | Non-lead
001884 | 1035 CATHERINE ST |  | Polytube | Yes |  | 2023-03-30 |  | PVC | 1979 | Yes |  | 2023-03-30 |  | Non-lead
001885 | 916 FLEMING ST |  | Polytube | Yes |  | 2022-12-02 |  | PVC | 1938 | Yes |  | 2022-12-02 |  | Non-lead
001886 | 732 WINDSOR LN |  | Polytube | Yes |  | 2023-02-01 |  | PVC | 1933 | Yes |  | 2023-02-01 |  | Non-lead
001888 | UNIT DOWN 101 804 WHITEHEAD ST |  | PVC | Yes |  | 2022-07-05 |  | PVC | 1943 | Yes |  | 2022-07-05 |  | Non-lead
001889 | 1000 DUVAL ST |  | Polytube | Yes |  | 2024-06-05 |  | PVC | 1943 | Yes |  | 2024-06-05 |  | Non-lead
001891 | 903 WINDSOR LN |  | Polytube | Yes |  | 2022-12-06 |  | PVC | 1938 | Yes |  | 2022-12-06 |  | Non-lead
001892 | 1312 CATHERINE ST |  | Polytube | Yes |  | 2022-08-29 |  | COPPER | 1938 | Yes |  | 2022-08-29 |  | Non-lead
001896 | 1104 ELGIN LN |  | Polytube | Yes |  | 2023-03-06 |  | PVC | 1924 | Yes |  | 2023-03-06 |  | Non-lead
001897 | 1215 FLORIDA ST |  | Polytube | Yes |  | 2022-08-31 |  | PVC | 1912 | Yes |  | 2022-08-31 |  | Non-lead
001898 | 1122 SOUTHARD ST |  | Polytube | Yes |  | 2023-01-04 |  | PVC | 1948 | Yes |  | 2023-01-04 |  | Non-lead
001899 | STORE B 930 EATON ST |  | PVC | Yes |  | 2023-03-06 |  | PVC | 1908 | Yes |  | 2023-03-06 |  | Non-lead
001901 | 807 ASHE ST |  | Polytube | Yes |  | 2023-03-10 |  | PVC | 1933 | Yes |  | 2023-03-10 |  | Non-lead
001903 | 800 CENTER ST |  | Polytube | Yes |  | 2022-09-26 |  | Copper | 1928 | Yes |  | 2022-09-26 |  | Non-lead
001904 | 1430 VIRGINIA ST |  | Polytube | Yes |  | 2022-08-31 |  | PVC | 1933 | Yes |  | 2022-08-31 |  | Non-lead
001905 | 708 WILLIAM ST |  | Polytube | Yes |  | 2023-01-04 |  | PVC | 1943 | Yes |  | 2023-01-04 |  | Non-lead
001906 | 619 ELIZABETH ST |  | Unknown, Non-Lead | Yes |  | 2023-04-12 |  | Unknown, Non-Lead | 1990 | Yes |  | 2023-04-12 |  | Non-lead
001907 | 1423 PETRONIA ST |  | Polytube | Yes |  | 2023-07-19 |  | PVC | 1938 | Yes |  | 2023-07-19 |  | Non-lead
001908 | BAYVIEW PARK 1400 TRUMAN AVE |  | Polytube | Yes |  | 2023-06-13 |  | PVC | 1975 | Yes |  | 2023-06-13 |  | Non-lead
001909 | 1501 VON PHISTER ST |  | Polytube | Yes |  | 2022-11-04 |  | PVC | 1948 | Yes |  | 2022-11-04 |  | Non-lead
001910 | 1031 EATON ST |  | Polytube | Yes |  | 2024-10-07 |  | PVC | 1914 | Yes |  | 2024-10-07 |  | Non-lead
001911 | APT FRONT 814 WHITEHEAD ST |  | Polytube | Yes |  | 2022-09-07 |  | PVC | 1928 | Yes |  | 2022-09-07 |  | Non-lead
001913 | 923 SOUTHARD ST |  | Polytube | Yes |  | 2023-01-04 |  | PVC | 1933 | Yes |  | 2023-01-04 |  | Non-lead
001914 | 907 CATHERINE ST |  | Polytube | Yes |  | 2024-06-17 |  | PVC | 1923 | Yes |  | 2024-06-17 |  | Non-lead
001915 | 2924 HARRIS AVE |  | Polytube | Yes |  | 2023-07-21 |  | Copper | 1953 | Yes |  | 2023-07-21 |  | Non-lead
001916 | APT 2 REAR 914 PACKER ST |  | Unknown | Yes |  | 2024-07-15 |  | PVC | 1928 | Yes |  | 2024-07-15 |  | Lead Status Unknown
001918 | 1219 DUVAL ST |  | Polytube | Yes |  | 2024-03-06 |  | PVC | 1953 | Yes |  | 2024-03-06 |  | Non-lead
001919 | APT DOWN 728 UNITED ST |  | Polytube | No |  |  |  | Unknown | 1938 | No |  |  |  | Lead Status Unknown
001921 | 900 FLAGLER AVE |  | Polytube | Yes |  | 2023-05-04 |  | PVC | 1958 | Yes |  | 2023-05-04 |  | Non-lead
001922 | 920 FLEMING ST |  | Polytube | Yes |  | 2022-10-07 |  | PVC | 1928 | Yes |  | 2022-10-07 |  | Non-lead
001924 | 1106 ELGIN LN |  | Polytube | Yes |  | 2023-03-06 |  | PVC | 1930 | Yes |  | 2023-03-06 |  | Non-lead
001926 | 2303 PATTERSON AVE |  | Polytube | Yes |  | 2023-05-04 |  | Copper | 1953 | Yes |  | 2023-05-04 |  | Non-lead
001927 | 3041 FLAGLER AVE |  | Polytube | Yes |  | 2023-04-21 |  | PVC | 1953 | Yes |  | 2023-04-21 |  | Non-lead
001928 | 531 CAROLINE ST |  | Polytube | Yes |  | 2022-09-12 |  | Copper | 1939 | Yes |  | 2022-09-12 |  | Non-lead
001929 | 922 EATON ST |  | Polytube | Yes |  | 2023-10-03 |  | PVC | 1938 | Yes |  | 2023-10-03 |  | Non-lead
001930 | 1208 PINE ST |  | Polytube | Yes |  | 2023-05-04 |  | PVC | 1938 | Yes |  | 2023-05-04 |  | Non-lead
001931 | 1120 PETRONIA ST |  | Polytube | Yes |  | 2023-03-22 |  | Copper | 1933 | Yes |  | 2023-03-22 |  | Non-lead
001932 | 1122 PETRONIA ST |  | Polytube | Yes |  | 2023-03-22 |  | PVC | 1933 | Yes |  | 2023-03-22 |  | Non-lead
001934 | 1025 THOMPSON LN |  | Polytube | Yes |  | 2024-04-25 |  | PVC | 1933 | Yes |  | 2024-04-25 |  | Non-lead
001935 | 2307 PATTERSON AVE |  | Polytube | Yes |  | 2023-05-04 |  | PVC | 1948 | Yes |  | 2023-05-04 |  | Non-lead
001936 | APT UP 1122 WATSON ST |  | Polytube | Yes |  | 2023-03-20 |  | PVC | 1948 | Yes |  | 2023-03-20 |  | Non-lead
001937 | 509 SOUTH ST |  | Polytube | Yes |  | 2022-09-26 |  | PVC | 1943 | Yes |  | 2022-09-26 |  | Non-lead
001938 | 416 OLIVIA ST |  | Polytube | Yes |  | 2024-08-12 |  | Copper | 1938 | Yes |  | 2024-08-12 |  | Non-lead
001939 | 905 TRUMAN AVE |  | Polytube | Yes |  | 2024-01-09 |  | PVC | 1939 | Yes |  | 2024-01-09 |  | Non-lead
001941 | 1217 PEARL ST |  | Polytube | Yes |  | 2022-09-22 |  | PVC | 1943 | Yes |  | 2022-09-22 |  | Non-lead
001943 | 1017 SOUTHARD ST |  | Polytube | Yes |  | 2023-10-17 |  | PVC | 1933 | Yes |  | 2023-10-17 |  | Non-lead
001944 | 917 FRANCES ST |  | Polytube | Yes |  | 2023-09-29 |  | PVC | 1958 | Yes |  | 2023-09-29 |  | Non-lead
001945 | APT 2 1214 CATHERINE ST |  | Polytube | Yes |  | 2022-08-29 |  | PVC | 1933 | Yes |  | 2022-08-29 |  | Non-lead
001947 | 900 SOUTHARD ST |  | Polytube | Yes |  | 2023-01-04 |  | PVC | 1929 | Yes |  | 2023-01-04 |  | Non-lead
001948 | 1106 PACKER ST |  | Polytube | Yes |  | 2023-03-22 |  | Copper | 1943 | Yes |  | 2023-03-22 |  | Non-lead
001949 | 1116 PACKER ST |  | Polytube | Yes |  | 2023-03-22 |  | PVC | 1938 | Yes |  | 2023-03-22 |  | Non-lead
001950 | 1120 CATHERINE ST |  | Polytube | Yes |  | 2024-03-15 |  | PVC | 1948 | Yes |  | 2024-03-15 |  | Non-lead
001951 | 740 WINDSOR LN |  | Polytube | Yes |  | 2023-08-08 |  | PVC | 1989 | Yes |  | 2023-08-08 |  | Non-lead
001952 | 917 PACKER ST |  | Polytube | Yes |  | 2023-03-22 |  | PVC | 1943 | Yes |  | 2023-03-22 |  | Non-lead
001954 | 1311 GRINNELL ST |  | Unknown | Yes |  | 2024-05-23 |  | Unknown | 1943 | Yes |  | 2024-05-23 |  | Lead Status Unknown
001955 | 622 LOUISA ST |  | Polytube | Yes |  | 2024-05-10 |  | PVC | 1938 | Yes |  | 2024-05-10 |  | Non-lead
001956 | 1115 GRINNELL ST |  | Polytube | Yes |  | 2023-03-23 |  | PVC | 1938 | Yes |  | 2023-03-23 |  | Non-lead
001957 | APT REAR 1113 GRINNELL ST |  | Polytube | Yes |  | 2022-11-10 |  | PVC | 1938 | Yes |  | 2022-11-10 |  | Non-lead
001958 | 919 PACKER ST |  | Polytube | Yes |  | 2023-03-22 |  | PVC | 1923 | Yes |  | 2023-03-22 |  | Non-lead
001959 | 1415 CATHERINE ST |  | Polytube | Yes |  | 2024-05-08 |  | PVC | 1928 | Yes |  | 2024-05-08 |  | Non-lead
001960 | 1126 VON PHISTER ST |  | PVC | Yes |  | 2024-05-20 |  | Copper | 1943 | Yes |  | 2024-05-20 |  | Non-lead
001961 | 926 TRUMAN AVE |  | Polytube | Yes |  | 2023-03-23 |  | PVC | 1939 | Yes |  | 2023-03-23 |  | Non-lead
001962 | 1111 PACKER ST |  | Polytube | Yes |  | 2023-03-22 |  | PVC | 1928 | Yes |  | 2023-03-22 |  | Non-lead
001963 | 1312 REYNOLDS ST |  | Polytube | Yes |  | 2022-08-24 |  | PVC | 1941 | Yes |  | 2022-08-24 |  | Non-lead
001964 | 312 WILLIAM ST |  | Polytube | Yes |  | 2023-01-04 |  | PVC | 1901 | Yes |  | 2023-01-04 |  | Non-lead
001965 | 1436 ELIZA ST |  | Polytube | Yes |  | 2022-10-18 |  | PVC | 1938 | Yes |  | 2022-10-18 |  | Non-lead
001966 | 1200 PACKER ST |  | Polytube | Yes |  | 2024-04-22 |  | PVC | 1938 | Yes |  | 2024-04-22 |  | Non-lead
001967 | 616 WHITE ST |  | Polytube | Yes |  | 2022-09-08 |  | PVC | 1933 | Yes |  | 2022-09-08 |  | Non-lead
001968 | APT C 110 GERALDINE ST |  | Polytube | Yes |  | 2022-07-13 |  | PVC | 1933 | Yes |  | 2022-07-13 |  | Non-lead
001969 | 524 GRINNELL ST |  | Polytube | Yes |  | 2023-02-02 |  | PVC | 1928 | Yes |  | 2023-02-02 |  | Non-lead
001970 | 1405 TRUMAN AVE |  | Polytube | Yes |  | 2022-11-07 |  | PVC | 1938 | Yes |  | 2022-11-07 |  | Non-lead
001971 | 825 GEORGIA ST |  | Polytube | Yes |  | 2023-05-04 |  | PVC | 1948 | Yes |  | 2023-05-04 |  | Non-lead
001972 | 616 VIRGINIA ST |  | Polytube | Yes |  | 2022-10-31 |  | PVC | 1943 | Yes |  | 2022-10-31 |  | Non-lead
001973 | 919-921 SOUTHARD ST |  | Polytube | Yes |  | 2023-01-04 |  | PVC | 1929 | Yes |  | 2023-01-04 |  | Non-lead
001975 | STE DOWN 333 SIMONTON ST |  | Polytube | Yes |  | 2022-10-31 |  | PVC | 1948 | Yes |  | 2022-10-31 |  | Non-lead
001977 | 1110 WHITE ST |  | Polytube | Yes |  | 2024-04-18 |  | PVC | 1928 | Yes |  | 2024-04-18 |  | Non-lead
001978 | 534 EATON ST |  | Polytube | Yes |  | 2023-05-03 |  | Polytube | 1900 | Yes |  | 2023-05-03 |  | Non-Lead
001981 | 630 EATON ST |  | Unknown | Yes |  | 2024-07-02 |  | Unknown | 1939 | Yes |  | 2024-07-02 |  | Lead Status Unknown
001984 | 526 GRINNELL ST |  | Polytube | Yes |  | 2024-05-17 |  | PVC | 1938 | Yes |  | 2024-05-17 |  | Non-lead
001985 | 906 FLORIDA ST |  | Polytube | Yes |  | 2023-05-04 |  | PVC | 1938 | Yes |  | 2023-05-04 |  | Non-lead
001986 | 329 ELIZABETH ST |  | Polytube | Yes |  | 2023-02-16 |  | PVC | 1979 | Yes |  | 2023-02-16 |  | Non-lead
001987 | 1/2 333 SIMONTON ST |  | Polytube | Yes |  | 2022-10-31 |  | PVC | 1948 | Yes |  | 2022-10-31 |  | Non-lead
001988 | APT DOWN 1525 FLAGLER AVE |  | Polytube | Yes |  | 2022-08-26 |  | PVC | 1938 | Yes |  | 2022-08-26 |  | Non-lead
001989 | 1201 PEARL ST |  | Polytube | Yes |  | 2023-06-14 |  | PVC | 1933 | Yes |  | 2023-06-14 |  | Non-lead
001990 | 729 FLEMING ST |  | Ductile Iron | Yes |  | 2023-03-06 |  | Copper | 1920 | Yes |  | 2023-03-06 |  | Non-lead
001991 | 83251 OLD HWY |  | Polytube | Yes |  | 2023-02-06 |  | PVC | 1936 | Yes |  | 2023-02-06 |  | Non-lead
001992 | 1638 OVERSEAS HWY |  | Unknown | Yes |  | 2022-11-07 |  | Unknown | 1948 | Yes |  | 2022-11-07 |  | Lead Status Unknown
001993 | 1010 VIRGINIA ST |  | Polytube | Yes |  | 2023-03-23 |  | PVC | 1933 | Yes |  | 2023-03-23 |  | Non-lead
001994 | 635 WILLIAM ST |  | Polytube | Yes |  | 2023-01-04 |  | PVC | 1928 | Yes |  | 2023-01-04 |  | Non-lead
001995 | 1011 TRUMAN AVE |  | Polytube | Yes |  | 2023-03-23 |  | PVC | 1918 | Yes |  | 2023-03-23 |  | Non-lead
001997 | 812 JOHNSON LN |  | Unknown, Non-Lead | Yes |  | 2024-04-12 |  | Unknown, Non-Lead | 2006 | Yes |  | 2024-04-12 |  | Non-lead
001999 | 1230 SEMINARY ST |  | Polytube | Yes |  | 2022-11-09 |  | Copper | 1943 | Yes |  | 2022-11-09 |  | Non-lead
002000 | FRONT 820 SIMONTON ST |  | Polytube | Yes |  | 2022-10-31 |  | PVC | 1928 | Yes |  | 2022-10-31 |  | Non-lead
002001 | 607 ELIZABETH ST |  | Polytube | Yes |  | 2023-06-23 |  | PVC | 1933 | Yes |  | 2023-06-23 |  | Non-lead
002002 | 914 WATSON ST |  | Polytube | Yes |  | 2023-03-20 |  | PVC | 1929 | Yes |  | 2023-03-20 |  | Non-lead
002003 | 618 CATHOLIC LN |  | Polytube | Yes |  | 2023-03-06 |  | PVC | 1938 | Yes |  | 2023-03-06 |  | Non-lead
002004 | 1212 PEARL ST |  | Copper | Yes |  | 2022-09-22 |  | PVC | 1953 | Yes |  | 2022-09-22 |  | Non-lead
002005 | 316 ELIZABETH ST |  | Polytube | Yes |  | 2023-02-16 |  | PVC | 1933 | Yes |  | 2023-02-16 |  | Non-lead
002006 | 1204 WHITE ST |  | Copper | Yes |  | 2022-08-29 |  | PVC | 1923 | Yes |  | 2022-08-29 |  | Non-lead
002007 | APT D 114 GERALDINE ST |  | Polytube | Yes |  | 2023-05-04 |  | PVC | 1928 | Yes |  | 2023-05-04 |  | Non-lead
002008 | 906 PACKER ST |  | Polytube | Yes |  | 2023-03-22 |  | Polytube | 1943 | Yes |  | 2023-03-22 |  | Non-lead
002009 | 148 GEORGIA AVE |  | Polytube | Yes |  | 2022-10-12 |  | PVC | 1984 | Yes |  | 2022-10-12 |  | Non-lead
002010 | APT 1 504 SIMONTON ST |  | Polytube | Yes |  | 2024-09-09 |  | PVC | 1908 | Yes |  | 2024-09-09 |  | Non-lead
002011 | 207 DUVAL ST |  | Polytube | Yes |  | 2024-06-05 |  | PVC | 1901 | Yes |  | 2024-06-05 |  | Non-lead
002012 | 1108 WHITE ST |  | Polytube | Yes |  | 2024-08-23 |  | PVC | 2001 | Yes |  | 2024-08-23 |  | Non-lead
002013 | 1022 GRINNELL ST |  | Polytube | Yes |  | 2022-05-16 |  | Copper | 1948 | Yes |  | 2022-05-16 |  | Non-lead
002015 | 91860 OVERSEAS HWY MM92 (CHEVRON |  | Unknown, Non-Lead | Yes |  | 2020-09-10 |  | PVC | 1999 | Yes |  | 2020-09-10 |  | Non-lead
002016 | 1018 OLIVIA ST |  | Polytube | Yes |  | 2023-03-23 |  | PVC | 1933 | Yes |  | 2023-03-23 |  | Non-lead
002018 | 1404 ELIZA ST |  | Polytube | Yes |  | 2022-10-18 |  | Copper | 1923 | Yes |  | 2022-10-18 |  | Non-lead
002021 | 1421 UNITED ST |  | Polytube | Yes |  | 2022-09-02 |  | PVC | 1943 | Yes |  | 2022-09-02 |  | Non-lead
002022 | 620 CATHOLIC LN |  | Polytube | Yes |  | 2024-02-07 |  | PVC | 1938 | Yes |  | 2024-02-07 |  | Non-lead
002023 | 806 FLEMING ST |  | Polytube | Yes |  | 2022-12-02 |  | PVC | 1910 | Yes |  | 2022-12-02 |  | Non-lead
002024 | L2 B8 84765 OLD HWY |  | PVC | Yes |  | 2022-06-28 |  | PVC | 1958 | Yes |  | 2022-06-28 |  | Non-lead
002025 | 1419 FLAGLER AVE |  | Polytube | Yes |  | 2022-08-12 |  | PVC | 1943 | Yes |  | 2022-08-12 |  | Non-lead
002026 | 327 WILLIAM ST |  | Polytube | Yes |  | 2023-01-04 |  | PVC | 1933 | Yes |  | 2023-01-04 |  | Non-lead
002027 | 405 OLIVIA ST |  | Polytube | Yes |  | 2022-09-26 |  | PVC | 1938 | Yes |  | 2022-09-26 |  | Non-lead
002028 | UNIT 6 308 MARGARET ST |  | Unknown | Yes |  | 2023-02-01 |  | PVC | 1949 | Yes |  | 2023-02-01 |  | Lead Status Unknown
002029 | 1121 DUVAL ST |  | Polytube | Yes |  | 2022-10-19 |  | PVC | 1943 | Yes |  | 2022-10-19 |  | Non-lead
002030 | 1405 DUVAL ST |  | Polytube | Yes |  | 2024-06-05 |  | Copper | 1948 | Yes |  | 2024-06-05 |  | Non-lead
002032 | 613 ASHE ST |  | Polytube | Yes |  | 2023-03-10 |  | Galvanized | 1938 | Yes |  | 2023-03-10 |  | Galvanized Requiring Replacement
002033 | 1120 PACKER ST |  | Polytube | Yes |  | 2024-03-06 |  | PVC | 1928 | Yes |  | 2024-03-06 |  | Non-lead
002034 | 706 CAROLINE ST |  | Polytube | Yes |  | 2024-07-08 |  | PVC | 1975 | Yes |  | 2024-07-08 |  | Non-lead
002035 | 1212 OLIVIA ST |  | Polytube | Yes |  | 2022-09-07 |  | PVC | 1948 | Yes |  | 2022-09-07 |  | Non-lead
002036 | APT 5 416 PETRONIA ST |  | PVC | Yes |  | 2022-09-26 |  | PVC | 1928 | Yes |  | 2022-09-26 |  | Non-lead
002039 | 523 EATON ST |  | Polytube | Yes |  | 2018-09-07 |  | Unknown | 1948 | Yes |  | 2018-09-07 |  | Lead Status Unknown
002040 | APT REAR 624 WHITEHEAD ST |  | Polytube | Yes |  | 2022-06-02 |  | PVC | 1923 | Yes |  | 2022-06-02 |  | Non-lead
002041 | 322 SIMONTON ST |  | Polytube | Yes |  | 2022-10-31 |  | PVC | 1928 | Yes |  | 2022-10-31 |  | Non-lead
002042 | 1606 FLAGLER AVE |  | Polytube | Yes |  | 2022-08-26 |  | PVC | 1933 | Yes |  | 2022-08-26 |  | Non-lead
002044 | #1 506 LOUISA ST |  | Polytube | Yes |  | 2024-07-08 |  | PVC | 1953 | Yes |  | 2024-07-08 |  | Non-lead
002045 | 1318 ANGELA ST |  | Polytube | Yes |  | 2022-09-19 |  | PVC | 1938 | Yes |  | 2022-09-19 |  | Non-lead
002046 | 1407 PINE ST |  | Polytube | Yes |  | 2023-05-04 |  | PVC | 1933 | Yes |  | 2023-05-04 |  | Non-lead
002047 | 1127 UNITED ST |  | Polytube | Yes |  | 2022-09-02 |  | PVC | 1923 | Yes |  | 2022-09-02 |  | Non-lead
002049 | 1416 CATHERINE ST |  | Polytube | Yes |  | 2022-08-29 |  | PVC | 1938 | Yes |  | 2022-08-29 |  | Non-lead
002050 | 1419 WHITE ST |  | Polytube | Yes |  | 2022-09-08 |  | PVC | 1970 | Yes |  | 2022-09-08 |  | Non-lead
002051 | 312 VIRGINIA ST |  | Polytube | Yes |  | 2023-02-06 |  | PVC | 1933 | Yes |  | 2023-02-06 |  | Non-lead
002052 | 308 VIRGINIA ST |  | Polytube | Yes |  | 2024-04-22 |  | PVC | 1934 | Yes |  | 2024-04-22 |  | Non-lead
002053 | 103650 OVERSEAS HWY |  | Polytube | Yes |  | 2022-07-11 |  | PVC | 1974 | Yes |  | 2022-07-11 |  | Non-lead
002054 | 920 TRUMAN AVE |  | Unknown | Yes |  | 2021-10-28 |  | Unknown | 1958 | Yes |  | 2021-10-28 |  | Lead Status Unknown
002055 | 1309 ELIZA ST |  | Polytube | Yes |  | 2022-10-06 |  | PVC | 1938 | Yes |  | 2022-10-06 |  | Non-lead
002057 | 409 FRANCES ST |  | Polytube | Yes |  | 2023-02-01 |  | PVC | 1950 | Yes |  | 2023-02-01 |  | Non-lead
002059 | 336 DUVAL ST |  | Polytube | Yes |  | 2022-10-05 |  | Copper | 1936 | Yes |  | 2022-10-05 |  | Non-lead
002061 | 1116 PEARL ST |  | Polytube | Yes |  | 2022-09-23 |  | PVC | 1938 | Yes |  | 2022-09-23 |  | Non-lead
002062 | 520 SOUTHARD ST |  | Polytube | Yes |  | 2022-12-02 |  | PVC | 1953 | Yes |  | 2022-12-02 |  | Non-lead
002064 | 6 PINDER LN |  | Polytube | Yes |  | 2023-01-25 |  | PVC | 1971 | Yes |  | 2023-01-25 |  | Non-lead
002065 | 612 WILLIAM ST |  | Polytube | Yes |  | 2023-07-06 |  | PVC | 1919 | Yes |  | 2023-07-06 |  | Non-lead
002066 | 1007 FLEMING ST |  | Polytube | Yes |  | 2023-01-31 |  | Polytube | 1933 | Yes |  | 2023-01-31 |  | Non-lead
002067 | 3 SHEPPENS LN |  | Polytube | Yes |  | 2022-12-02 |  | Copper | 1925 | Yes |  | 2022-12-02 |  | Non-lead
002068 | 612 ELIZABETH ST |  | Polytube | Yes |  | 2023-02-16 |  | PVC | 1938 | Yes |  | 2023-02-16 |  | Non-lead
002069 | 614 ELIZABETH ST |  | Polytube | Yes |  | 2023-02-16 |  | PVC | 1938 | Yes |  | 2023-02-16 |  | Non-lead
002070 | 623 ANGELA ST |  | Polytube | Yes |  | 2023-02-21 |  | Copper | 1928 | Yes |  | 2023-02-21 |  | Non-lead
002071 | 727 POORHOUSE LN |  | Polytube | Yes |  | 2023-10-03 |  | PVC | 1933 | Yes |  | 2023-10-03 |  | Non-lead
002072 | #1 103761 OVERSEAS HWY |  | Polytube | Yes |  | 2022-10-28 |  | PVC | 1986 | Yes |  | 2022-10-28 |  | Non-lead
002073 | 1018 JAMES ST |  | Polytube | Yes |  | 2023-03-06 |  | PVC | 1899 | Yes |  | 2023-03-06 |  | Non-lead
002076 | 2325 HARRIS AVE |  | Polytube | Yes |  | 2022-08-16 |  | PVC | 1901 | Yes |  | 2022-08-16 |  | Non-lead
002077 | 905 SOUTH ST |  | Polytube | Yes |  | 2022-10-27 |  | PVC | 1944 | Yes |  | 2022-10-27 |  | Non-lead
002078 | 801 EATON ST |  | Polytube | Yes |  | 2023-03-06 |  | PVC | 1945 | Yes |  | 2023-03-06 |  | Non-lead
002080 | 415 FRANCES ST |  | Polytube | Yes |  | 2023-02-01 |  | PVC | 1971 | Yes |  | 2023-02-01 |  | Non-lead
002081 | 626 ELIZABETH ST |  | Copper | Yes |  | 2023-01-03 |  | Polytube | 1940 | Yes |  | 2023-01-03 |  | Non-lead
002082 | 925 FLEMING ST |  | Polytube | Yes |  | 2022-12-02 |  | PVC | 1933 | Yes |  | 2022-12-02 |  | Non-lead
002083 | 910 JAMES ST |  | PVC | Yes |  | 2023-03-06 |  | Copper | 1938 | Yes |  | 2023-03-06 |  | Non-lead
002085 | 803 1/2 CATHERINE ST |  | Polytube | Yes |  | 2023-03-30 |  | PVC | 1945 | Yes |  | 2023-03-30 |  | Non-lead
002086 | 802 CATHERINE ST |  | Polytube | Yes |  | 2022-07-18 |  | PVC | 1943 | Yes |  | 2022-07-18 |  | Non-lead
002087 | 1407 NEWTON ST |  | Polytube | Yes |  | 2023-05-04 |  | Polytube | 1943 | Yes |  | 2023-05-04 |  | Non-lead
002088 | 1211 PINE ST |  | Polytube | Yes |  | 2022-09-09 |  | PVC | 1938 | Yes |  | 2022-09-09 |  | Non-lead
002090 | 1029 SOUTHARD ST |  | Polytube | Yes |  | 2023-01-04 |  | Unknown | 1928 | Yes |  | 2023-01-04 |  | Lead Status Unknown
002091 | 1003 EMMA ST |  | Polytube | Yes |  | 2022-09-09 |  | PVC | 1933 | Yes |  | 2022-09-09 |  | Non-lead
002093 | 711 SOUTH ST |  | Polytube | Yes |  | 2024-06-14 |  | PVC | 1953 | Yes |  | 2024-06-14 |  | Non-lead
002095 | 2 FLETCHERS LN |  | Polytube | Yes |  | 2022-12-22 |  | PVC | 1924 | Yes |  | 2022-12-22 |  | Non-lead
002096 | DOWN 405 CAROLINE ST |  | Polytube | Yes |  | 2023-03-17 |  | PVC | 1963 | Yes |  | 2023-03-17 |  | Non-lead
002097 | 1026 JAMES ST |  | Polytube | Yes |  | 2023-03-06 |  | PVC | 1933 | Yes |  | 2023-03-06 |  | Non-lead
002098 | 907 ELIZABETH ST |  | Polytube | Yes |  | 2023-01-03 |  | PVC | 1928 | Yes |  | 2023-01-03 |  | Non-lead
002100 | 515 PETRONIA ST |  | Polytube | Yes |  | 2022-10-31 |  | PVC | 1968 | Yes |  | 2022-10-31 |  | Non-lead
002101 | 517 PETRONIA ST |  | Polytube | Yes |  | 2022-10-31 |  | PVC | 1968 | Yes |  | 2022-10-31 |  | Non-lead
002102 | 622 ASHE ST |  | Polytube | Yes |  | 2023-04-14 |  | PVC | 1938 | Yes |  | 2023-04-14 |  | Non-lead
002103 | 1109 OLIVIA ST |  | Polytube | Yes |  | 2023-03-16 |  | Polytube | 1963 | Yes |  | 2023-03-16 |  | Non-lead
002104 | 916 ELIZABETH ST |  | Polytube | Yes |  | 2024-01-05 |  | Polytube | 1928 | Yes |  | 2024-01-05 |  | Non-lead
002105 | RAGGED EDGE 243 TREASURE HARBOR DR |  | PVC | Yes |  | 2022-06-10 |  | PVC | 1984 | Yes |  | 2022-06-10 |  | Non-lead
002106 | APT UP REAR 326 SIMONTON ST |  | Unknown | Yes |  | 2022-10-31 |  | PVC | 1928 | Yes |  | 2022-10-31 |  | Lead Status Unknown
002107 | 1114 GRINNELL ST |  | Polytube | Yes |  | 2023-10-10 |  | PVC | 1943 | Yes |  | 2023-10-10 |  | Non-lead
002108 | 827 CENTER ST |  | Polytube | Yes |  | 2022-07-11 |  | PVC | 1908 | Yes |  | 2022-07-11 |  | Non-lead
002110 | 421 WILLIAM ST |  | Polytube | Yes |  | 2023-01-04 |  | PVC | 1929 | Yes |  | 2023-01-04 |  | Non-lead
002111 | 824 GEORGIA ST |  | Polytube | Yes |  | 2022-12-13 |  | Polytube | 1928 | Yes |  | 2022-12-13 |  | Non-lead
002113 | UP 623 SOUTHARD ST |  | PVC | Yes |  | 2023-03-06 |  | PVC | 1938 | Yes |  | 2023-03-06 |  | Non-lead
002114 | 1021 FLEMING ST |  | Polytube | Yes |  | 2023-04-10 |  | PVC | 1938 | Yes |  | 2023-04-10 |  | Non-lead
002115 | DWN 1109 PETRONIA ST |  | Polytube | Yes |  | 2022-09-14 |  | PVC | 1923 | Yes |  | 2022-09-14 |  | Non-lead
002116 | 516 WHITE ST |  | Polytube | Yes |  | 2022-09-08 |  | PVC | 1938 | Yes |  | 2022-09-08 |  | Non-lead
002118 | FRONT 1529 FLAGLER AVE |  | Polytube | Yes |  | 2023-12-13 |  | PVC | 1934 | Yes |  | 2023-12-13 |  | Non-lead
002119 | 715 OLIVIA ST |  | Polytube | Yes |  | 2023-01-10 |  | Copper | 1938 | Yes |  | 2023-01-10 |  | Non-lead
002120 | 1124 GRINNELL ST |  | Polytube | Yes |  | 2023-03-23 |  | PVC | 1938 | Yes |  | 2023-03-23 |  | Non-lead
002121 | 1223 WHITE ST |  | Unknown, Non-Lead | No |  |  |  | Unknown, Non-Lead | 2009 | No |  |  |  | Non-lead
002122 | 901 FLEMING ST |  | Unknown, Non-Lead | Yes |  | 2018-05-16 |  | Unknown, Non-Lead | 2010 | Yes |  | 2018-05-16 |  | Non-lead
002123 | 409 TRUMAN AVE |  | Polytube | Yes |  | 2022-09-26 |  | Polytube | 1913 | Yes |  | 2022-09-26 |  | Non-lead
002124 | 411 TRUMAN AVE |  | Polytube | Yes |  | 2024-02-09 |  | Polytube | 1914 | Yes |  | 2024-02-09 |  | Non-lead
002125 | 415 TRUMAN AVE |  | Polytube | Yes |  | 2022-09-26 |  | Polytube | 1909 | Yes |  | 2022-09-26 |  | Non-lead
002126 | 413 TRUMAN AVE |  | Polytube | Yes |  | 2022-09-26 |  | Polytube | 1909 | Yes |  | 2022-09-26 |  | Non-lead
002127 | 417 TRUMAN AVE |  | Polytube | Yes |  | 2023-12-14 |  | PVC | 1928 | Yes |  | 2023-12-14 |  | Non-lead
002128 | 1317 UNITED ST |  | Polytube | Yes |  | 2022-06-28 |  | PVC | 1938 | Yes |  | 2022-06-28 |  | Non-lead
002131 | HOUSE 511 WILLIAM ST |  | Polytube | Yes |  | 2023-08-08 |  | PVC | 1910 | Yes |  | 2023-08-08 |  | Non-lead
002132 | 600 FRANCES ST |  | Polytube | Yes |  | 2023-01-10 |  | PVC | 1928 | Yes |  | 2023-01-10 |  | Non-lead
002135 | APT DOWN 1123 ELGIN LN |  | Polytube | Yes |  | 2023-04-26 |  | PVC | 1945 | Yes |  | 2023-04-26 |  | Non-lead
002137 | 621 CANFIELD LN |  | Polytube | Yes |  | 2023-02-14 |  | PVC | 1901 | Yes |  | 2023-02-14 |  | Non-lead
002138 | 714 WINDSOR LN |  | Polytube | Yes |  | 2024-04-25 |  | PVC | 1933 | Yes |  | 2024-04-25 |  | Non-lead
002139 | 927 CATHERINE ST |  | Polytube | Yes |  | 2023-04-14 |  | PVC | 1928 | Yes |  | 2023-04-14 |  | Non-lead
002140 | 126 DUVAL ST |  | Polytube | Yes |  | 2022-11-30 |  | PVC | 1948 | Yes |  | 2022-11-30 |  | Non-lead
002141 | 605 LOVE LN |  | Polytube | Yes |  | 2023-03-06 |  | PVC | 1943 | Yes |  | 2023-03-06 |  | Non-lead
002142 | 715 BAKERS LN |  | Polytube | Yes |  | 2023-02-22 |  | PVC | 1938 | Yes |  | 2023-02-22 |  | Non-lead
002146 | 915 GRINNELL ST |  | Polytube | Yes |  | 2023-10-16 |  | PVC | 1933 | Yes |  | 2023-10-16 |  | Non-lead
002147 | APT A 3501 FLAGLER AVE |  | Polytube | Yes |  | 2023-05-04 |  | Copper | 1958 | Yes |  | 2023-05-04 |  | Non-lead
002148 | 7 NASSAU LN |  | Polytube | Yes |  | 2022-12-02 |  | PVC | 1933 | Yes |  | 2022-12-02 |  | Non-lead
002149 | 823 FRANCES ST |  | Polytube | Yes |  | 2023-08-17 |  | Polytube | 1929 | Yes |  | 2023-08-17 |  | Non-lead
002151 | 643 WILLIAM ST |  | Polytube | Yes |  | 2022-06-07 |  | Copper | 1938 | Yes |  | 2022-06-07 |  | Non-lead
002152 | 1221 NEWTON ST |  | Polytube | Yes |  | 2023-05-04 |  | PVC | 1938 | Yes |  | 2023-05-04 |  | Non-lead
002153 | 1328 GRINNELL ST |  | Polytube | Yes |  | 2022-10-18 |  | PVC | 1933 | Yes |  | 2022-10-18 |  | Non-lead
002154 | APT FRONT 909 GRINNELL ST |  | Polytube | Yes |  | 2023-03-23 |  | PVC | 1959 | Yes |  | 2023-03-23 |  | Non-lead
002155 | APT 1 623 WHITEHEAD ST |  | Polytube | Yes |  | 2022-06-02 |  | PVC | 1933 | Yes |  | 2022-06-02 |  | Non-lead
002158 | 724 LOVE LN |  | Polytube | Yes |  | 2023-03-06 |  | PVC | 1923 | Yes |  | 2023-03-06 |  | Non-lead
002159 | 726 FLEMING ST |  | Polytube | Yes |  | 2023-03-06 |  | PVC | 1933 | Yes |  | 2023-03-06 |  | Non-lead
002161 | 1021 GRINNELL ST |  | Unknown | Yes |  | 2024-09-16 |  | Unknown | 1928 | Yes |  | 2024-09-16 |  | Lead Status Unknown
002162 | 1211 WASHINGTON ST |  | Polytube | Yes |  | 2022-10-14 |  | PVC | 1943 | Yes |  | 2022-10-14 |  | Non-lead
002163 | 623 ELIZABETH ST |  | Polytube | Yes |  | 2023-01-03 |  | Polytube | 1933 | Yes |  | 2023-01-03 |  | Non-lead
002164 | 600 WHITE ST |  | Unknown | Yes |  | 2022-09-08 |  | Cast Iron | 1948 | Yes |  | 2022-09-08 |  | Lead Status Unknown
002165 | 619 CANFIELD LN |  | Polytube | Yes |  | 2023-02-15 |  | PVC | 1933 | Yes |  | 2023-02-15 |  | Non-lead
002166 | 704 THOMAS ST |  | Polytube | Yes |  | 2024-08-06 |  | PVC | 1923 | Yes |  | 2024-08-06 |  | Non-lead
002167 | 6 NASSAU LN |  | Polytube | Yes |  | 2023-05-02 |  | PVC | 1923 | Yes |  | 2023-05-02 |  | Non-lead
002168 | 1405 ALBURY ST |  | Polytube | Yes |  | 2023-06-07 |  | PVC | 1938 | Yes |  | 2023-06-07 |  | Non-lead
002169 | 1312 VIRGINIA ST |  | Polytube | Yes |  | 2022-08-31 |  | PVC | 1928 | Yes |  | 2022-08-31 |  | Non-lead
002170 | 1117 WHITE ST |  | Polytube | Yes |  | 2023-03-14 |  | PVC | 1977 | Yes |  | 2023-03-14 |  | Non-lead
002171 | 508 WILLIAM ST |  | Polytube | Yes |  | 2023-01-04 |  | PVC | 1933 | Yes |  | 2023-01-04 |  | Non-lead
002172 | 610 ANGELA ST |  | Polytube | Yes |  | 2023-02-21 |  | Copper | 1928 | Yes |  | 2023-02-21 |  | Non-lead
002174 | 1511 SOUTH ST |  | Polytube | Yes |  | 2023-04-27 |  | Copper | 1975 | Yes |  | 2023-04-27 |  | Non-lead
002175 | 608 GRIFFIN LN |  | Copper | Yes |  | 2023-01-04 |  | PVC | 1933 | Yes |  | 2023-01-04 |  | Non-lead
002176 | 647 WILLIAM ST |  | Polytube | Yes |  | 2023-01-04 |  | PVC | 1928 | Yes |  | 2023-01-04 |  | Non-lead
002177 | 906 ASHE (POHALSKI L ST |  | Polytube | Yes |  | 2023-03-10 |  | PVC | 1928 | Yes |  | 2023-03-10 |  | Non-lead
002178 | 1220 SEMINARY ST |  | Polytube | Yes |  | 2022-11-01 |  | PVC |  | Yes |  | 2022-11-01 |  | Non-lead
002179 | 1123 OLIVIA ST |  | Polytube | Yes |  | 2023-03-16 |  | PVC | 1924 | Yes |  | 2023-03-16 |  | Non-lead
002180 | 1111 DUVAL ST |  | Polytube | Yes |  | 2023-05-04 |  | PVC | 1933 | Yes |  | 2023-05-04 |  | Non-lead
002183 | 1102 WHITEHEAD ST |  | Polytube | Yes |  | 2022-07-05 |  | PVC | 1963 | Yes |  | 2022-07-05 |  | Non-lead
002184 | 1655 OVERSEAS HWY |  | Polytube | Yes |  | 2024-01-31 |  | PVC | 1954 | Yes |  | 2024-01-31 |  | Non-lead
002186 | 636 11TH OCEAN ST |  | Unknown, Non-Lead | No |  |  |  | PVC | 2019 | No |  |  |  | Non-lead
002187 | 1825 OVERSEAS HWY |  | Polytube | Yes |  | 2022-10-31 |  | PVC | 1953 | Yes |  | 2022-10-31 |  | Non-lead
002188 | 1865 OVERSEAS HWY |  | Polytube | Yes |  | 2024-07-12 |  | Polytube | 1958 | Yes |  | 2024-07-12 |  | Non-lead
002189 | AKA 602 600 FLEMING ST |  | Polytube | No |  |  |  | Polytube | 1884 | No |  |  |  | Non-lead
002190 | 828 ELIZABETH ST |  | Polytube | Yes |  | 2023-01-03 |  | PVC | 1938 | Yes |  | 2023-01-03 |  | Non-lead
002193 | 91951 OVERSEAS HWY |  | Copper | Yes |  | 2023-02-13 |  | Copper | 1928 | Yes |  | 2023-02-13 |  | Non-lead
002195 | 264 TAVERNIER ST |  | Polytube | Yes |  | 2023-01-30 |  | PVC | 1958 | Yes |  | 2023-01-30 |  | Non-lead
002196 | 1020 FLEMING ST |  | Polytube | Yes |  | 2022-12-02 |  | PVC | 1918 | Yes |  | 2022-12-02 |  | Non-lead
002197 | 1124 WATSON ST |  | Polytube | Yes |  | 2023-03-20 |  | PVC | 1938 | Yes |  | 2023-03-20 |  | Non-lead
002198 | APT A 1316 ELIZABETH ST |  | Polytube | Yes |  | 2023-04-24 |  | PVC | 1958 | Yes |  | 2023-04-24 |  | Non-lead
002199 | 300 GRINNELL & CAROLINE ST |  | Unknown, Non-Lead | Yes |  | 2024-02-07 |  | PVC | 1996 | Yes |  | 2024-02-07 |  | Non-lead
002201 | APT B DOWN 1207 SOUTH ST |  | Polytube | Yes |  | 2022-10-27 |  | PVC | 1928 | Yes |  | 2022-10-27 |  | Non-lead
002202 | 1430 ELIZA ST |  | Polytube | Yes |  | 2022-06-22 |  | PVC | 1923 | Yes |  | 2022-06-22 |  | Non-lead
002203 | 1109 VIRGINIA ST |  | Polytube | Yes |  | 2023-03-23 |  | PVC | 1928 | Yes |  | 2023-03-23 |  | Non-lead
002204 | APT 6 921 WHITE ST |  | Polytube | Yes |  | 2022-09-09 |  | PVC | 1904 | Yes |  | 2022-09-09 |  | Non-lead
002205 | 312 CARABALLO LN |  | PVC | Yes |  | 2023-02-22 |  | Copper | 1939 | Yes |  | 2023-02-22 |  | Non-lead
002206 | 1 DUNCOMBE ST |  | Polytube | Yes |  | 2023-04-24 |  | PVC | 1943 | Yes |  | 2023-04-24 |  | Non-lead
002207 | 81219 OVERSEAS HWY |  | Polytube | Yes |  | 2022-06-22 |  | PVC | 2006 | Yes |  | 2022-06-22 |  | Non-lead
002208 | APT D UP 604 DUVAL ST |  | Polytube | Yes |  | 2023-05-04 |  | PVC | 1901 | Yes |  | 2023-05-04 |  | Non-lead
002209 | 1114 TRUMAN AVE |  | Polytube | Yes |  | 2023-03-23 |  | PVC | 1928 | Yes |  | 2023-03-23 |  | Non-lead
002210 | 1211 PACKER ST |  | Polytube | Yes |  | 2023-08-11 |  | PVC | 1923 | Yes |  | 2023-08-11 |  | Non-lead
002211 | 1200 WHITE ST |  | Unknown | Yes |  | 2023-03-23 |  | PVC | 1923 | Yes |  | 2023-03-23 |  | Lead Status Unknown
002212 | 525 UNITED ST |  | Polytube | Yes |  | 2018-08-10 |  | Polytube | 1938 | Yes |  | 2018-08-10 |  | Non-Lead
002214 | 614 GRINNELL ST |  | Polytube | Yes |  | 2023-10-18 |  | Polytube | 1940 | Yes |  | 2023-10-18 |  | Non-lead
002215 | 1228 SOUTH ST |  | Polytube | Yes |  | 2022-10-27 |  | PVC | 1943 | Yes |  | 2022-10-27 |  | Non-lead
002216 | 1312 PINE ST |  | Polytube | Yes |  | 2023-05-04 |  | PVC | 1948 | Yes |  | 2023-05-04 |  | Non-lead
002217 | 735 UNITED ST |  | Polytube | Yes |  | 2019-03-18 |  | Unknown | 1938 | Yes |  | 2019-03-18 |  | Lead Status Unknown
002218 | UP 833 ELIZABETH ST |  | Polytube | Yes |  | 2023-01-03 |  | PVC | 1933 | Yes |  | 2023-01-03 |  | Non-lead
002219 | 700 WADDELL AVE |  | Polytube | Yes |  | 2023-04-25 |  | PVC | 1938 | Yes |  | 2023-04-25 |  | Non-lead
002220 | APT 1 UP 419 SIMONTON ST |  | Unknown | Yes |  | 2022-10-31 |  | PVC | 1933 | Yes |  | 2022-10-31 |  | Lead Status Unknown
002221 | 911 GRINNELL ST |  | Polytube | Yes |  | 2023-03-23 |  | PVC | 1933 | Yes |  | 2023-03-23 |  | Non-lead
002222 | 425 GREENE ST |  | Polytube | Yes |  | 2022-12-02 |  | Copper | 1926 | Yes |  | 2022-12-02 |  | Non-lead
002223 | 331 SIMONTON ST |  | Polytube | Yes |  | 2022-10-31 |  | PVC | 1964 | Yes |  | 2022-10-31 |  | Non-lead
002224 | 915 SOUTHARD ST |  | Polytube | Yes |  | 2023-01-04 |  | PVC | 1933 | Yes |  | 2023-01-04 |  | Non-lead
002225 | 2 HUNTS LN |  | Polytube | Yes |  | 2023-01-04 |  | PVC | 1928 | Yes |  | 2023-01-04 |  | Non-lead
002227 | 327 AMELIA ST |  | Polytube | Yes |  | 2023-11-08 |  | PVC | 1928 | Yes |  | 2023-11-08 |  | Non-lead
002228 | APT UP 706 1/2 SOUTH ST |  | Unknown | Yes |  | 2023-04-25 |  | PVC | 1938 | Yes |  | 2023-04-25 |  | Lead Status Unknown
002229 | 706 SOUTH ST |  | Unknown | Yes |  | 2023-04-25 |  | PVC | 1938 | Yes |  | 2023-04-25 |  | Lead Status Unknown
002230 | APT C UP 506 FRANCES ST |  | Polytube | Yes |  | 2023-02-01 |  | PVC | 1938 | Yes |  | 2023-02-01 |  | Non-lead
002232 | APT DOWN 421 UNITED ST |  | Polytube | Yes |  | 2024-07-08 |  | PVC | 1935 | Yes |  | 2024-07-08 |  | Non-lead
002233 | DWN 833 ELIZABETH ST |  | Polytube | Yes |  | 2023-11-07 |  | PVC | 1933 | Yes |  | 2023-11-07 |  | Non-lead
002234 | 423 FRONT ST |  | Unknown | Yes |  | 2024-06-05 |  | Unknown | 1900 | Yes |  | 2024-06-05 |  | Lead Status Unknown
002235 | FRNT #1 1108 PACKER ST |  | Polytube | Yes |  | 2023-03-22 |  | PVC | 1948 | Yes |  | 2023-03-22 |  | Non-lead
002236 | FRT 1121 ANGELA ST |  | Polytube | Yes |  | 2023-02-21 |  | PVC | 1943 | Yes |  | 2023-02-21 |  | Non-lead
002237 | 328 PEACON LN |  | Polytube | Yes |  | 2023-02-01 |  | Unknown | 1933 | Yes |  | 2023-02-01 |  | Lead Status Unknown
002239 | 1503 WASHINGTON ST |  | Copper | Yes |  | 2023-04-12 |  | PVC | 1948 | Yes |  | 2023-04-12 |  | Non-lead
002240 | 1018 GRINNELL ST |  | Polytube | Yes |  | 2023-03-23 |  | PVC | 1938 | Yes |  | 2023-03-23 |  | Non-lead
002241 | 622 CANFIELD LN |  | Polytube | Yes |  | 2023-02-16 |  | PVC | 1928 | Yes |  | 2023-02-16 |  | Non-lead
002243 | 812 CENTER ST |  | Polytube | Yes |  | 2022-09-07 |  | PVC | 1924 | Yes |  | 2022-09-07 |  | Non-lead
002244 | 926 SIMONTON ST |  | Polytube | Yes |  | 2022-10-31 |  | Copper | 1978 | Yes |  | 2022-10-31 |  | Non-lead
002245 | 1401 4TH ST |  | Polytube | Yes |  | 2023-04-26 |  | PVC | 1943 | Yes |  | 2023-04-26 |  | Non-lead
002246 | 900 SIMONTON ST |  | Polytube | Yes |  | 2022-10-31 |  | Copper | 1948 | Yes |  | 2022-10-31 |  | Non-lead
002247 | 6 HUNTS LN |  | Polytube | Yes |  | 2022-11-03 |  | PVC | 1923 | Yes |  | 2022-11-03 |  | Non-lead
002248 | 1119 WHITEHEAD ST |  | Polytube | Yes |  | 2022-07-05 |  | PVC | 1923 | Yes |  | 2022-07-05 |  | Non-lead
002249 | 1022 JAMES ST |  | Polytube | Yes |  | 2023-03-06 |  | PVC | 1928 | Yes |  | 2023-03-06 |  | Non-lead
002250 | 2214 SEIDENBERG AVE |  | Polytube | Yes |  | 2024-08-14 |  | PVC | 1939 | Yes |  | 2024-08-14 |  | Non-lead
002251 | 1012 CATHERINE ST |  | Polytube | Yes |  | 2023-03-30 |  | PVC | 1938 | Yes |  | 2023-03-30 |  | Non-lead
002253 | 1220 ROYAL ST |  | Polytube | Yes |  | 2023-04-26 |  | PVC | 1938 | Yes |  | 2023-04-26 |  | Non-lead
002254 | 312 SOUTHARD ST |  | Polytube | Yes |  | 2023-05-04 |  | PVC | 1901 | Yes |  | 2023-05-04 |  | Non-lead
002255 | 4 HUNTS LN |  | PVC | Yes |  | 2024-04-08 |  | Polytube | 1933 | Yes |  | 2024-04-08 |  | Non-lead
002257 | 1419 NEWTON ST |  | Polytube | Yes |  | 2023-05-04 |  | PVC | 1934 | Yes |  | 2023-05-04 |  | Non-lead
002258 | APT REAR 904 FLEMING ST |  | Polytube | No |  |  |  | PVC | 1934 | No |  |  |  | Non-lead
002259 | 1408 WHITE ST |  | Polytube | Yes |  | 2023-08-16 |  | PVC | 1928 | Yes |  | 2023-08-16 |  | Non-lead
002260 | 1016 HOWE ST |  | Polytube | Yes |  | 2023-06-13 |  | PVC | 1938 | Yes |  | 2023-06-13 |  | Non-lead
002262 | 603 PETRONIA ST |  | Polytube | Yes |  | 2023-01-25 |  | PVC | 1935 | Yes |  | 2023-01-25 |  | Non-lead
002263 | 1506 SOUTH ST |  | Polytube | Yes |  | 2024-02-01 |  | PVC | 1943 | Yes |  | 2024-02-01 |  | Non-lead
002265 | 1007 TRUMAN AVE |  | Polytube | Yes |  | 2022-06-21 |  | Polytube | 1923 | Yes |  | 2022-06-21 |  | Non-lead
002268 | 826 JOHNSON LN |  | Copper | Yes |  | 2023-10-18 |  | PVC | 1938 | Yes |  | 2023-10-18 |  | Non-lead
002271 | 1030 JAMES ST |  | Polytube | Yes |  | 2024-01-29 |  | Copper | 1933 | Yes |  | 2024-01-29 |  | Non-lead
002272 | 1123 PETRONIA ST |  | Polytube | Yes |  | 2023-03-22 |  | PVC | 1928 | Yes |  | 2023-03-22 |  | Non-lead
002273 | 909 FRANCES ST |  | Unknown, Non-Lead | Yes |  | 2024-02-16 |  | Unknown, Non-Lead | 2005 | Yes |  | 2024-02-16 |  | Non-lead
002274 | 715 SAMARITAN LN |  | Polytube | No |  |  |  | PVC | 2001 | No |  |  |  | Non-lead
002275 | APT 1 419 TRUMAN AVE |  | Polytube | Yes |  | 2022-09-26 |  | PVC | 1928 | Yes |  | 2022-09-26 |  | Non-lead
002278 | APT 1 1128 PACKER ST |  | Unknown | Yes |  | 2024-10-04 |  | PVC | 1933 | Yes |  | 2024-10-04 |  | Lead Status Unknown
002279 | 1119 STUMP LN |  | Polytube | Yes |  | 2023-01-04 |  | PVC | 1925 | Yes |  | 2023-01-04 |  | Non-lead
002280 | 725 FRANCES ST |  | Polytube | Yes |  | 2023-03-15 |  | PVC | 1938 | Yes |  | 2023-03-15 |  | Non-lead
002281 | 2301 FLAGLER ST |  | Polytube | Yes |  | 2022-08-12 |  | PVC | 1945 | Yes |  | 2022-08-12 |  | Non-lead
002282 | 837 OLIVIA ST |  | Polytube | Yes |  | 2023-03-23 |  | PVC | 1923 | Yes |  | 2023-03-23 |  | Non-lead
002284 | 1013 PACKER ST |  | Polytube | Yes |  | 2024-04-17 |  | PVC | 1933 | Yes |  | 2024-04-17 |  | Non-lead
002285 | APT 4 921 WHITE ST |  | Polytube | Yes |  | 2022-09-09 |  | PVC | 1904 | Yes |  | 2022-09-09 |  | Non-lead
002286 | 726 CAROLINE ST |  | Polytube | Yes |  | 2023-02-22 |  | PVC | 1948 | Yes |  | 2023-02-22 |  | Non-lead
002288 | 507 AMELIA ST |  | Polytube | Yes |  | 2022-09-16 |  | PVC | 1943 | Yes |  | 2022-09-16 |  | Non-lead
002289 | 527 DUVAL ST |  | Polytube | Yes |  | 2022-11-30 |  | PVC | 1933 | Yes |  | 2022-11-30 |  | Non-lead
002290 | 1025 VARELA ST |  | Polytube | Yes |  | 2024-04-30 |  | PVC | 1933 | Yes |  | 2024-04-30 |  | Non-lead
002291 | 1023 VARELA ST |  | Polytube | Yes |  | 2023-03-23 |  | PVC | 1933 | Yes |  | 2023-03-23 |  | Non-lead
002292 | 612 GRIFFIN LN |  | Polytube | Yes |  | 2023-01-04 |  | PVC | 1920 | Yes |  | 2023-01-04 |  | Non-lead
002293 | 624 OLIVIA ST |  | Polytube | Yes |  | 2023-01-10 |  | PVC | 1928 | Yes |  | 2023-01-10 |  | Non-lead
002295 | 2320 HARRIS AVE |  | Polytube | Yes |  | 2022-08-16 |  | PVC | 1946 | Yes |  | 2022-08-16 |  | Non-lead
002298 | 321 AMELIA ST |  | Polytube | Yes |  | 2022-06-16 |  | Polytube | 1943 | Yes |  | 2022-06-16 |  | Non-lead
002299 | 1713 WASHINGTON ST |  | Copper | Yes |  | 2022-10-14 |  | Copper | 1938 | Yes |  | 2022-10-14 |  | Non-lead
002300 | 3100 OVERSEAS Hwy |  | Unknown | Yes |  | 2024-07-16 |  | Unknown | 1971 | Yes |  | 2024-07-16 |  | Lead Status Unknown
002302 | APT 06 1215 CATHERINE ST |  | Polytube | Yes |  | 2022-08-29 |  | PVC | 1933 | Yes |  | 2022-08-29 |  | Non-lead
002303 | APT 4 910 SIMONTON ST |  | Polytube | Yes |  | 2022-10-31 |  | PVC | 1963 | Yes |  | 2022-10-31 |  | Non-lead
002305 | 725 THOMAS ST |  | Polytube | Yes |  | 2024-10-08 |  | PVC | 1909 | Yes |  | 2024-10-08 |  | Non-lead
002307 | APT 04 1215 CATHERINE ST |  | Polytube | Yes |  | 2022-08-29 |  | PVC | 1933 | Yes |  | 2022-08-29 |  | Non-lead
002308 | APT 03 1215 CATHERINE ST |  | Polytube | Yes |  | 2022-08-29 |  | PVC | 1942 | Yes |  | 2022-08-29 |  | Non-lead
002309 | 729 THOMAS ST |  | Polytube | Yes |  | 2023-05-04 |  | PVC | 1909 | Yes |  | 2023-05-04 |  | Non-lead
002310 | AKA 701-B 705 THOMAS ST |  | Polytube | Yes |  | 2023-05-04 |  | Polytube | 1903 | Yes |  | 2023-05-04 |  | Non-lead
002311 | #A 701 THOMAS ST |  | Polytube | Yes |  | 2023-05-04 |  | Polytube | 1903 | Yes |  | 2023-05-04 |  | Non-lead
002312 | APT 02 1215 CATHERINE ST |  | Polytube | Yes |  | 2022-08-29 |  | PVC | 1942 | Yes |  | 2022-08-29 |  | Non-lead
002313 | APT 05 1215 CATHERINE ST |  | Polytube | Yes |  | 2022-08-29 |  | PVC | 1933 | Yes |  | 2022-08-29 |  | Non-lead
002314 | DWN 801 WHITEHEAD ST |  | Polytube | Yes |  | 2024-06-10 |  | PVC | 1939 | Yes |  | 2024-06-10 |  | Non-lead
002315 | APT A REAR 323 PETRONIA ST |  | Polytube | Yes |  | 2022-07-13 |  | PVC | 1958 | Yes |  | 2022-07-13 |  | Non-lead
002316 | APT A 1025 WHITEHEAD ST |  | Copper | Yes |  | 2022-07-05 |  | Polytube | 1908 | Yes |  | 2022-07-05 |  | Non-lead
002317 | 727 WINDSOR LN |  | Polytube | Yes |  | 2024-04-04 |  | PVC | 1928 | Yes |  | 2024-04-04 |  | Non-lead
002318 | 729 TRUMAN AVE |  | Polytube | Yes |  | 2023-03-23 |  | PVC | 1933 | Yes |  | 2023-03-23 |  | Non-lead
002320 | UNIT 1 300 PETRONIA ST |  | Polytube | Yes |  | 2018-07-24 |  | PVC | 2009 | Yes |  | 2018-07-24 |  | Non-lead
002321 | 1404 NEWTON ST |  | Polytube | Yes |  | 2024-08-22 |  | PVC | 1943 | Yes |  | 2024-08-22 |  | Non-lead
002322 | APT 2 623 WHITEHEAD ST |  | Polytube | Yes |  | 2022-06-02 |  | PVC | 1933 | Yes |  | 2022-06-02 |  | Non-lead
002323 | 621 THOMAS ST |  | Polytube | Yes |  | 2023-05-04 |  | PVC | 1901 | Yes |  | 2023-05-04 |  | Non-lead
002324 | APT 2 1004 WATSON ST |  | Polytube | Yes |  | 2023-03-20 |  | PVC | 1933 | Yes |  | 2023-03-20 |  | Non-lead
002325 | 409 VIRGINIA ST |  | Polytube | Yes |  | 2022-06-28 |  | Polytube | 1938 | Yes |  | 2022-06-28 |  | Non-lead
002326 | 1005 TRUMAN AVE |  | Polytube | Yes |  | 2024-04-25 |  | Copper | 1933 | Yes |  | 2024-04-25 |  | Non-lead
002327 | 1023 WHITEHEAD ST |  | Unknown, Non-Lead | Yes |  | 2019-10-09 |  | Unknown, Non-Lead | 1988 | Yes |  | 2019-10-09 |  | Non-lead
002328 | DOWN 615 ASHE ST |  | Polytube | Yes |  | 2023-03-10 |  | PVC | 1928 | Yes |  | 2023-03-10 |  | Non-lead
002330 | 1017 THOMAS ST |  | Polytube | Yes |  | 2023-05-04 |  | PVC | 1938 | Yes |  | 2023-05-04 |  | Non-lead
002331 | APT FRONT 1123 WHITEHEAD ST |  | Polytube | Yes |  | 2022-07-05 |  | PVC | 1928 | Yes |  | 2022-07-05 |  | Non-lead
002332 | 1417 ALBURY ST |  | Polytube | Yes |  | 2022-08-24 |  | PVC | 1928 | Yes |  | 2022-08-24 |  | Non-lead
002333 | 319 AMELIA ST |  | Polytube | Yes |  | 2022-06-16 |  | PVC | 1933 | Yes |  | 2022-06-16 |  | Non-lead
002334 | APT 3 320 SIMONTON ST |  | Unknown | Yes |  | 2023-05-03 |  | PVC | 1928 | Yes |  | 2023-05-03 |  | Lead Status Unknown
002335 | 519 FRANCES ST |  | Polytube | Yes |  | 2023-04-10 |  | PVC | 1933 | Yes |  | 2023-04-10 |  | Non-lead
002336 | 1513 PINE ST |  | Unknown, Non-Lead | Yes |  | 2021-10-15 |  | Unknown, Non-Lead | 2008 | Yes |  | 2021-10-15 |  | Non-lead
002337 | #DWN 1108 TRUMAN AVE |  | Polytube | Yes |  | 2024-07-15 |  | PVC | 1928 | Yes |  | 2024-07-15 |  | Non-lead
002338 | GUEST HOUSE 08 715 SOUTH ST |  | Polytube | Yes |  | 2023-08-23 |  | PVC | 1953 | Yes |  | 2023-08-23 |  | Non-lead
002339 | 1009 CATHERINE ST |  | Polytube | Yes |  | 2023-03-30 |  | PVC | 1943 | Yes |  | 2023-03-30 |  | Non-lead
002340 | 1417 OLIVIA ST |  | Polytube | Yes |  | 2022-09-07 |  | PVC | 1938 | Yes |  | 2022-09-07 |  | Non-lead
002341 | 627 WHITEHEAD ST |  | Polytube | Yes |  | 2022-06-02 |  | Polytube | 1938 | Yes |  | 2022-06-02 |  | Non-lead
002342 | 400 ARONOVITZ LN |  | Polytube | Yes |  | 2023-03-03 |  | PVC | 1933 | Yes |  | 2023-03-03 |  | Non-lead
002343 | 920 SIMONTON ST |  | Polytube | Yes |  | 2022-10-31 |  | Copper | 1918 | Yes |  | 2022-10-31 |  | Non-lead
002344 | APT 01 1215 CATHERINE ST |  | Polytube | Yes |  | 2022-08-29 |  | PVC | 1933 | Yes |  | 2022-08-29 |  | Non-lead
002346 | APT 11 1215 CATHERINE ST |  | Polytube | Yes |  | 2024-01-11 |  | PVC | 1933 | Yes |  | 2024-01-11 |  | Non-lead
002347 | APT DOWN 1027 HOWE ST |  | Polytube | Yes |  | 2022-06-23 |  | PVC | 1959 | Yes |  | 2022-06-23 |  | Non-lead
002348 | 813 ELIZABETH ST |  | Polytube | Yes |  | 2023-01-03 |  | PVC | 1909 | Yes |  | 2023-01-03 |  | Non-lead
002349 | 1123 THOMAS ST |  | Unknown, Non-Lead | Yes |  | 2017-04-17 |  | Unknown, Non-Lead | 2008 | Yes |  | 2017-04-17 |  | Non-lead
002350 | 529 EATON ST |  | Ductile Iron | Yes |  | 2023-05-19 |  | Galvanized | 1938 | Yes |  | 2023-05-19 |  | Galvanized Requiring Replacement
002354 | 1222 SEMINARY ST |  | Polytube | Yes |  | 2022-10-31 |  | Copper | 1948 | Yes |  | 2022-10-31 |  | Non-lead
002356 | APT 2 DOWN REAR 533 WILLIAM ST |  | Polytube | Yes |  | 2023-03-06 |  | PVC | 1930 | Yes |  | 2023-03-06 |  | Non-lead
002357 | APT 1 320 SIMONTON ST |  | Unknown | Yes |  | 2022-10-31 |  | PVC | 1938 | Yes |  | 2022-10-31 |  | Lead Status Unknown
002358 | 522 WHITE ST |  | Polytube | Yes |  | 2023-12-15 |  | PVC | 1933 | Yes |  | 2023-12-15 |  | Non-lead
002359 | 207 VIRGINIA ST |  | Polytube | Yes |  | 2022-11-02 |  | PVC | 2019 | Yes |  | 2022-11-02 |  | Non-lead
002364 | 1020 OLIVIA ST |  | Polytube | Yes |  | 2023-03-23 |  | PVC | 1933 | Yes |  | 2023-03-23 |  | Non-lead
002365 | APT 1 325 DUVAL ST |  | Polytube | Yes |  | 2024-04-08 |  | PVC | 1958 | Yes |  | 2024-04-08 |  | Non-lead
002367 | 227 TAVERNIER DR |  | Polytube | Yes |  | 2023-01-30 |  | PVC | 1987 | Yes |  | 2023-01-30 |  | Non-lead
002368 | 623 PETRONIA ST |  | Polytube | Yes |  | 2023-01-25 |  | PVC | 1938 | Yes |  | 2023-01-25 |  | Non-lead
002371 | APT 4 UP REAR 533 WILLIAM ST |  | Polytube | Yes |  | 2023-03-06 |  | PVC | 1930 | Yes |  | 2023-03-06 |  | Non-lead
002372 | 720 WHITMARSH LN |  | Polytube | Yes |  | 2023-03-06 |  | PVC | 1913 | Yes |  | 2023-03-06 |  | Non-lead
002373 | 407 CATHERINE ST |  | Polytube | Yes |  | 2022-06-21 |  | PVC | 1938 | Yes |  | 2022-06-21 |  | Non-lead
002374 | 708 WHITEHEAD ST |  | Polytube | Yes |  | 2022-06-02 |  | PVC | 1938 | Yes |  | 2022-06-02 |  | Non-lead
002375 | 1212 CATHERINE ST |  | Polytube | Yes |  | 2024-03-15 |  | PVC | 1933 | Yes |  | 2024-03-15 |  | Non-lead
002377 | 1021 VARELA ST |  | Polytube | Yes |  | 2024-04-30 |  | PVC | 1938 | Yes |  | 2024-04-30 |  | Non-lead
002378 | 1019 VARELA ST |  | Polytube | Yes |  | 2024-04-30 |  | PVC | 1938 | Yes |  | 2024-04-30 |  | Non-lead
002379 | 832 JOHNSON LN |  | Polytube | Yes |  | 2024-04-12 |  | PVC | 1923 | Yes |  | 2024-04-12 |  | Non-lead
002380 | UNIT A 709 WINDSOR LN |  | Polytube | Yes |  | 2023-02-01 |  | PVC | 1933 | Yes |  | 2023-02-01 |  | Non-lead
002381 | 300 SOUTHARD ST |  | Polytube | Yes |  | 2024-08-14 |  | PVC | 1938 | Yes |  | 2024-08-14 |  | Non-lead
002382 | 414 LOUISA ST |  | Polytube | Yes |  | 2022-06-23 |  | PVC | 1933 | Yes |  | 2022-06-23 |  | Non-lead
002383 | 410 LOUISA ST |  | Unknown, Non-Lead | No |  |  |  | Unknown, Non-Lead | 2002 | No |  |  |  | Non-lead
002385 | 412 LOUISA ST |  | Polytube | Yes |  | 2022-06-23 |  | PVC | 1933 | Yes |  | 2022-06-23 |  | Non-lead
002386 | 411 LOUISA ST |  | Unknown | Yes |  | 2024-07-03 |  | Unknown | 1943 | Yes |  | 2024-07-03 |  | Lead Status Unknown
002387 | 746/744 WINDSOR LN |  | Polytube | Yes |  | 2023-02-01 |  | PVC | 1933 | Yes |  | 2023-02-01 |  | Non-lead
002388 | APT DOWN 1402 PINE ST |  | Polytube | Yes |  | 2023-05-04 |  | PVC | 1929 | Yes |  | 2023-05-04 |  | Non-lead
002390 | 1415 OLIVIA ST |  | Polytube | Yes |  | 2022-09-07 |  | PVC | 1938 | Yes |  | 2022-09-07 |  | Non-lead
002391 | APT REAR 1121 GEORGIA ST |  | Polytube | Yes |  | 2023-07-13 |  | PVC | 1943 | Yes |  | 2023-07-13 |  | Non-lead
002392 | 11 THOMPSON LN |  | Unknown | Yes |  | 2023-11-29 |  | Unknown | 1943 | Yes |  | 2023-11-29 |  | Lead Status Unknown
002393 | 815 OCEANA DR |  | Polytube | Yes |  | 2022-10-24 |  | PVC | 1949 | Yes |  | 2022-10-24 |  | Non-lead
002394 | 1310 REYNOLDS ST |  | Polytube | Yes |  | 2022-08-24 |  | PVC | 1948 | Yes |  | 2022-08-24 |  | Non-lead
002395 | 1225 DUVAL ST |  | Polytube | Yes |  | 2024-02-27 |  | PVC | 1920 | Yes |  | 2024-02-27 |  | Non-lead
002396 | 1108 SOUTHARD ST |  | Unknown | Yes |  | 2023-01-04 |  | Polytube | 1948 | Yes |  | 2023-01-04 |  | Lead Status Unknown
002397 | REAR 714 ELIZABETH ST |  | Unknown | Yes |  | 2022-08-08 |  | PVC | 1982 | Yes |  | 2022-08-08 |  | Lead Status Unknown
002398 | UNIT A 511 OLIVIA ST |  | Polytube | Yes |  | 2022-10-31 |  | PVC | 1958 | Yes |  | 2022-10-31 |  | Non-lead
002399 | 208 ATLANTIC ST |  | Polytube | Yes |  | 2022-06-22 |  | PVC | 1961 | Yes |  | 2022-06-22 |  | Non-lead
002400 | 828 OLIVIA ST |  | Polytube | Yes |  | 2024-03-15 |  | PVC | 1948 | Yes |  | 2024-03-15 |  | Non-lead
002401 | APT 4 714 WHITE ST |  | Polytube | Yes |  | 2022-09-08 |  | PVC | 1933 | Yes |  | 2022-09-08 |  | Non-lead
002402 | APT 1 714 WHITE ST |  | Polytube | Yes |  | 2023-09-12 |  | PVC | 1933 | Yes |  | 2023-09-12 |  | Non-lead
002403 | APT 2 714 WHITE ST |  | Polytube | Yes |  | 2023-01-31 |  | PVC | 1933 | Yes |  | 2023-01-31 |  | Non-lead
002404 | APT 3 714 WHITE ST |  | Polytube | Yes |  | 2022-09-08 |  | PVC | 1933 | Yes |  | 2022-09-08 |  | Non-lead
002405 | APT 5 714 WHITE ST |  | Polytube | Yes |  | 2022-09-08 |  | PVC | 1933 | Yes |  | 2022-09-08 |  | Non-lead
002406 | APT 6 714 WHITE ST |  | Polytube | Yes |  | 2024-07-11 |  | Copper | 1938 | Yes |  | 2024-07-11 |  | Non-lead
002407 | APT 7 714 WHITE ST |  | Polytube | Yes |  | 2022-09-08 |  | PVC | 1933 | Yes |  | 2022-09-08 |  | Non-lead
002409 | 927 SEMINARY ST |  | Polytube | Yes |  | 2023-10-31 |  | PVC | 1943 | Yes |  | 2023-10-31 |  | Non-lead
002410 | 513 OLIVIA ST |  | Polytube | Yes |  | 2022-10-31 |  | PVC | 1928 | Yes |  | 2022-10-31 |  | Non-lead
002412 | 1319 NEWTON ST |  | Polytube | Yes |  | 2023-05-04 |  | PVC | 1938 | Yes |  | 2023-05-04 |  | Non-lead
002413 | 412 TRUMAN AVE |  | Polytube | Yes |  | 2023-11-03 |  | Polytube | 1934 | Yes |  | 2023-11-03 |  | Non-lead
002414 | 609 ANGELA ST |  | Polytube | Yes |  | 2024-05-08 |  | PVC | 1933 | Yes |  | 2024-05-08 |  | Non-lead
002416 | APT A 3633 FLAGLER AVE |  | Polytube | Yes |  | 2021-06-24 |  | PVC | 1995 | Yes |  | 2021-06-24 |  | Non-lead
002417 | 1227 VON PHISTER ST |  | Polytube | Yes |  | 2023-03-15 |  | PVC | 1920 | Yes |  | 2023-03-15 |  | Non-lead
002420 | 1314 VIRGINIA ST |  | Polytube | Yes |  | 2023-05-15 |  | PVC | 1938 | Yes |  | 2023-05-15 |  | Non-lead
002422 | 907 CENTER ST |  | Polytube | Yes |  | 2023-05-04 |  | PVC | 1918 | Yes |  | 2023-05-04 |  | Non-lead
002423 | 904 WASHINGTON ST |  | Polytube | Yes |  | 2022-10-14 |  | PVC | 1945 | Yes |  | 2022-10-14 |  | Non-lead
002424 | 409 PETRONIA ST |  | Polytube | Yes |  | 2022-09-26 |  | Copper | 1982 | Yes |  | 2022-09-26 |  | Non-lead
002425 | PYH MCDO 87000 OVERSEAS HWY |  | Unknown, Non-Lead | Yes |  | 2022-08-26 |  | Unknown, Non-Lead | 2013 | Yes |  | 2022-08-26 |  | Non-lead
002426 | 425 TRUMAN AVE |  | Polytube | Yes |  | 2022-06-07 |  | PVC | 1933 | Yes |  | 2022-06-07 |  | Non-lead
002428 | 2222 PATTERSON AVE |  | Polytube | Yes |  | 2023-05-04 |  | Copper | 1920 | Yes |  | 2023-05-04 |  | Non-lead
002429 | 500 WHITE ST |  | Polytube | Yes |  | 2022-09-08 |  | PVC | 1929 | Yes |  | 2022-09-08 |  | Non-lead
002430 | APT 08 1215 CATHERINE ST |  | Polytube | Yes |  | 2023-12-15 |  | PVC | 1942 | Yes |  | 2023-12-15 |  | Non-lead
002433 | 1213 ELIZA ST |  | Polytube | Yes |  | 2022-10-14 |  | PVC | 1933 | Yes |  | 2022-10-14 |  | Non-lead
002434 | APT 07 1215 CATHERINE ST |  | Polytube | Yes |  | 2022-08-29 |  | PVC | 1942 | Yes |  | 2022-08-29 |  | Non-lead
002435 | 630 SOUTH ST |  | Polytube | Yes |  | 2023-08-14 |  | PVC | 1953 | Yes |  | 2023-08-14 |  | Non-lead
002436 | 918 DUVAL ST |  | Polytube | Yes |  | 2023-05-04 |  | PVC | 1948 | Yes |  | 2023-05-04 |  | Non-lead
002437 | 905 ASHE ST |  | Polytube | Yes |  | 2023-10-18 |  | PVC | 1928 | Yes |  | 2023-10-18 |  | Non-lead
002438 | 1006 CATHERINE ST |  | Polytube | Yes |  | 2023-03-30 |  | PVC | 1928 | Yes |  | 2023-03-30 |  | Non-lead
002439 | 1002 CATHERINE ST |  | Polytube | Yes |  | 2022-12-22 |  | PVC | 1928 | Yes |  | 2022-12-22 |  | Non-lead
002440 | APT 10 1215 CATHERINE ST |  | Polytube | Yes |  | 2022-08-29 |  | PVC | 1942 | Yes |  | 2022-08-29 |  | Non-lead
002442 | 1104 MARGARET ST |  | Polytube | Yes |  | 2023-03-15 |  | PVC | 1938 | Yes |  | 2023-03-15 |  | Non-lead
002443 | 1120 ELGIN LN |  | Polytube | Yes |  | 2023-03-06 |  | PVC | 1925 | Yes |  | 2023-03-06 |  | Non-lead
002444 | 712 WILLIAM ST |  | Polytube | Yes |  | 2023-01-04 |  | PVC | 1929 | Yes |  | 2023-01-04 |  | Non-lead
002445 | 1004 CATHERINE ST |  | Polytube | Yes |  | 2022-07-12 |  | PVC | 2006 | Yes |  | 2022-07-12 |  | Non-lead
002446 | 624 WHITE ST |  | Copper | Yes |  | 2022-09-08 |  | Copper | 1933 | Yes |  | 2022-09-08 |  | Non-lead
002448 | 601 CAROLINE ST |  | Polytube | Yes |  | 2024-06-06 |  | Copper | 1933 | Yes |  | 2024-06-06 |  | Non-lead
002449 | 609 CAROLINE ST |  | Polytube | Yes |  | 2022-10-27 |  | PVC | 1918 | Yes |  | 2022-10-27 |  | Non-lead
002451 | APT 09 1215 CATHERINE ST |  | Polytube | Yes |  | 2022-08-29 |  | PVC | 1942 | Yes |  | 2022-08-29 |  | Non-lead
002453 | LAUNDRY 1026 WHITE ST |  | Unknown | Yes |  | 2023-03-23 |  | PVC | 1973 | Yes |  | 2023-03-23 |  | Lead Status Unknown
002454 | 2 HIBISCUS LN |  | Polytube | Yes |  | 2022-06-06 |  | PVC | 1928 | Yes |  | 2022-06-06 |  | Non-lead
002455 | DWN #1 408 UNITED ST |  | Polytube | No |  |  |  | None | 1938 | No |  |  |  | Non-lead
002456 | 909 SOUTHARD ST |  | Polytube | Yes |  | 2023-01-04 |  | Polytube | 1928 | Yes |  | 2023-01-04 |  | Non-lead
002457 | 226 PETRONIA ST |  | Unknown, Non-Lead | No |  |  |  | Unknown, Non-Lead | 1989 | No |  |  |  | Non-lead
002458 | 707 SOUTH ST |  | Polytube | Yes |  | 2024-02-02 |  | PVC | 1948 | Yes |  | 2024-02-02 |  | Non-lead
002459 | 414 ANGELA ST |  | Unknown, Non-Lead | Yes |  | 2021-05-10 |  | Unknown, Non-Lead | 1998 | Yes |  | 2021-05-10 |  | Non-lead
002460 | 903 GRINNELL ST |  | Polytube | Yes |  | 2023-03-23 |  | PVC | 1928 | Yes |  | 2023-03-23 |  | Non-lead
002462 | 624 ELIZABETH ST |  | Copper | Yes |  | 2023-01-03 |  | Copper | 1940 | Yes |  | 2023-01-03 |  | Non-lead
002463 | 509 1/2 DUVAL ST |  | Unknown, Non-Lead | Yes |  | 2018-12-28 |  | Polytube | 1988 | Yes |  | 2018-12-28 |  | Non-lead
002464 | 723 FLEMING ST |  | Polytube | Yes |  | 2023-10-18 |  | PVC | 1920 | Yes |  | 2023-10-18 |  | Non-lead
002465 | 1116 VARELA ST |  | Polytube | Yes |  | 2024-04-30 |  | Galvanized | 1943 | Yes |  | 2024-04-30 |  | Galvanized Requiring Replacement
002466 | 1109 STUMP LN |  | Polytube | Yes |  | 2024-09-06 |  | PVC | 1933 | Yes |  | 2024-09-06 |  | Non-lead
002468 | APT DOWN BACK 91461 OVERSEAS HWY |  | Polytube | Yes |  | 2022-11-03 |  | PVC | 1985 | Yes |  | 2022-11-03 |  | Non-lead
002471 | APT FRONT 1211 FLORIDA ST |  | Polytube | Yes |  | 2024-07-30 |  | Copper | 1943 | Yes |  | 2024-07-30 |  | Non-lead
002472 | 13 THOMPSON LN |  | Polytube | Yes |  | 2022-06-27 |  | PVC | 1943 | Yes |  | 2022-06-27 |  | Non-lead
002473 | APT REAR DOWN 1008 WHITE ST |  | Polytube | Yes |  | 2024-05-20 |  | PVC | 1943 | Yes |  | 2024-05-20 |  | Non-lead
002474 | APT 2 UP 1116 WATSON ST |  | Polytube | Yes |  | 2018-10-15 |  | Polytube | 1933 | Yes |  | 2018-10-15 |  | Non-lead
002475 | APT 1 901 SIMONTON ST |  | Polytube | Yes |  | 2022-10-31 |  | PVC | 1938 | Yes |  | 2022-10-31 |  | Non-lead
002476 | 329 PEACON LN |  | Polytube | Yes |  | 2023-03-06 |  | PVC | 1933 | Yes |  | 2023-03-06 |  | Non-lead
002477 | 1116 WHITEHEAD ST |  | Polytube | Yes |  | 2022-07-05 |  | PVC | 1933 | Yes |  | 2022-07-05 |  | Non-lead
002478 | 1114 WHITEHEAD ST |  | Polytube | Yes |  | 2022-07-05 |  | PVC | 1933 | Yes |  | 2022-07-05 |  | Non-lead
002480 | APT UP 532 MARGARET ST |  | Polytube | Yes |  | 2023-02-22 |  | PVC | 1958 | Yes |  | 2023-02-22 |  | Non-lead
002481 | 713 EATON ST |  | Polytube | Yes |  | 2023-03-06 |  | PVC | 1918 | Yes |  | 2023-03-06 |  | Non-lead
002482 | 306 PEACON LN |  | Polytube | Yes |  | 2023-02-01 |  | PVC | 1918 | Yes |  | 2023-02-01 |  | Non-lead
002484 | 744 WINDSOR LN |  | Polytube | Yes |  | 2023-02-01 |  | PVC | 1933 | Yes |  | 2023-02-01 |  | Non-lead
002485 | 1300 VIRGINIA ST |  | Polytube | Yes |  | 2024-07-17 |  | PVC | 1938 | Yes |  | 2024-07-17 |  | Non-lead
002486 | L REAR 809 EATON ST |  | Polytube | Yes |  | 2024-09-09 |  | Copper | 1909 | Yes |  | 2024-09-09 |  | Non-lead
002487 | 412 ELIZABETH ST |  | Polytube | Yes |  | 2022-10-14 |  | PVC | 1938 | Yes |  | 2022-10-14 |  | Non-lead
002488 | POINCIANA SCHOOL |  | Unknown, Non-Lead | No |  |  |  | Unknown, Non-Lead | 1991 | No |  |  |  | Non-lead
002491 | 626 SAMARITAN LN |  | Polytube | Yes |  | 2024-01-05 |  | PVC | 1923 | Yes |  | 2024-01-05 |  | Non-lead
002492 | 809 EATON RIGHT REAR ST |  | Polytube | Yes |  | 2024-09-06 |  | Copper | 1908 | Yes |  | 2024-09-06 |  | Non-lead
002493 | 622 UNITED ST |  | PVC | Yes |  | 2022-05-20 |  | Polytube | 1908 | Yes |  | 2022-05-20 |  | Non-lead
002495 | 1015 ELGIN LN |  | Polytube | Yes |  | 2023-03-06 |  | PVC | 1933 | Yes |  | 2023-03-06 |  | Non-lead
002497 | DOWN 1018 ELGIN LN |  | Polytube | Yes |  | 2023-12-08 |  | PVC | 1933 | Yes |  | 2023-12-08 |  | Non-lead
002498 | 510 MARGARET ST |  | Polytube | Yes |  | 2023-02-01 |  | PVC | 1938 | Yes |  | 2023-02-01 |  | Non-lead
002500 | 904 OLIVIA ST |  | Polytube | Yes |  | 2023-03-23 |  | PVC | 1923 | Yes |  | 2023-03-23 |  | Non-lead
002501 | 421 EATON ST |  | Polytube | Yes |  | 2022-12-15 |  | PVC | 1938 | Yes |  | 2022-12-15 |  | Non-lead
002503 | DWN 919 ELIZABETH ST |  | Polytube | Yes |  | 2023-01-31 |  | PVC | 1938 | Yes |  | 2023-01-31 |  | Non-lead
002504 | 425 EATON ST |  | Polytube | Yes |  | 2022-05-09 |  | Polytube | 1938 | Yes |  | 2022-05-09 |  | Non-Lead
002505 | 914 EATON ST |  | Polytube | Yes |  | 2023-03-06 |  | PVC | 1933 | Yes |  | 2023-03-06 |  | Non-lead
002508 | 1419 REYNOLDS ST |  | Polytube | Yes |  | 2024-10-08 |  | PVC | 1938 | Yes |  | 2024-10-08 |  | Non-lead
002509 | 901 ELIZABETH ST |  | Polytube | Yes |  | 2023-01-03 |  | Unknown | 1938 | Yes |  | 2023-01-03 |  | Lead Status Unknown
002510 | 1324 NEWTON ST |  | Polytube | Yes |  | 2022-06-09 |  | PVC | 1943 | Yes |  | 2022-06-09 |  | Non-lead
002511 | 700 AMELIA ST |  | Polytube | Yes |  | 2024-08-13 |  | PVC | 1938 | Yes |  | 2024-08-13 |  | Non-lead
002513 | 1328 WHITE ST |  | Polytube | Yes |  | 2022-09-08 |  | PVC | 1970 | Yes |  | 2022-09-08 |  | Non-lead
002514 | APT 1 800 CAROLINE ST |  | PVC | Yes |  | 2023-02-22 |  | PVC | 1920 | Yes |  | 2023-02-22 |  | Non-lead
002515 | 913 EISENHOWER DR |  | Polytube | Yes |  | 2022-09-07 |  | PVC | 1963 | Yes |  | 2022-09-07 |  | Non-lead
002516 | UNIT A 1025 GRINNELL ST |  | Polytube | Yes |  | 2023-03-16 |  | PVC | 1924 | Yes |  | 2023-03-16 |  | Non-lead
002518 | 308 PETRONIA ST |  | Polytube | Yes |  | 2023-09-20 |  | PVC | 1938 | Yes |  | 2023-09-20 |  | Non-lead
002519 | 124 LOWE ST |  | Polytube | Yes |  | 2023-01-30 |  | PVC | 1948 | Yes |  | 2023-01-30 |  | Non-lead
002520 | 906 VON PHISTER ST |  | Copper | Yes |  | 2022-09-16 |  | Copper | 1938 | Yes |  | 2022-09-16 |  | Non-lead
002521 | 1608 VON PHISTER ST |  | Polytube | Yes |  | 2024-09-19 |  | PVC | 1945 | Yes |  | 2024-09-19 |  | Non-lead
002522 | LAUNDRY RM 09 715 SOUTH ST |  | Polytube | Yes |  | 2023-04-25 |  | PVC | 1953 | Yes |  | 2023-04-25 |  | Non-lead
002523 | GUEST HOUSE 07 715 SOUTH ST |  | Unknown | Yes |  | 2017-12-15 |  | Unknown | 1953 | Yes |  | 2017-12-15 |  | Lead Status Unknown
002524 | 200 BEACH ST |  | Polytube | Yes |  | 2023-02-06 |  | PVC | 1939 | Yes |  | 2023-02-06 |  | Non-lead
002525 | 130 LOWE ST |  | Polytube | Yes |  | 2022-02-09 |  | Polytube | 1948 | Yes |  | 2022-02-09 |  | Non-lead
002526 | 137 SUNRISE DR |  | Polytube | Yes |  | 2023-01-30 |  | PVC | 1934 | Yes |  | 2023-01-30 |  | Non-lead
002527 | #1 729 UNITED ST |  | Polytube | Yes |  | 2023-04-25 |  | PVC | 1934 | Yes |  | 2023-04-25 |  | Non-lead
002528 | 1221 WILLIAM ST |  | Polytube | Yes |  | 2023-04-24 |  | PVC | 1948 | Yes |  | 2023-04-24 |  | Non-lead
002529 | APT 2 729 UNITED ST |  | Polytube | Yes |  | 2023-04-25 |  | PVC | 1934 | Yes |  | 2023-04-25 |  | Non-lead
002530 | APT 3 729 UNITED ST |  | Polytube | Yes |  | 2024-02-02 |  | PVC | 1934 | Yes |  | 2024-02-02 |  | Non-lead
002531 | 1419 THOMPSON ST |  | Polytube | Yes |  | 2024-02-16 |  | PVC | 1948 | Yes |  | 2024-02-16 |  | Non-lead
002532 | 1011 VIRGINIA ST |  | Polytube | Yes |  | 2023-03-23 |  | PVC | 1966 | Yes |  | 2023-03-23 |  | Non-lead
002533 | 612 WHITE ST |  | Polytube | Yes |  | 2022-09-08 |  | PVC | 1923 | Yes |  | 2022-09-08 |  | Non-lead
002534 | 1106 VARELA ST |  | Polytube | Yes |  | 2023-03-23 |  | PVC | 1945 | Yes |  | 2023-03-23 |  | Non-lead
002535 | 600 BONITO AVE |  | Polytube | Yes |  | 2022-11-01 |  | PVC | 1924 | Yes |  | 2022-11-01 |  | Non-lead
002536 | 616 GREENE ST |  | Polytube | Yes |  | 2022-10-31 |  | PVC | 1928 | Yes |  | 2022-10-31 |  | Non-lead
002537 | 708 DUVAL ST |  | Unknown, Non-Lead | Yes |  | 2020-09-03 |  | Unknown, Non-Lead | 1994 | Yes |  | 2020-09-03 |  | Non-lead
002538 | 1030 EATON ST |  | Polytube | Yes |  | 2023-02-16 |  | PVC | 1965 | Yes |  | 2023-02-16 |  | Non-lead
002540 | 309 PETRONIA ST |  | Polytube | Yes |  | 2023-10-24 |  | PVC | 1909 | Yes |  | 2023-10-24 |  | Non-lead
002541 | 7 HUNTS LN |  | Copper | Yes |  | 2024-03-18 |  | PVC | 1933 | Yes |  | 2024-03-18 |  | Non-lead
002543 | 1416 PETRONIA ST |  | Polytube | Yes |  | 2022-09-19 |  | PVC | 1942 | Yes |  | 2022-09-19 |  | Non-lead
002544 | APT 1 1420 PETRONIA ST |  | Polytube | Yes |  | 2024-04-22 |  | PVC | 1942 | Yes |  | 2024-04-22 |  | Non-lead
002546 | 1502 BERTHA ST |  | Polytube | Yes |  | 2022-09-22 |  | PVC | 1938 | Yes |  | 2022-09-22 |  | Non-lead
002548 | 2 GECKO LN |  | Polytube | Yes |  | 2023-03-06 |  | PVC | 1935 | Yes |  | 2023-03-06 |  | Non-lead
002549 | APT REAR 823 EATON ST |  | PVC | Yes |  | 2023-03-06 |  | PVC | 1935 | Yes |  | 2023-03-06 |  | Non-lead
002550 | 4 GECKO LN REAR |  | Polytube | Yes |  | 2023-03-06 |  | PVC | 1925 | Yes |  | 2023-03-06 |  | Non-lead
002551 | APT 1 817 EATON ST |  | PVC | Yes |  | 2023-03-06 |  | PVC | 1929 | Yes |  | 2023-03-06 |  | Non-lead
002552 | #7 609 DUVAL ST |  | Polytube | Yes |  | 2023-05-04 |  | PVC | 1953 | Yes |  | 2023-05-04 |  | Non-lead
002554 | APT 1 1209 VIRGINIA ST |  | PVC | Yes |  | 2022-08-15 |  | PVC | 1989 | Yes |  | 2022-08-15 |  | Non-lead
002555 | 1126 STUMP LN |  | Polytube | Yes |  | 2023-01-04 |  | PVC | 1925 | Yes |  | 2023-01-04 |  | Non-lead
002556 | 903 OLIVIA ST |  | Polytube | Yes |  | 2024-04-03 |  | PVC |  | Yes |  | 2024-04-03 |  | Non-lead
002557 | 1207 OLIVIA ST |  | Polytube | Yes |  | 2022-09-07 |  | None | 1933 | Yes |  | 2022-09-07 |  | Non-lead
002558 | 1315 OLIVIA ST |  | Polytube | Yes |  | 2023-09-13 |  | PVC | 2018 | Yes |  | 2023-09-13 |  | Non-lead
002559 | 1012 ELGIN LN |  | Polytube | Yes |  | 2023-08-11 |  | PVC | 1919 | Yes |  | 2023-08-11 |  | Non-lead
002560 | 822 SAWYER LN |  | Polytube | Yes |  | 2023-03-06 |  | PVC | 1977 | Yes |  | 2023-03-06 |  | Non-lead
002561 | 101 COCONUT ROW |  | Polytube | Yes |  | 2023-01-30 |  | PVC | 1938 | Yes |  | 2023-01-30 |  | Non-lead
002563 | 5 HIGGS LN |  | Polytube | Yes |  | 2023-02-10 |  | PVC | 1933 | Yes |  | 2023-02-10 |  | Non-lead
002566 | 726 POORHOUSE LN |  | Polytube | Yes |  | 2023-01-25 |  | PVC | 1938 | Yes |  | 2023-01-25 |  | Non-lead
002568 | 2506 SEIDENBERG AVE |  | Copper | Yes |  | 2022-08-18 |  | Copper | 1943 | Yes |  | 2022-08-18 |  | Non-lead
002569 | 812 CAROLINE ST |  | Polytube | Yes |  | 2023-02-22 |  | PVC | 1968 | Yes |  | 2023-02-22 |  | Non-lead
002570 | 508 AMELIA ST |  | Polytube | Yes |  | 2024-05-08 |  | PVC | 1943 | Yes |  | 2024-05-08 |  | Non-lead
002571 | 429 CAROLINE ST |  | Polytube | Yes |  | 2022-11-29 |  | PVC | 1929 | Yes |  | 2022-11-29 |  | Non-lead
002572 | 627 ELIZABETH ST |  | Polytube | Yes |  | 2023-01-03 |  | Unknown | 1948 | Yes |  | 2023-01-03 |  | Lead Status Unknown
002574 | 409 SMITH LN |  | Polytube | Yes |  | 2022-06-08 |  | PVC | 1977 | Yes |  | 2022-06-08 |  | Non-lead
002575 | 312 PETRONIA ST |  | Unknown, Non-Lead | Yes |  | 2020-01-09 |  | PVC | 2001 | Yes |  | 2020-01-09 |  | Non-lead
002576 | 1305 PETRONIA ST |  | Polytube | Yes |  | 2022-09-19 |  | PVC | 1938 | Yes |  | 2022-09-19 |  | Non-lead
002577 | 625 ELIZABETH ST |  | Polytube | Yes |  | 2023-01-03 |  | PVC | 1920 | Yes |  | 2023-01-03 |  | Non-lead
002578 | 1122 ANGELA ST |  | Polytube | Yes |  | 2023-08-29 |  | PVC | 1934 | Yes |  | 2023-08-29 |  | Non-lead
002579 | 913 WATSON ST |  | Polytube | Yes |  | 2023-03-20 |  | PVC | 1933 | Yes |  | 2023-03-20 |  | Non-lead
002580 | 1121 PETRONIA ST |  | Polytube | Yes |  | 2023-03-22 |  | PVC | 1928 | Yes |  | 2023-03-22 |  | Non-lead
002581 | APT 2 806 PEARL ST |  | Polytube | Yes |  | 2024-10-07 |  | PVC | 1943 | Yes |  | 2024-10-07 |  | Non-lead
002582 | 920 DUVAL ST |  | Polytube | Yes |  | 2023-05-04 |  | PVC | 1948 | Yes |  | 2023-05-04 |  | Non-lead
002585 | 721 GALVESTON LN |  | Polytube | Yes |  | 2023-03-06 |  | PVC | 1933 | Yes |  | 2023-03-06 |  | Non-lead
002586 | 1015 PACKER ST |  | Polytube | Yes |  | 2024-05-07 |  | PVC | 1933 | Yes |  | 2024-05-07 |  | Non-lead
002587 | 1114 PACKER ST |  | Polytube | Yes |  | 2023-03-22 |  | PVC | 1938 | Yes |  | 2023-03-22 |  | Non-lead
002588 | APT FRONT 1009 PACKER ST |  | Polytube | Yes |  | 2022-06-15 |  | Copper | 1933 | Yes |  | 2022-06-15 |  | Non-lead
002589 | 1016 GRINNELL ST |  | Polytube | Yes |  | 2023-03-16 |  | PVC | 1938 | Yes |  | 2023-03-16 |  | Non-lead
002590 | 1012 WATSON ST |  | Polytube | Yes |  | 2023-03-20 |  | PVC | 1908 | Yes |  | 2023-03-20 |  | Non-lead
002591 | 2500 STAPLES AVE |  | Unknown, Non-Lead | Yes |  | 2021-06-16 |  | Unknown, Non-Lead | 2005 | Yes |  | 2021-06-16 |  | Non-lead
002592 | APT B 421 AMELIA ST |  | Polytube | Yes |  | 2022-06-21 |  | PVC | 1928 | Yes |  | 2022-06-21 |  | Non-lead
002593 | 3 LOWE'S LN |  | Polytube | Yes |  | 2023-01-31 |  | PVC | 1928 | Yes |  | 2023-01-31 |  | Non-lead
002594 | 1200 MARGARET ST |  | Polytube | Yes |  | 2023-03-30 |  | PVC | 1938 | Yes |  | 2023-03-30 |  | Non-lead
002595 | #1 828 DUVAL ST |  | Polytube | Yes |  | 2023-05-04 |  | PVC | 1933 | Yes |  | 2023-05-04 |  | Non-lead
002596 | 810 FLORIDA ST |  | Polytube | Yes |  | 2024-10-02 |  | Copper | 1943 | Yes |  | 2024-10-02 |  | Non-lead
002597 | UNIT 102 1012 TRUMAN AVE |  | Polytube | Yes |  | 2023-03-23 |  | PVC | 1923 | Yes |  | 2023-03-23 |  | Non-lead
002598 | 1426 ELIZA ST |  | Polytube | Yes |  | 2023-12-15 |  | PVC | 1933 | Yes |  | 2023-12-15 |  | Non-lead
002599 | 1112 WATSON ST |  | Polytube | Yes |  | 2023-03-20 |  | PVC | 1938 | Yes |  | 2023-03-20 |  | Non-lead
002600 | 804 CAROLINE ST |  | Polytube | Yes |  | 2023-02-22 |  | PVC | 1920 | Yes |  | 2023-02-22 |  | Non-lead
002601 | 611 CAROLINE ST |  | Polytube | Yes |  | 2022-10-27 |  | Polytube | 1923 | Yes |  | 2022-10-27 |  | Non-lead
002602 | 844 OLIVIA ST |  | Polytube | Yes |  | 2023-03-23 |  | PVC | 1933 | Yes |  | 2023-03-23 |  | Non-lead
002603 | 1113 STUMP LN |  | Polytube | Yes |  | 2023-09-07 |  | PVC | 1938 | Yes |  | 2023-09-07 |  | Non-lead
002604 | 2404 STAPLES AVE |  | Polytube | Yes |  | 2022-08-15 |  | PVC | 1958 | Yes |  | 2022-08-15 |  | Non-lead
002605 | 415 GRINNELL ST |  | Polytube | Yes |  | 2023-02-08 |  | PVC | 1918 | Yes |  | 2023-02-08 |  | Non-lead
002606 | 906 SOUTHARD ST |  | Polytube | Yes |  | 2023-01-04 |  | PVC | 1987 | Yes |  | 2023-01-04 |  | Non-lead
002607 | 1605 VON PHISTER ST |  | Unknown, Non-Lead | No |  |  |  | Polytube | 1997 | No |  |  |  | Non-lead
002608 | 1311 NEWTON ST |  | Polytube | Yes |  | 2023-05-04 |  | PVC | 1943 | Yes |  | 2023-05-04 |  | Non-lead
002609 | 808 OCEANA DR |  | Polytube | Yes |  | 2022-10-27 |  | PVC | 1949 | Yes |  | 2022-10-27 |  | Non-lead
002610 | POLE 666 81646 OVERSEAS HWY |  | Unknown, Non-Lead | Yes |  | 2022-03-23 |  | Unknown, Non-Lead | 1997 | Yes |  | 2022-03-23 |  | Non-lead
002611 | 100 BEACH RD |  | Polytube | Yes |  | 2022-06-27 |  | PVC | 1936 | Yes |  | 2022-06-27 |  | Non-lead
002612 | 921 TRUMAN AVE |  | Unknown, Non-Lead | Yes |  | 2018-08-16 |  | Unknown, Non-Lead | 2016 | Yes |  | 2018-08-16 |  | Non-lead
002613 | 79847 OVERSEAS HWY |  | Polytube | Yes |  | 2022-06-22 |  | PVC | 1961 | Yes |  | 2022-06-22 |  | Non-lead
002614 | 804 ASHE ST |  | Polytube | No |  |  |  | PVC | 1924 | No |  |  |  | Non-lead
002615 | 21074 US 1 |  | Polytube | Yes |  | 2022-10-03 |  | PVC | 1940 | Yes |  | 2022-10-03 |  | Non-lead
002617 | 201 VIRGINIA ST |  | Unknown, Non-Lead | Yes |  | 2023-05-30 |  | Unknown, Non-Lead | 2005 | Yes |  | 2023-05-30 |  | Non-lead
002618 | APT FRONT 635 UNITED ST |  | Polytube | Yes |  | 2024-08-23 |  | Polytube | 1929 | Yes |  | 2024-08-23 |  | Non-Lead
002619 | 925 TRUMAN AVE |  | Polytube | Yes |  | 2023-03-23 |  | PVC | 1958 | Yes |  | 2023-03-23 |  | Non-lead
002620 | 916 CENTER ST |  | Polytube | Yes |  | 2023-05-04 |  | PVC | 1918 | Yes |  | 2023-05-04 |  | Non-lead
002621 | 1220 GEORGIA ST |  | Polytube | Yes |  | 2023-05-04 |  | Copper | 1928 | Yes |  | 2023-05-04 |  | Non-lead
002622 | 1202 WHITEHEAD ST |  | Polytube | Yes |  | 2022-07-05 |  | PVC | 1933 | Yes |  | 2022-07-05 |  | Non-lead
002623 | 1106 WHITE ST |  | Polytube | Yes |  | 2022-10-11 |  | PVC | 2017 | Yes |  | 2022-10-11 |  | Non-lead
002624 | 1211 DUNCAN ST |  | Polytube | Yes |  | 2022-09-19 |  | PVC | 1933 | Yes |  | 2022-09-19 |  | Non-lead
002625 | 722 ASHE ST |  | Unknown, Non-Lead | No |  |  |  | Unknown, Non-Lead | 2008 | No |  |  |  | Non-lead
002627 | 1021 PACKER ST |  | Polytube | Yes |  | 2023-03-22 |  | PVC | 1954 | Yes |  | 2023-03-22 |  | Non-lead
002628 | 529 OLIVIA ST |  | Polytube | Yes |  | 2022-10-31 |  | PVC | 1943 | Yes |  | 2022-10-31 |  | Non-lead
002630 | 2603 FOGARTY AVE |  | Unknown, Non-Lead | Yes |  | 2024-08-19 |  | PVC | 2007 | Yes |  | 2024-08-19 |  | Non-lead
002631 | 618 CANFIELD LN |  | Polytube | Yes |  | 2023-02-16 |  | PVC | 1933 | Yes |  | 2023-02-16 |  | Non-lead
002632 | 823 WHITEHEAD ST |  | Polytube | Yes |  | 2022-07-05 |  | PVC | 1928 | Yes |  | 2022-07-05 |  | Non-lead
002633 | 316 PEACON LN |  | Polytube | Yes |  | 2023-02-01 |  | PVC | 1933 | Yes |  | 2023-02-01 |  | Non-lead
002634 | 413 PETRONIA ST |  | Polytube | Yes |  | 2024-07-08 |  | PVC | 1943 | Yes |  | 2024-07-08 |  | Non-lead
002635 | 1006 FLEMING ST |  | Unknown | Yes |  | 2022-12-02 |  | Unknown | 1938 | Yes |  | 2022-12-02 |  | Lead Status Unknown
002636 | 520 PETRONIA ST |  | Polytube | Yes |  | 2022-11-02 |  | PVC | 1933 | Yes |  | 2022-11-02 |  | Non-lead
002637 | APT 1 1119 CATHERINE ST |  | Polytube | Yes |  | 2023-03-30 |  | PVC | 1938 | Yes |  | 2023-03-30 |  | Non-lead
002639 | 97500 OVERSEAS HWY |  | Unknown, Non-Lead | No |  |  |  | Unknown, Non-Lead | 2006 | No |  |  |  | Non-lead
002641 | 88980 OVERSEAS P/L3,P/L4 HWY |  | Polytube | Yes |  | 2020-03-18 |  | PVC | 1948 | Yes |  | 2020-03-18 |  | Non-lead
002642 | 914 CENTER ST |  | Polytube | Yes |  | 2023-05-04 |  | Copper | 1918 | Yes |  | 2023-05-04 |  | Non-lead
002643 | DWN 917 GRINNELL ST |  | Polytube | Yes |  | 2023-03-16 |  | PVC | 1934 | Yes |  | 2023-03-16 |  | Non-lead
002644 | 1103 WATSON ST |  | Polytube | Yes |  | 2022-11-09 |  | PVC | 1948 | Yes |  | 2022-11-09 |  | Non-lead
002645 | 318 AMELIA ST |  | Polytube | Yes |  | 2022-06-16 |  | PVC | 1938 | Yes |  | 2022-06-16 |  | Non-lead
002646 | 826 FLORIDA ST |  | Polytube | Yes |  | 2023-06-13 |  | PVC | 1938 | Yes |  | 2023-06-13 |  | Non-lead
002647 | 606 GRINNELL ST |  | Polytube | Yes |  | 2023-02-08 |  | PVC | 1901 | Yes |  | 2023-02-08 |  | Non-lead
002648 | 806 OCEANA BLVD |  | Polytube | Yes |  | 2022-10-24 |  | Copper | 1948 | Yes |  | 2022-10-24 |  | Non-lead
002649 | 524 LOUISA ST |  | Polytube | Yes |  | 2023-08-01 |  | PVC | 1943 | Yes |  | 2023-08-01 |  | Non-lead
002650 | 618 WHITEHEAD ST |  | Polytube | Yes |  | 2022-06-02 |  | PVC | 1933 | Yes |  | 2022-06-02 |  | Non-lead
002651 | 416 TRUMAN AVE |  | Polytube | Yes |  | 2022-09-26 |  | Polytube | 1934 | Yes |  | 2022-09-26 |  | Non-lead
002652 | 1115 GEORGIA ST |  | Polytube | Yes |  | 2022-08-15 |  | PVC | 1939 | Yes |  | 2022-08-15 |  | Non-lead
002653 | 1121 VARELA ST |  | Polytube | Yes |  | 2024-04-30 |  | PVC | 1933 | Yes |  | 2024-04-30 |  | Non-lead
002654 | UP 1122 WHITEHEAD ST |  | Polytube | Yes |  | 2024-07-03 |  | PVC | 1938 | Yes |  | 2024-07-03 |  | Non-lead
002655 | 906 WHITE ST |  | Polytube | Yes |  | 2022-09-09 |  | PVC | 1933 | Yes |  | 2022-09-09 |  | Non-lead
002656 | 604 ASHE ST |  | Polytube | Yes |  | 2023-03-10 |  | PVC | 1933 | Yes |  | 2023-03-10 |  | Non-lead
002657 | 915 WASHINGTON ST |  | Polytube | Yes |  | 2022-10-14 |  | PVC | 1938 | Yes |  | 2022-10-14 |  | Non-lead
002658 | 611 SIMONTON ST |  | Polytube | Yes |  | 2022-10-31 |  | Copper | 1953 | Yes |  | 2022-10-31 |  | Non-lead
002659 | 522 PETRONIA ST |  | Polytube | Yes |  | 2024-07-03 |  | PVC | 1933 | Yes |  | 2024-07-03 |  | Non-lead
002660 | 804 WHITE ST |  | Polytube | Yes |  | 2022-11-21 |  | Copper | 1943 | Yes |  | 2022-11-21 |  | Non-lead
002663 | 1116 GRINNELL ST |  | Polytube | Yes |  | 2024-03-13 |  | PVC | 1938 | Yes |  | 2024-03-13 |  | Non-lead
002664 | 725 WHITMARSH LN |  | Polytube | Yes |  | 2023-03-06 |  | PVC | 1938 | Yes |  | 2023-03-06 |  | Non-lead
002665 | APT A 3711 EAGLE AVE |  | Polytube | Yes |  | 2024-07-08 |  | PVC | 1958 | Yes |  | 2024-07-08 |  | Non-lead
002666 | 1402 JOHNSON ST |  | Polytube | Yes |  | 2022-11-03 |  | PVC | 1943 | Yes |  | 2022-11-03 |  | Non-lead
002667 | 2396 OVERSEAS HWY |  | Polytube | Yes |  | 2022-10-25 |  | PVC | 1953 | Yes |  | 2022-10-25 |  | Non-lead
002668 | 405 WILLIAM ST |  | Polytube | Yes |  | 2023-01-04 |  | Copper | 1939 | Yes |  | 2023-01-04 |  | Non-lead
002670 | 803 WHITEHEAD ST |  | Polytube | Yes |  | 2022-06-02 |  | PVC | 1913 | Yes |  | 2022-06-02 |  | Non-lead
002671 | 301 ELIZABETH ST |  | Polytube | Yes |  | 2023-03-08 |  | PVC | 1933 | Yes |  | 2023-03-08 |  | Non-lead
002672 | APT 1 DOWN 833 OLIVIA ST |  | Polytube | Yes |  | 2023-03-23 |  | PVC | 1923 | Yes |  | 2023-03-23 |  | Non-lead
002673 | 404 WHITE ST |  | Polytube | Yes |  | 2022-09-08 |  | PVC | 1925 | Yes |  | 2022-09-08 |  | Non-lead
002674 | 908 SEMINARY ST |  | Polytube | Yes |  | 2022-10-31 |  | PVC | 1938 | Yes |  | 2022-10-31 |  | Non-lead
002675 | 1042 UNITED ST |  | Polytube | Yes |  | 2023-03-22 |  | PVC | 1928 | Yes |  | 2023-03-22 |  | Non-lead
002676 | 415 MARGARET ST |  | Polytube | Yes |  | 2023-02-01 |  | PVC | 1933 | Yes |  | 2023-02-01 |  | Non-lead
002677 | 615 MICKENS LN |  | Copper | Yes |  | 2022-06-02 |  | Copper | 1938 | Yes |  | 2022-06-02 |  | Non-lead
002678 | 1218 SEMINARY ST |  | Polytube | Yes |  | 2022-06-22 |  | PVC | 1943 | Yes |  | 2022-06-22 |  | Non-lead
002679 | 905 ANGELA ST |  | Polytube | Yes |  | 2023-02-21 |  | PVC | 1901 | Yes |  | 2023-02-21 |  | Non-lead
002680 | 807 VIRGINIA ST |  | Polytube | Yes |  | 2024-08-22 |  | PVC | 1938 | Yes |  | 2024-08-22 |  | Non-lead
002681 | 217 EANES LN |  | Polytube | Yes |  | 2023-02-07 |  | Polytube | 1948 | Yes |  | 2023-02-07 |  | Non-lead
002685 | 321 MICKENS LN |  | Copper | Yes |  | 2022-06-02 |  | Copper | 1930 | Yes |  | 2022-06-02 |  | Non-lead
002686 | 824 OLIVIA ST |  | Polytube | Yes |  | 2023-03-23 |  | PVC | 1953 | Yes |  | 2023-03-23 |  | Non-lead
002687 | APT UP FRONT 718 DUVAL ST |  | Polytube | Yes |  | 2024-03-06 |  | PVC | 1935 | Yes |  | 2024-03-06 |  | Non-lead
002688 | 406 PETRONIA ST |  | Polytube | Yes |  | 2022-09-26 |  | PVC | 1929 | Yes |  | 2022-09-26 |  | Non-lead
002689 | 534 MARGARET ST |  | Unknown, Non-Lead | Yes |  | 2019-07-01 |  | Unknown, Non-Lead | 1992 | Yes |  | 2019-07-01 |  | Non-lead
002690 | 1105 WHITE ST |  | Polytube | Yes |  | 2023-03-23 |  | PVC | 1958 | Yes |  | 2023-03-23 |  | Non-lead
002692 | 104100 OVERSEAS HWY CARIBBEAN CLUB |  | Polytube | Yes |  | 2022-08-22 |  | PVC | 1926 | Yes |  | 2022-08-22 |  | Non-lead
002694 | 1000 SOUTHARD ST |  | Polytube | Yes |  | 2023-01-04 |  | PVC | 1943 | Yes |  | 2023-01-04 |  | Non-lead
002695 | 2604 PATTERSON AVE |  | Polytube | Yes |  | 2024-07-08 |  | PVC | 1948 | Yes |  | 2024-07-08 |  | Non-lead
002696 | 722 DUVAL ST |  | Polytube | Yes |  | 2023-05-04 |  | PVC | 1918 | Yes |  | 2023-05-04 |  | Non-lead
002697 | 1230 SOUTH ST |  | Polytube | Yes |  | 2022-10-27 |  | PVC | 1948 | Yes |  | 2022-10-27 |  | Non-lead
002698 | APT A DOWN 812 DUVAL ST |  | Polytube | Yes |  | 2023-05-04 |  | PVC | 1923 | Yes |  | 2023-05-04 |  | Non-lead
002699 | UP 812 DUVAL ST |  | Polytube | Yes |  | 2022-06-10 |  | PVC | 1928 | Yes |  | 2022-06-10 |  | Non-lead
002701 | 1120 SEMINARY ST |  | Polytube | Yes |  | 2024-05-21 |  | PVC | 1915 | Yes |  | 2024-05-21 |  | Non-lead
002702 | 803 ELIZABETH ST |  | Polytube | Yes |  | 2023-05-04 |  | PVC | 1914 | Yes |  | 2023-05-04 |  | Non-lead
002703 | 726 SOUTHARD ST |  | Polytube | Yes |  | 2023-03-06 |  | PVC | 1944 | Yes |  | 2023-03-06 |  | Non-lead
002704 | 730 SOUTHARD ST |  | Polytube | Yes |  | 2023-11-07 |  | PVC | 1944 | Yes |  | 2023-11-07 |  | Non-lead
002705 | UP 801 WHITEHEAD ST |  | Polytube | Yes |  | 2022-06-02 |  | PVC | 1939 | Yes |  | 2022-06-02 |  | Non-lead
002706 | 1022 DUVAL ST |  | Polytube | Yes |  | 2022-07-13 |  | Copper | 1948 | Yes |  | 2022-07-13 |  | Non-lead
002707 | 1685 OVERSEAS HWY |  | Copper | Yes |  | 2024-04-26 |  | Copper | 2015 | Yes |  | 2024-04-26 |  | Non-lead
002708 | 720 SOUTHARD ST |  | Polytube | Yes |  | 2024-04-10 |  | PVC | 1943 | Yes |  | 2024-04-10 |  | Non-lead
002709 | 4900 OVERSEAS HWY |  | PVC | Yes |  | 2022-10-20 |  | PVC |  | Yes |  | 2022-10-20 |  | Non-lead
002710 | 317 WILLIAM ST |  | Polytube | Yes |  | 2023-01-04 |  | PVC | 1973 | Yes |  | 2023-01-04 |  | Non-lead
002711 | 917 UNITED ST |  | Polytube | Yes |  | 2023-04-25 |  | PVC | 1953 | Yes |  | 2023-04-25 |  | Non-lead
002712 | UP 726 SIMONTON ST |  | Polytube | Yes |  | 2022-10-31 |  | PVC | 1918 | Yes |  | 2022-10-31 |  | Non-lead
002713 | DOWN 726 SIMONTON ST |  | Polytube | Yes |  | 2022-10-31 |  | PVC | 1918 | Yes |  | 2022-10-31 |  | Non-lead
002714 | 728 SIMONTON ST |  | Polytube | Yes |  | 2022-11-02 |  | PVC | 1943 | Yes |  | 2022-11-02 |  | Non-lead
002715 | 314 PEACON LN |  | Polytube | Yes |  | 2024-05-08 |  | PVC | 1933 | Yes |  | 2024-05-08 |  | Non-lead
002716 | 425 SOUTHARD ST |  | Polytube | Yes |  | 2022-12-02 |  | PVC | 1913 | Yes |  | 2022-12-02 |  | Non-lead
002717 | 819 OLIVIA ST |  | Polytube | Yes |  | 2023-03-23 |  | PVC |  | Yes |  | 2023-03-23 |  | Non-lead
002718 | 3735 EAGLE AVE |  | Polytube | Yes |  | 2022-07-01 |  | PVC | 1958 | Yes |  | 2022-07-01 |  | Non-lead
002719 | 621 OLIVIA ST |  | Polytube | Yes |  | 2023-01-12 |  | PVC | 1938 | Yes |  | 2023-01-12 |  | Non-lead
002720 | APT DOWN 1309 UNITED ST |  | Polytube | Yes |  | 2022-09-19 |  | PVC | 1934 | Yes |  | 2022-09-19 |  | Non-lead
002721 | APT UP-FRT 326 SOUTHARD ST |  | Polytube | Yes |  | 2022-12-02 |  | PVC | 1954 | Yes |  | 2022-12-02 |  | Non-lead
002723 | 1004 EATON ST |  | Polytube | Yes |  | 2023-03-06 |  | PVC | 1933 | Yes |  | 2023-03-06 |  | Non-lead
002724 | 1306 NEWTON ST |  | Polytube | Yes |  | 2023-05-04 |  | PVC | 1899 | Yes |  | 2023-05-04 |  | Non-lead
002726 | LA SIESTA 80241 OVERSEAS 300 BUILDING HWY |  | Polytube | Yes |  | 2024-02-16 |  | PVC | 1958 | Yes |  | 2024-02-16 |  | Non-lead
002728 | 414 FRANCES ST |  | Polytube | Yes |  | 2023-02-10 |  | PVC | 1929 | Yes |  | 2023-02-10 |  | Non-lead
002731 | 534 DUVAL ST |  | Unknown | Yes |  | 2024-02-07 |  | Unknown | 1913 | Yes |  | 2024-02-07 |  | Lead Status Unknown
002733 | 1420 SIMONTON ST |  | Polytube | Yes |  | 2023-02-07 |  | PVC | 2008 | Yes |  | 2023-02-07 |  | Non-lead
002734 | 529 BAHAMA ST |  | Polytube | Yes |  | 2023-01-19 |  | PVC | 1930 | Yes |  | 2023-01-19 |  | Non-lead
002735 | 906 GRINNELL ST |  | Polytube | Yes |  | 2023-03-16 |  | PVC | 1928 | Yes |  | 2023-03-16 |  | Non-lead
002736 | 105675 OVERSEAS HWY |  | PVC | Yes |  | 2022-09-26 |  | Polytube | 1949 | Yes |  | 2022-09-26 |  | Non-lead
002741 | 1 DELEON ST |  | Polytube | Yes |  | 2022-06-23 |  | PVC | 1964 | Yes |  | 2022-06-23 |  | Non-lead
002742 | 101900 OVERSEAS HWY TARPON B |  | Unknown, Non-Lead | Yes |  | 2018-10-26 |  | Unknown, Non-Lead | 2006 | Yes |  | 2018-10-26 |  | Non-lead
002743 | 99340 OVERSEAS HWY |  | Polytube | Yes |  | 2023-02-07 |  | PVC | 1957 | Yes |  | 2023-02-07 |  | Non-lead
002744 | 2612 HARRIS AVE |  | Polytube | Yes |  | 2022-08-16 |  | Polytube | 1939 | Yes |  | 2022-08-16 |  | Non-lead
002745 | 330 DUVAL ST |  | Polytube | Yes |  | 2022-11-30 |  | PVC | 1936 | Yes |  | 2022-11-30 |  | Non-lead
002746 | 521 LOUISA ST |  | Polytube | Yes |  | 2022-09-26 |  | PVC | 1945 | Yes |  | 2022-09-26 |  | Non-lead
002749 | 142 DICKIE WAY |  | Polytube | Yes |  | 2023-01-30 |  | PVC | 1957 | Yes |  | 2023-01-30 |  | Non-lead
002751 | 1316 ELIZA ST |  | Polytube | Yes |  | 2022-10-18 |  | PVC | 1933 | Yes |  | 2022-10-18 |  | Non-lead
002753 | 104180 OVERSEAS HWY |  | Polytube | Yes |  | 2022-12-05 |  | PVC | 2015 | Yes |  | 2022-12-05 |  | Non-lead
002754 | APT A 1400 WHITE ST |  | Polytube | Yes |  | 2024-06-10 |  | PVC | 1948 | Yes |  | 2024-06-10 |  | Non-lead
002755 | 904 EMMA ST |  | Polytube | Yes |  | 2022-07-12 |  | PVC |  | Yes |  | 2022-07-12 |  | Non-lead
002756 | 709 EATON DOWN ST |  | Polytube | Yes |  | 2023-03-06 |  | PVC | 1979 | Yes |  | 2023-03-06 |  | Non-lead
002757 | 1120 WASHINGTON ST |  | Polytube | Yes |  | 2022-11-21 |  | PVC | 1933 | Yes |  | 2022-11-21 |  | Non-lead
002758 | 1310 OLIVIA ST |  | Polytube | Yes |  | 2022-09-07 |  | PVC | 1953 | Yes |  | 2022-09-07 |  | Non-lead
002759 | 121 DUVAL ST |  | Polytube | Yes |  | 2024-06-06 |  | PVC | 1927 | Yes |  | 2024-06-06 |  | Non-lead
002760 | 1032 CATHERINE ST |  | Polytube | Yes |  | 2022-09-16 |  | Copper | 1928 | Yes |  | 2022-09-16 |  | Non-lead
002761 | 1324 DUNCAN ST |  | Polytube | Yes |  | 2022-09-19 |  | PVC | 1939 | Yes |  | 2022-09-19 |  | Non-lead
002762 | 1410 DUNCAN ST |  | Polytube | Yes |  | 2022-09-19 |  | PVC | 1928 | Yes |  | 2022-09-19 |  | Non-lead
002763 | 1217 WASHINGTON ST |  | Polytube | Yes |  | 2022-10-14 |  | PVC | 1930 | Yes |  | 2022-10-14 |  | Non-lead
002764 | 511 FRANCES ST |  | Polytube | Yes |  | 2024-07-08 |  | PVC | 1983 | Yes |  | 2024-07-08 |  | Non-lead
002765 | 627 SOUTHARD ST |  | Polytube | Yes |  | 2023-03-06 |  | Copper | 1938 | Yes |  | 2023-03-06 |  | Non-lead
002766 | 1405 NEWTON ST |  | Polytube | Yes |  | 2023-05-04 |  | Polytube | 1933 | Yes |  | 2023-05-04 |  | Non-lead
002768 | 3724 EAGLE AVE |  | Polytube | No |  |  |  | PVC | 2007 | No |  |  |  | Non-lead
002769 | 1028 JAMES ST |  | Polytube | Yes |  | 2023-03-06 |  | PVC | 1933 | Yes |  | 2023-03-06 |  | Non-lead
002770 | 2113 OVERSEAS HWY |  | Copper | Yes |  | 2023-10-17 |  | PVC | 1948 | Yes |  | 2023-10-17 |  | Non-lead
002771 | 724 CAROLINE DOWNSTAIRS ST |  | Polytube | Yes |  | 2023-02-22 |  | PVC | 1908 | Yes |  | 2023-02-22 |  | Non-lead
002774 | 716 SOUTHARD ST |  | Polytube | Yes |  | 2023-03-06 |  | PVC | 1938 | Yes |  | 2023-03-06 |  | Non-lead
002776 | 1112 ELGIN LN |  | Polytube | Yes |  | 2023-03-06 |  | PVC | 1930 | Yes |  | 2023-03-06 |  | Non-lead
002777 | 1026 EATON ST |  | Polytube | Yes |  | 2023-03-06 |  | PVC | 1928 | Yes |  | 2023-03-06 |  | Non-lead
002779 | 718 DUVAL ST |  | Polytube | Yes |  | 2024-06-05 |  | Copper | 1935 | Yes |  | 2024-06-05 |  | Non-lead
002780 | APT A 6 CHARLES ST |  | Polytube | Yes |  | 2022-11-29 |  | PVC | 1933 | Yes |  | 2022-11-29 |  | Non-lead
002781 | 704 PASSOVER LN |  | Polytube | Yes |  | 2023-02-01 |  | PVC | 1928 | Yes |  | 2023-02-01 |  | Non-lead
002782 | 803 OCEANA DR |  | Polytube | Yes |  | 2023-02-22 |  | PVC | 1950 | Yes |  | 2023-02-22 |  | Non-lead
002783 | 811 OCEANA AVE |  | Polytube | Yes |  | 2022-10-24 |  | PVC | 1948 | Yes |  | 2022-10-24 |  | Non-lead
002784 | 80900 OLD Hwy |  | PVC | Yes |  | 2022-06-22 |  | PVC | 1963 | Yes |  | 2022-06-22 |  | Non-lead
002785 | REAR 1309 VILLA MILL ALY |  | Polytube | Yes |  | 2023-04-25 |  | PVC | 1938 | Yes |  | 2023-04-25 |  | Non-lead
002786 | 81219 OVERSEAS HWY |  | Unknown, Non-Lead | Yes |  | 2019-04-18 |  | PVC | 2006 | Yes |  | 2019-04-18 |  | Non-lead
002788 | 165 SUNRISE DR |  | Polytube | Yes |  | 2023-01-30 |  | Polytube | 1983 | Yes |  | 2023-01-30 |  | Non-lead
002789 | 1101 ANGELA ST |  | Polytube | Yes |  | 2023-02-21 |  | PVC | 1939 | Yes |  | 2023-02-21 |  | Non-lead
002790 | 1212 MARGARET ST |  | Polytube | Yes |  | 2023-04-25 |  | PVC | 1943 | Yes |  | 2023-04-25 |  | Non-lead
002791 | 112 OLIVIA ST |  | Polytube | Yes |  | 2022-07-13 |  | PVC | 1908 | Yes |  | 2022-07-13 |  | Non-lead
002792 | 1008 EATON ST |  | Polytube | Yes |  | 2023-03-06 |  | PVC | 1933 | Yes |  | 2023-03-06 |  | Non-lead
002793 | 1 LOWES LN |  | Polytube | Yes |  | 2023-01-31 |  | PVC | 1955 | Yes |  | 2023-01-31 |  | Non-lead
002794 | 99264 OVERSEAS HWY |  | Polytube | Yes |  | 2023-01-30 |  | PVC | 1969 | Yes |  | 2023-01-30 |  | Non-lead
002795 | 817 DUVAL ST |  | Polytube | Yes |  | 2023-05-04 |  | PVC | 1924 | Yes |  | 2023-05-04 |  | Non-lead
002797 | APT DOWN FRONT 527 OLIVIA ST |  | Polytube | Yes |  | 2022-10-31 |  | PVC | 1933 | Yes |  | 2022-10-31 |  | Non-lead
002798 | 929 CATHERINE ST |  | Polytube | Yes |  | 2023-03-30 |  | PVC | 1938 | Yes |  | 2023-03-30 |  | Non-lead
002802 | 89501 OLD HWY P/GOVN L |  | Polytube | Yes |  | 2022-08-25 |  | PVC | 1963 | Yes |  | 2022-08-25 |  | Non-lead
002803 | POST OFFICE 82801 OVERSEAS HWY |  | Polytube | Yes |  | 2022-06-22 |  | PVC | 1969 | Yes |  | 2022-06-22 |  | Non-lead
002804 | 96 MADEIRA RD |  | Polytube | Yes |  | 2022-06-27 |  | PVC | 1948 | Yes |  | 2022-06-27 |  | Non-lead
002805 | 608 ELIZABETH ST |  | Unknown, Non-Lead | No |  |  |  | Unknown, Non-Lead | 1996 | No |  |  |  | Non-lead
002806 | 99336 OVERSEAS HWY |  | Polytube | Yes |  | 2023-01-30 |  | PVC | 1947 | Yes |  | 2023-01-30 |  | Non-lead
002808 | L7 P/B 99306 OVERSEAS HWY |  | Polytube | Yes |  | 2023-02-06 |  | PVC | 1951 | Yes |  | 2023-02-06 |  | Non-lead
002809 | 108 GERALDINE ST |  | Polytube | Yes |  | 2024-08-13 |  | PVC | 1933 | Yes |  | 2024-08-13 |  | Non-lead
002812 | 706 AMELIA ST |  | Polytube | Yes |  | 2023-03-30 |  | PVC | 1943 | Yes |  | 2023-03-30 |  | Non-lead
002813 | 80459 OLD Hwy |  | Unknown, Non-Lead | Yes |  | 2022-06-21 |  | No Piping | Vacant | Yes |  | 2022-06-21 |  | Non-lead
002815 | 123 BEACH RD |  | Polytube | Yes |  | 2022-06-27 |  | PVC | 1953 | Yes |  | 2022-06-27 |  | Non-lead
002816 | 512 WILLIAM ST |  | Polytube | Yes |  | 2024-07-08 |  | PVC | 1940 | Yes |  | 2024-07-08 |  | Non-lead
002817 | MASTER TAP 63 62250 OVERSEAS HWY |  | Unknown, Non-Lead | Yes |  | 2024-07-02 |  | PVC | 1997 | Yes |  | 2024-07-02 |  | Non-lead
002820 | 1218 PETRONIA ST |  | Polytube | Yes |  | 2022-09-19 |  | PVC | 1928 | Yes |  | 2022-09-19 |  | Non-lead
002821 | 823 WHITE ST |  | Polytube | Yes |  | 2022-08-09 |  | PVC | 1933 | Yes |  | 2022-08-09 |  | Non-lead
002822 | 526 PETRONIA ST |  | Polytube | Yes |  | 2022-10-31 |  | PVC | 1933 | Yes |  | 2022-10-31 |  | Non-lead
002823 | 1309 NEWTON ST |  | Polytube | Yes |  | 2023-05-04 |  | PVC | 1938 | Yes |  | 2023-05-04 |  | Non-lead
002825 | 725 OLIVIA ST |  | Polytube | Yes |  | 2023-01-12 |  | PVC | 1943 | Yes |  | 2023-01-12 |  | Non-lead
002826 | 617-633 FRONT ST |  | Unknown, Non-Lead | Yes |  | 2021-04-12 |  | Unknown, Non-Lead | 1988 | Yes |  | 2021-04-12 |  | Non-lead
002827 | 524 MARGARET ST |  | Polytube | Yes |  | 2023-02-01 |  | PVC | 1938 | Yes |  | 2023-02-01 |  | Non-lead
002828 | 611 WILLIAM ST |  | Polytube | Yes |  | 2024-09-05 |  | PVC | 1933 | Yes |  | 2024-09-05 |  | Non-lead
002829 | 701 CATHERINE ST |  | Polytube | Yes |  | 2024-03-15 |  | PVC | 1943 | Yes |  | 2024-03-15 |  | Non-lead
002830 | 1009 ANGELA ST |  | Polytube | Yes |  | 2023-02-22 |  | PVC | 1933 | Yes |  | 2023-02-22 |  | Non-lead
002832 | 83409 OVERSEAS HWY |  | Unknown, Non-Lead | Yes |  | 2020-09-21 |  | Unknown, Non-Lead | 1991 | Yes |  | 2020-09-21 |  | Non-lead
002833 | 1122 EATON DWN ST |  | Polytube | Yes |  | 2022-09-30 |  | PVC | 1928 | Yes |  | 2022-09-30 |  | Non-lead
002834 | UP 320 GRINNELL ST |  | Polytube | Yes |  | 2023-03-06 |  | PVC | 1929 | Yes |  | 2023-03-06 |  | Non-lead
002836 | 1016 WATSON LN |  | Polytube | Yes |  | 2023-10-18 |  | PVC | 1928 | Yes |  | 2023-10-18 |  | Non-lead
002837 | UNIT 2 505 WHITEHEAD ST |  | Polytube | Yes |  | 2022-06-02 |  | PVC | 1940 | Yes |  | 2022-06-02 |  | Non-lead
002839 | 915 WATSON ST |  | Polytube | Yes |  | 2023-03-20 |  | PVC | 1933 | Yes |  | 2023-03-20 |  | Non-lead
002840 | DOWN 1111 STUMP LN |  | Polytube | Yes |  | 2023-01-04 |  | PVC | 1963 | Yes |  | 2023-01-04 |  | Non-lead
002841 | 1406 NEWTON ST |  | Polytube | Yes |  | 2023-05-04 |  | PVC | 1943 | Yes |  | 2023-05-04 |  | Non-lead
002842 | 1407 ALBURY ST |  | Polytube | Yes |  | 2022-08-24 |  | PVC | 1928 | Yes |  | 2022-08-24 |  | Non-lead
002843 | 1022 ELGIN LN |  | Polytube | Yes |  | 2023-10-03 |  | PVC | 1934 | Yes |  | 2023-10-03 |  | Non-lead
002845 | 607 ASHE ST |  | Polytube | Yes |  | 2023-03-10 |  | PVC | 1886 | Yes |  | 2023-03-10 |  | Non-lead
002846 | 609 ASHE ST |  | Polytube | Yes |  | 2023-03-10 |  | PVC | 1886 | Yes |  | 2023-03-10 |  | Non-lead
002847 | 1015 VARELA ST |  | Polytube | Yes |  | 2023-03-23 |  | PVC | 1968 | Yes |  | 2023-03-23 |  | Non-lead
002848 | 614 WHITE ST |  | Polytube | Yes |  | 2022-09-08 |  | PVC | 1933 | Yes |  | 2022-09-08 |  | Non-lead
002850 | 516 LOUISA ST |  | Polytube | Yes |  | 2022-09-26 |  | PVC | 1938 | Yes |  | 2022-09-26 |  | Non-lead
002851 | FISH HOUSE 58901 OVERSEAS HWY |  | Unknown, Non-Lead | Yes |  | 2022-12-22 |  | Copper | 2000 | Yes |  | 2022-12-22 |  | Non-lead
002852 | 409 WILLIAM ST |  | Polytube | Yes |  | 2023-01-04 |  | PVC | 1908 | Yes |  | 2023-01-04 |  | Non-lead
002853 | 1415 1ST ST |  | Polytube | Yes |  | 2023-06-26 |  | PVC | 1943 | Yes |  | 2023-06-26 |  | Non-lead
002854 | 1420 SIMONTON ST |  | Unknown, Non-Lead | Yes |  | 2023-05-04 |  | Unknown, Non-Lead | 2008 | Yes |  | 2023-05-04 |  | Non-lead
002855 | 84725 OLD HWY |  | Polytube | Yes |  | 2022-06-28 |  | PVC |  | Yes |  | 2022-06-28 |  | Non-lead
002857 | 1024 VIRGINIA ST |  | Copper | Yes |  | 2022-10-12 |  | PVC | 1928 | Yes |  | 2022-10-12 |  | Non-lead
002858 | 613 FRANCES ST |  | Polytube | Yes |  | 2023-03-15 |  | PVC | 1933 | Yes |  | 2023-03-15 |  | Non-lead
002859 | 1215 NEWTON ST |  | Polytube | Yes |  | 2023-05-04 |  | PVC | 1938 | Yes |  | 2023-05-04 |  | Non-lead
002860 | 1315 PETRONIA ST |  | Polytube | Yes |  | 2022-09-19 |  | PVC | 1938 | Yes |  | 2022-09-19 |  | Non-lead
002861 | DOWN 1022 FLEMING ST |  | Polytube | Yes |  | 2022-12-02 |  | PVC | 1918 | Yes |  | 2022-12-02 |  | Non-lead
002862 | 527 MARGARET ST |  | Unknown | Yes |  | 2024-02-07 |  | PVC | 1938 | Yes |  | 2024-02-07 |  | Lead Status Unknown
002863 | 529 MARGARET ST |  | Unknown | Yes |  | 2024-04-10 |  | PVC | 1978 | Yes |  | 2024-04-10 |  | Lead Status Unknown
002864 | 531 MARGARET ST |  | Unknown | Yes |  | 2023-01-31 |  | PVC | 1923 | Yes |  | 2023-01-31 |  | Lead Status Unknown
002865 | 903 SOUTHARD ST |  | Unknown | Yes |  | 2023-01-04 |  | PVC | 1938 | Yes |  | 2023-01-04 |  | Lead Status Unknown
002866 | 529 TRUMAN AVE |  | Polytube | Yes |  | 2022-10-31 |  | Unknown | 1978 | Yes |  | 2022-10-31 |  | Lead Status Unknown
002867 | 1207 GRINNELL ST |  | Polytube | Yes |  | 2023-03-16 |  | PVC | 1938 | Yes |  | 2023-03-16 |  | Non-lead
002868 | 845 GALVESTON LN |  | Polytube | Yes |  | 2023-10-03 |  | PVC | 1933 | Yes |  | 2023-10-03 |  | Non-lead
002869 | REAR 708 SOUTHARD ST |  | Polytube | Yes |  | 2023-07-06 |  | Copper | 1923 | Yes |  | 2023-07-06 |  | Non-lead
002870 | 903 PACKER ST |  | Polytube | Yes |  | 2023-03-22 |  | PVC | 1948 | Yes |  | 2023-03-22 |  | Non-lead
002871 | 1108 CURRY LN |  | Polytube | Yes |  | 2023-01-03 |  | PVC | 1933 | Yes |  | 2023-01-03 |  | Non-lead
002873 | 814 PEARL ST |  | Polytube | Yes |  | 2022-08-29 |  | COPPER | 1938 | Yes |  | 2022-08-29 |  | Non-lead
002874 | 417 CATHERINE ST |  | Polytube | Yes |  | 2023-02-03 |  | PVC | 1934 | Yes |  | 2023-02-03 |  | Non-lead
002875 | 1316 PETRONIA ST |  | Polytube | Yes |  | 2024-08-15 |  | PVC | 1948 | Yes |  | 2024-08-15 |  | Non-lead
002877 | 1122 STUMP LN |  | Polytube | Yes |  | 2023-01-04 |  | PVC | 1933 | Yes |  | 2023-01-04 |  | Non-lead
002878 | 1016 VARELA ST |  | Polytube | Yes |  | 2024-04-30 |  | PVC | 1938 | Yes |  | 2024-04-30 |  | Non-lead
002879 | 1022 MARGARET ST |  | Polytube | Yes |  | 2023-03-15 |  | PVC | 1923 | Yes |  | 2023-03-15 |  | Non-lead
002881 | 510 AMELIA ST |  | Polytube | Yes |  | 2023-05-04 |  | Polytube | 1943 | Yes |  | 2023-05-04 |  | Non-lead
002882 | 91865 OVERSEAS HWY |  | Polytube | Yes |  | 2023-01-12 |  | PVC | 1936 | Yes |  | 2023-01-12 |  | Non-lead
002883 | 1403 WASHINGTON ST |  | Unknown, Non-Lead | Yes |  | 2024-07-15 |  | Unknown, Non-Lead | 2004 | Yes |  | 2024-07-15 |  | Non-lead
002884 | 808 CAREY LN |  | Polytube | Yes |  | 2024-04-15 |  | PVC | 1928 | Yes |  | 2024-04-15 |  | Non-lead
002885 | 405 PETRONIA ST |  | Polytube | Yes |  | 2022-09-26 |  | PVC | 1982 | Yes |  | 2022-09-26 |  | Non-lead
002886 | 1227 SOUTH ST |  | Polytube | Yes |  | 2022-10-27 |  | PVC | 1928 | Yes |  | 2022-10-27 |  | Non-lead
002887 | 1110 CURRY LN |  | Polytube | Yes |  | 2023-01-03 |  | PVC | 1930 | Yes |  | 2023-01-03 |  | Non-lead
002888 | 405 FLEMING ST |  | Polytube | Yes |  | 2022-06-02 |  | PVC | 1958 | Yes |  | 2022-06-02 |  | Non-lead
002889 | UNIT 1 1020 JAMES ST |  | Polytube | Yes |  | 2023-06-26 |  | PVC | 1928 | Yes |  | 2023-06-26 |  | Non-lead
002890 | 3520 OVERSEAS HWY |  | Polytube | Yes |  | 2023-02-08 |  | PVC | 1948 | Yes |  | 2023-02-08 |  | Non-lead
002892 | 1332 DUNCAN ST |  | Polytube | Yes |  | 2022-09-19 |  | PVC | 1943 | Yes |  | 2022-09-19 |  | Non-lead
002894 | 295 51ST GULF ST |  | Polytube | Yes |  | 2024-08-22 |  | PVC | 1953 | Yes |  | 2024-08-22 |  | Non-lead
002896 | 4650 OVERSEAS HWY |  | Polytube | Yes |  | 2023-10-05 |  | Polytube | 1966 | Yes |  | 2023-10-05 |  | Non-lead
002897 | 4800 OVERSEAS HWY |  | Polytube | Yes |  | 2023-06-02 |  | PVC | 1958 | Yes |  | 2023-06-02 |  | Non-lead
002899 | 1413 OLIVIA ST |  | Polytube | Yes |  | 2022-09-07 |  | PVC | 1938 | Yes |  | 2022-09-07 |  | Non-lead
002901 | 161 GEORGIA Ave |  | Polytube | Yes |  | 2023-02-14 |  | PVC | 1983 | Yes |  | 2023-02-14 |  | Non-lead
002902 | 2 DELEON AVE |  | Polytube | Yes |  | 2022-06-23 |  | PVC |  | Yes |  | 2022-06-23 |  | Non-lead
002903 | 396 POMPANO |  | Polytube | Yes |  | 2023-05-04 |  | PVC | 1924 | Yes |  | 2023-05-04 |  | Non-lead
002904 | 80625 OVERSEAS HWY |  | Polytube | Yes |  | 2022-06-23 |  | PVC | 1959 | Yes |  | 2022-06-23 |  | Non-lead
002905 | BLDG #1 133 HOOD AVE |  | Unknown, Non-Lead | No |  |  |  | Unknown, Non-Lead | 2003 | No |  |  |  | Non-lead
002906 | 181 E ATLANTIC CIRCLE DR |  | Polytube | Yes |  | 2023-01-31 |  | PVC | 1954 | Yes |  | 2023-01-31 |  | Non-lead
002908 | 200 FLORIDA AVE |  | Polytube | Yes |  | 2023-02-08 |  | PVC | 1958 | Yes |  | 2023-02-08 |  | Non-lead
002909 | 19 AVOCADO ST |  | Unknown, Non-Lead | Yes |  | 2021-09-22 |  | Unknown, Non-Lead | 2018 | Yes |  | 2021-09-22 |  | Non-lead
002910 | 621 DUVAL ST |  | Unknown, Non-Lead | Yes |  | 2021-05-26 |  | Unknown, Non-Lead | 1999 | Yes |  | 2021-05-26 |  | Non-lead
002911 | 619 DUVAL ST |  | Unknown, Non-Lead | No |  |  |  | None | 1999 | No |  |  |  | Non-lead
002912 | 510 FRANCES ST |  | Polytube | Yes |  | 2023-02-10 |  | PVC | 1938 | Yes |  | 2023-02-10 |  | Non-lead
002913 | TR15 99830 OVERSEAS HWY |  | Polytube | Yes |  | 2022-10-25 |  | PVC | 1947 | Yes |  | 2022-10-25 |  | Non-lead
002914 | 84951 OVERSEAS HWY |  | Polytube | Yes |  | 2022-06-28 |  | PVC | 1953 | Yes |  | 2022-06-28 |  | Non-lead
002915 | 77522 OVERSEAS HWY |  | Polytube | Yes |  | 2023-07-19 |  | PVC | 1948 | Yes |  | 2023-07-19 |  | Non-lead
002916 | 715 ASHE ST |  | Polytube | Yes |  | 2023-03-17 |  | PVC | 1939 | Yes |  | 2023-03-17 |  | Non-lead
002917 | 1707 VON PHISTER ST |  | Polytube | Yes |  | 2022-11-04 |  | PVC | 1943 | Yes |  | 2022-11-04 |  | Non-lead
002919 | 831 OLIVIA ST |  | Polytube | Yes |  | 2023-03-23 |  | PVC | 1938 | Yes |  | 2023-03-23 |  | Non-lead
002920 | 141 SUNRISE DR |  | Polytube | Yes |  | 2023-01-30 |  | PVC | 1934 | Yes |  | 2023-01-30 |  | Non-lead
002921 | 140 SUNRISE DR |  | Polytube | Yes |  | 2023-01-30 |  | Polytube | 1934 | Yes |  | 2023-01-30 |  | Non-lead
002922 | 149 SUNRISE DR |  | Polytube | Yes |  | 2024-06-06 |  | Polytube | 1945 | Yes |  | 2024-06-06 |  | Non-lead
002923 | 133 SUNRISE DR |  | Polytube | Yes |  | 2023-03-22 |  | Polytube | 1949 | Yes |  | 2023-03-22 |  | Non-lead
002924 | WESTSIDE BAY S1 91630 OVERSEAS HWY |  | Polytube | Yes |  | 2023-05-04 |  | Copper | 1940 | Yes |  | 2023-05-04 |  | Non-lead
002926 | 812 WINDSOR LN |  | Polytube | Yes |  | 2023-01-04 |  | Copper | 1933 | Yes |  | 2023-01-04 |  | Non-lead
002927 | 1509 GEORGE ST |  | Polytube | Yes |  | 2022-09-21 |  | PVC | 1958 | Yes |  | 2022-09-21 |  | Non-lead
002928 | 726 EMMA ST |  | Polytube | Yes |  | 2022-07-12 |  | PVC | 1938 | Yes |  | 2022-07-12 |  | Non-lead
002929 | 54 SCHOONER BAY RD |  | PVC | Yes |  | 2025-01-09 |  | PVC | 1972 | Yes |  | 2022-05-17 |  | Non-lead
002931 | 1216 VIRGINIA ST |  | Polytube | Yes |  | 2022-08-31 |  | PVC | 1928 | Yes |  | 2022-08-31 |  | Non-lead
002932 | 1525 VON PHISTER ST |  | Polytube | Yes |  | 2022-11-04 |  | Copper | 1947 | Yes |  | 2022-11-04 |  | Non-lead
002933 | 609 PETRONIA ST |  | Polytube | Yes |  | 2024-08-07 |  | PVC | 1928 | Yes |  | 2024-08-07 |  | Non-lead
002934 | BAYSIDE 92600 OVERSEAS HWY |  | Polytube | Yes |  | 2023-02-13 |  | PVC | 1968 | Yes |  | 2023-02-13 |  | Non-lead
002935 | APT 201 804 WHITEHEAD ST |  | PVC | Yes |  | 2022-07-05 |  | PVC | 1943 | Yes |  | 2022-07-05 |  | Non-lead
002937 | 1214 VIRGINIA ST |  | Polytube | Yes |  | 2022-08-31 |  | PVC | 1928 | Yes |  | 2022-08-31 |  | Non-lead
002938 | 1016 JAMES ST |  | Polytube | Yes |  | 2022-11-03 |  | PVC | 1899 | Yes |  | 2022-11-03 |  | Non-lead
002939 | 79867 OVERSEAS HWY |  | Polytube | Yes |  | 2023-08-29 |  | PVC | 1961 | Yes |  | 2023-08-29 |  | Non-lead
002940 | 3512 EAGLE AVE |  | Polytube | Yes |  | 2022-06-14 |  | PVC | 1953 | Yes |  | 2022-06-14 |  | Non-lead
002942 | DWN 705 ASHE ST |  | Polytube | Yes |  | 2023-03-10 |  | PVC | 1934 | Yes |  | 2023-03-10 |  | Non-lead
002947 | 1018 VARELA ST |  | Polytube | Yes |  | 2024-04-30 |  | PVC | 1938 | Yes |  | 2024-04-30 |  | Non-lead
002948 | 24 OCEANA DR |  | Polytube | Yes |  | 2023-12-06 |  | PVC | 1958 | Yes |  | 2023-12-06 |  | Non-lead
002950 | 1310 VIRGINIA ST |  | Polytube | Yes |  | 2023-12-15 |  | PVC | 1933 | Yes |  | 2023-12-15 |  | Non-lead
002951 | 711 ELIZABETH ST |  | Polytube | Yes |  | 2024-08-06 |  | PVC | 1933 | Yes |  | 2024-08-06 |  | Non-lead
002955 | 909 ELIZABETH ST |  | Polytube | Yes |  | 2023-02-14 |  | PVC | 1938 | Yes |  | 2023-02-14 |  | Non-lead
002956 | 421 VIRGINIA ST |  | Polytube | Yes |  | 2022-06-28 |  | PVC | 1943 | Yes |  | 2022-06-28 |  | Non-lead
002957 | 710 ASHE ST |  | Polytube | Yes |  | 2023-03-10 |  | PVC | 1938 | Yes |  | 2023-03-10 |  | Non-lead
002958 | 1407 OCEAN TERR |  | Polytube | Yes |  | 2024-04-15 |  | PVC | 1953 | Yes |  | 2024-04-15 |  | Non-lead
002959 | OCEAN 321 23RD St |  | Polytube | Yes |  | 2024-03-19 |  | PVC | 1990 | Yes |  | 2024-03-19 |  | Non-lead
002960 | BAHIA HONDA MASTER TAP 81 36850 OVERSEAS HWY |  | Stainless | Yes |  | 2022-12-12 |  | PVC | 1980 | Yes |  | 2022-12-12 |  | Non-lead
002961 | L1-3 & P 84977 OLD RD |  | Polytube | Yes |  | 2023-05-04 |  | PVC | 1966 | Yes |  | 2023-05-04 |  | Non-lead
002962 | 512 FRONT ST |  | Polytube | Yes |  | 2019-05-13 |  | Polytube | 1938 | Yes |  | 2019-05-13 |  | Non-Lead
002963 | 106601 OVERSEAS HWY |  | Polytube | Yes |  | 2022-10-03 |  | PVC |  | Yes |  | 2022-10-03 |  | Non-lead
002964 | 3 CATHOLIC LN |  | Polytube | Yes |  | 2023-03-06 |  | PVC | 1924 | Yes |  | 2023-03-06 |  | Non-lead
002965 | REAR 718-720 DUVAL ST |  | Polytube | Yes |  | 2024-09-05 |  | PVC | 1923 | Yes |  | 2024-09-05 |  | Non-lead
002966 | 601 STATE RD 939 |  | Unknown, Non-Lead | Yes |  | 2023-03-03 |  | Unknown, Non-Lead | 2004 | Yes |  | 2023-03-03 |  | Non-lead
002968 | 512 FLEMING ST |  | Polytube | Yes |  | 2022-12-02 |  | PVC | 1942 | Yes |  | 2022-12-02 |  | Non-lead
002970 | 1012 SOUTHARD ST |  | Polytube | Yes |  | 2022-09-09 |  | PVC | 1933 | Yes |  | 2022-09-09 |  | Non-lead
002971 | SEC 28 T635 83201 OLD HWY |  | Polytube | Yes |  | 2022-11-08 |  | PVC | 1982 | Yes |  | 2022-11-08 |  | Non-lead
002972 | 615 GRINNELL ST |  | Polytube | Yes |  | 2023-02-08 |  | PVC | 1945 | Yes |  | 2023-02-08 |  | Non-lead
002973 | 913 TERRY LN |  | Polytube | Yes |  | 2022-06-27 |  | PVC | 1929 | Yes |  | 2022-06-27 |  | Non-lead
002974 | 211 VIRGINIA ST |  | Polytube | Yes |  | 2024-01-11 |  | PVC | 1962 | Yes |  | 2024-01-11 |  | Non-lead
002975 | 84961 OVERSEAS HWY |  | Polytube | Yes |  | 2024-09-13 |  | PVC | 2016 | Yes |  | 2024-09-13 |  | Non-lead
002976 | 3535 FLAGLER AVE |  | Polytube | Yes |  | 2024-09-20 |  | Copper | 1958 | Yes |  | 2024-09-20 |  | Non-lead
002978 | APT DOWN 1426 ASHBY ST |  | Polytube | Yes |  | 2022-08-29 |  | Polytube | 1958 | Yes |  | 2022-08-29 |  | Non-lead
002979 | 823 EATON ST |  | Polytube | Yes |  | 2023-03-06 |  | PVC | 1928 | Yes |  | 2023-03-06 |  | Non-lead
002980 | 81213 OVERSEAS HWY |  | Polytube | Yes |  | 2022-06-23 |  | PVC | 1962 | Yes |  | 2022-06-23 |  | Non-lead
002981 | 81216 OLD HWY |  | PVC | Yes |  | 2022-06-22 |  | PVC | 1937 | Yes |  | 2022-06-22 |  | Non-lead
002982 | 81120 OLD HWY |  | Polytube | Yes |  | 2023-01-05 |  | PVC | 1936 | Yes |  | 2023-01-05 |  | Non-lead
002983 | 81300 OLD Rd |  | Unknown | Yes |  | 2022-06-22 |  | PVC | 1948 | Yes |  | 2022-06-22 |  | Non-lead
002984 | 1100 37TH GULF ST |  | Polytube | Yes |  | 2022-10-13 |  | PVC | 1953 | Yes |  | 2022-10-13 |  | Non-lead
002985 | 1214 WASHINGTON ST |  | Unknown | Yes |  | 2023-05-09 |  | Unknown | 1958 | Yes |  | 2023-05-09 |  | Lead Status Unknown
002986 | 1415 ELIZA ST |  | Polytube | Yes |  | 2022-10-18 |  | PVC | 1933 | Yes |  | 2022-10-18 |  | Non-lead
002987 | 58070 OVERSEAS HWY |  | Polytube | Yes |  | 2022-07-22 |  | PVC |  | Yes |  | 2022-07-22 |  | Non-lead
002988 | APT 1 1430 GRINNELL ST |  | PVC | Yes |  | 2022-10-18 |  | PVC | 1938 | Yes |  | 2022-10-18 |  | Non-lead
002989 | 1611 VON PHISTER ST |  | Polytube | Yes |  | 2022-11-04 |  | PVC | 1923 | Yes |  | 2022-11-04 |  | Non-lead
002990 | 1400 1ST ST |  | Unknown, Non-Lead | Yes |  | 2020-09-11 |  | PVC | 2006 | Yes |  | 2020-09-11 |  | Non-lead
002991 | APT 3 1005 FLAGLER AVE |  | Copper | Yes |  | 2023-05-04 |  | PVC | 1948 | Yes |  | 2023-05-04 |  | Non-lead
002992 | APT 3 1006 VON PHISTER ST |  | PVC | Yes |  | 2022-11-04 |  | PVC | 1967 | Yes |  | 2022-11-04 |  | Non-lead
002993 | 162 SUNRISE DR |  | Polytube | Yes |  | 2023-01-30 |  | Polytube | 1948 | Yes |  | 2023-01-30 |  | Non-lead
002995 | 625 EATON ST |  | Polytube | Yes |  | 2023-03-06 |  | PVC | 1938 | Yes |  | 2023-03-06 |  | Non-lead
002996 | #2 106 OLIVIA ST |  | Unknown, Non-Lead | Yes |  | 2019-04-05 |  | Unknown, Non-Lead | 1998 | Yes |  | 2019-04-05 |  | Non-lead
002997 | 1114 WHITE ST |  | Polytube | Yes |  | 2023-03-23 |  | PVC | 1945 | Yes |  | 2023-03-23 |  | Non-lead
002999 | 92080 OVERSEAS HWY |  | Polytube | Yes |  | 2023-02-09 |  | Copper | 1944 | Yes |  | 2023-02-09 |  | Non-lead
003000 | 82758 OVERSEAS HWY |  | Copper | Yes |  | 2022-07-12 |  | PVC | 1945 | Yes |  | 2022-07-12 |  | Non-lead
003001 | 1106 FLEMING ST |  | Polytube | Yes |  | 2023-12-05 |  | PVC | 1933 | Yes |  | 2023-12-05 |  | Non-lead
003002 | 525 CAROLINE ST |  | PVC | Yes |  | 2022-10-27 |  | PVC | 1938 | Yes |  | 2022-10-27 |  | Non-lead
003003 | 7 BAY DR |  | Polytube | Yes |  | 2022-07-25 |  | PVC | 1958 | Yes |  | 2022-07-25 |  | Non-lead
003004 | 1361 OVERSEAS HWY |  | Unknown, Non-Lead | Yes |  | 2023-11-21 |  | PVC | 1949 | Yes |  | 2023-11-21 |  | Non-lead
003005 | 1420 WHALTON ST |  | Polytube | Yes |  | 2023-09-13 |  | PVC |  | Yes |  | 2023-09-13 |  | Non-lead
003007 | 1207 WHITEHEAD ST |  | Polytube | Yes |  | 2022-07-05 |  | PVC | 1963 | Yes |  | 2022-07-05 |  | Non-lead
003008 | 805 EMMA ST |  | Polytube | Yes |  | 2022-09-12 |  | Copper | 1928 | Yes |  | 2022-09-12 |  | Non-lead
003009 | BAHIA HONDA MASTER TAP 80 36850 OVERSEAS HWY |  | Stainless | Yes |  | 2024-09-19 |  | PVC | 2009 | Yes |  | 2024-09-19 |  | Non-lead
003010 | APT D 806 BAPTIST LN |  | PVC | Yes |  | 2022-07-11 |  | PVC | 1929 | Yes |  | 2022-07-11 |  | Non-lead
003011 | APT D 805 BAPTIST LN |  | PVC | Yes |  | 2024-06-10 |  | PVC | 1933 | Yes |  | 2024-06-10 |  | Non-lead
003012 | APT C 813 BAPTIST LN |  | PVC | Yes |  | 2022-07-11 |  | PVC | 1933 | Yes |  | 2022-07-11 |  | Non-lead
003013 | APT A 812 BAPTIST LN |  | PVC | Yes |  | 2023-05-08 |  | PVC | 1929 | Yes |  | 2023-05-08 |  | Non-lead
003014 | 803 OLIVIA ST |  | Polytube | Yes |  | 2023-03-23 |  | PVC | 1938 | Yes |  | 2023-03-23 |  | Non-lead
003015 | 3825 FLAGLER AVE |  | Polytube | Yes |  | 2022-09-20 |  | PVC | 1963 | Yes |  | 2022-09-20 |  | Non-lead
003017 | 1104 PETRONIA ST |  | Polytube | Yes |  | 2023-09-20 |  | PVC | 1938 | Yes |  | 2023-09-20 |  | Non-lead
003018 | (RPZ VAL) 84721 OVERSEAS HWY |  | Polytube | Yes |  | 2022-06-28 |  | PVC | 1953 | Yes |  | 2022-06-28 |  | Non-lead
003019 | 811 CAREY LN |  | Polytube | Yes |  | 2023-02-16 |  | PVC | 1928 | Yes |  | 2023-02-16 |  | Non-lead
003022 | 1119 SOUTH ST |  | Polytube | Yes |  | 2022-10-27 |  | PVC | 1930 | Yes |  | 2022-10-27 |  | Non-lead
003023 | 1028 CATHERINE ST |  | Polytube | Yes |  | 2023-03-30 |  | PVC | 1928 | Yes |  | 2023-03-30 |  | Non-lead
003024 | 122 MADIERA RD |  | Polytube | Yes |  | 2022-06-22 |  | PVC | 1949 | Yes |  | 2022-06-22 |  | Non-lead
003025 | 82242 OVERSEAS HWY |  | Unknown, Non-Lead | Yes |  | 2019-11-19 |  | Polytube | 1998 | Yes |  | 2019-11-19 |  | Non-lead
003026 | BLK 11 82229 OVERSEAS HWY |  | None | Yes |  | 2022-07-11 |  | None | 1933 | Yes |  | 2022-07-11 |  | Non-lead
003027 | 82230 OVERSEAS HWY |  | Polytube | Yes |  | 2022-08-26 |  | PVC | 1966 | Yes |  | 2022-08-26 |  | Non-lead
003028 | 82236 OVERSEAS HWY |  | Polytube | Yes |  | 2022-05-23 |  | PVC | 1957 | Yes |  | 2022-05-23 |  | Non-lead
003029 | L12 145 MADEIRA RD |  | Polytube | Yes |  | 2022-07-18 |  | PVC | 1946 | Yes |  | 2022-07-18 |  | Non-lead
003031 | 1220 VARELA ST |  | Polytube | Yes |  | 2023-03-23 |  | PVC | 1928 | Yes |  | 2023-03-23 |  | Non-lead
003032 | 105 PALM AVE |  | Polytube | Yes |  | 2023-05-04 |  | PVC | 1951 | Yes |  | 2023-05-04 |  | Non-lead
003035 | MASTER TAP 213 83998 OVERSEAS HWY |  | Unknown, Non-Lead | Yes |  | 2018-06-30 |  | Unknown, Non-Lead | 2016 | Yes |  | 2018-06-30 |  | Non-lead
003036 | APT DOWN 612 FLEMING ST |  | Polytube | Yes |  | 2022-12-19 |  | PVC | 1923 | Yes |  | 2022-12-19 |  | Non-lead
003037 | 83307 OLD HWY |  | Polytube | Yes |  | 2022-12-07 |  | PVC | 2019 | Yes |  | 2022-12-07 |  | Non-lead
003038 | 100 OCEAN BAY DR |  | Polytube | Yes |  | 2022-07-14 |  | PVC | 1944 | Yes |  | 2022-07-14 |  | Non-lead
003042 | 409 CAROLINE ST |  | Ductile Iron | Yes |  | 2023-05-19 |  | Ductile Iron | 1923 | Yes |  | 2023-05-19 |  | Non-lead
003043 | 104240 OVERSEAS HWY |  | Copper | Yes |  | 2023-05-04 |  | PVC | 1957 | Yes |  | 2023-05-04 |  | Non-lead
003044 | UP 1204 FLORIDA ST |  | Polytube | Yes |  | 2022-08-30 |  | PVC | 1938 | Yes |  | 2022-08-30 |  | Non-lead
003046 | APT A 1508 BERTHA ST |  | Polytube | Yes |  | 2024-04-10 |  | Copper | 1963 | Yes |  | 2024-04-10 |  | Non-lead
003047 | FRNT 721 WINDSOR LN |  | Polytube | Yes |  | 2023-03-14 |  | PVC | 1938 | Yes |  | 2023-03-14 |  | Non-lead
003048 | 1112 MARGARET ST |  | Polytube | Yes |  | 2023-03-15 |  | PVC | 1933 | Yes |  | 2023-03-15 |  | Non-lead
003049 | 1311 CATHERINE ST |  | Polytube | Yes |  | 2024-08-16 |  | PVC | 1928 | Yes |  | 2024-08-16 |  | Non-lead
003050 | 325 ATLANTIC ST |  | Polytube | Yes |  | 2022-06-22 |  | PVC | 1953 | Yes |  | 2022-06-22 |  | Non-lead
003051 | 825 ELIZABETH ST |  | Polytube | Yes |  | 2024-02-05 |  | PVC | 1933 | Yes |  | 2024-02-05 |  | Non-lead
003052 | UNIT A 311 AMELIA ST |  | Polytube | Yes |  | 2023-10-27 |  | PVC | 1979 | Yes |  | 2023-10-27 |  | Non-lead
003053 | 372 11TH OCEAN ST |  | Polytube | Yes |  | 2023-05-04 |  | PVC | 1953 | Yes |  | 2023-05-04 |  | Non-lead
003054 | 737 UNITED ST |  | Polytube | Yes |  | 2024-04-26 |  | PVC | 1949 | Yes |  | 2024-04-26 |  | Non-lead
003055 | 510 ELIZABETH ST |  | Unknown, Non-Lead | Yes |  | 2024-03-08 |  | Unknown, Non-Lead | 2012 | Yes |  | 2024-03-08 |  | Non-lead
003056 | 89401 OLD HWY |  | Polytube | Yes |  | 2022-08-08 |  | PVC | 2002 | Yes |  | 2022-08-08 |  | Non-lead
003057 | 823 ELIZABETH ST |  | Polytube | Yes |  | 2023-01-03 |  | Copper | 1933 | Yes |  | 2023-01-03 |  | Non-lead
003058 | #1 1008 SOUTHARD FRNT ST |  | Unknown | Yes |  | 2023-01-04 |  | PVC | 1938 | Yes |  | 2023-01-04 |  | Lead Status Unknown
003059 | BALLYHOOS 97860 OVERSEAS Hwy |  | Polytube | Yes |  | 2023-05-04 |  | PVC | 1939 | Yes |  | 2023-05-04 |  | Non-lead
003060 | 21362 OVERSEAS HWY |  | Polytube | Yes |  | 2023-11-30 |  | PVC | 1975 | Yes |  | 2023-11-30 |  | Non-lead
003061 | 70001 OVERSEAS Hwy |  | PVC | Yes |  | 2023-06-13 |  | PVC | 1974 | Yes |  | 2023-06-13 |  | Non-lead
003063 | 930 CATHERINE ST |  | Polytube | Yes |  | 2024-09-10 |  | Copper | 1925 | Yes |  | 2024-09-10 |  | Non-lead
003064 | 2355 OVERSEAS HWY |  | Polytube | Yes |  | 2024-07-12 |  | PVC | 1964 | Yes |  | 2024-07-12 |  | Non-lead
003066 | INN 196 HARBOR VIEW DR |  | Polytube | Yes |  | 2023-01-30 |  | PVC | 1949 | Yes |  | 2023-01-30 |  | Non-lead
003067 | APT REAR 1713 VON PHISTER ST |  | Polytube | Yes |  | 2022-11-04 |  | PVC | 1938 | Yes |  | 2022-11-04 |  | Non-lead
003068 | 990 41ST GULF ST |  | Polytube | Yes |  | 2023-05-08 |  | PVC | 1950 | Yes |  | 2023-05-08 |  | Non-lead
003069 | APT REAR 710 1/2 OLIVIA ST |  | Polytube | Yes |  | 2023-01-12 |  | PVC | 1943 | Yes |  | 2023-01-12 |  | Non-lead
003070 | 562 12TH GULF ST |  | Copper | Yes |  | 2024-10-01 |  | PVC | 1944 | Yes |  | 2024-10-01 |  | Non-lead
003072 | 1106 PETRONIA ST |  | Polytube | Yes |  | 2023-03-23 |  | PVC | 1933 | Yes |  | 2023-03-23 |  | Non-lead
003074 | 827 WHITE ST |  | Galvanized | Yes |  | 2022-07-18 |  | PVC | 1960 | Yes |  | 2022-07-18 |  | Galvanized Requiring Replacement
003075 | APT FRONT 1035 UNITED ST |  | Polytube | Yes |  | 2022-09-02 |  | PVC | 1943 | Yes |  | 2022-09-02 |  | Non-lead
003076 | 1314 ELIZA ST |  | Polytube | Yes |  | 2022-11-10 |  | PVC | 1933 | Yes |  | 2022-11-10 |  | Non-lead
003077 | APT C 1113 TRUMAN AVE |  | Polytube | Yes |  | 2024-10-04 |  | PVC | 1923 | Yes |  | 2024-10-04 |  | Non-lead
003078 | APT DOWN 701 SOUTHARD ST |  | Polytube | Yes |  | 2023-03-06 |  | PVC | 1933 | Yes |  | 2023-03-06 |  | Non-lead
003079 | FRONT 1221 PACKER ST |  | Polytube | Yes |  | 2023-03-22 |  | PVC | 1943 | Yes |  | 2023-03-22 |  | Non-lead
003080 | 1501 FLAGLER AVE |  | Polytube | Yes |  | 2023-06-09 |  | PVC | 1946 | Yes |  | 2023-06-09 |  | Non-lead
003081 | 1523 VON PHISTER ST |  | Polytube | Yes |  | 2022-06-09 |  | Copper | 1943 | Yes |  | 2022-06-09 |  | Non-lead
003082 | 302 SOUTHARD ST |  | Polytube | Yes |  | 2022-12-02 |  | PVC | 1938 | Yes |  | 2022-12-02 |  | Non-lead
003086 | 1213 WATSON ST |  | Polytube | Yes |  | 2023-03-20 |  | PVC | 1933 | Yes |  | 2023-03-20 |  | Non-lead
003087 | 838 OLIVIA ST |  | Polytube | Yes |  | 2023-03-23 |  | PVC | 1933 | Yes |  | 2023-03-23 |  | Non-lead
003088 | 81185 OLD OCEAN SIDE RD |  | Polytube | Yes |  | 2022-06-17 |  | PVC | 1958 | Yes |  | 2022-06-17 |  | Non-lead
003089 | APT A 700 ELIZABETH ST |  | Polytube | Yes |  | 2023-01-03 |  | PVC | 1923 | Yes |  | 2023-01-03 |  | Non-lead
003090 | 327 PEACON LN |  | Polytube | Yes |  | 2023-02-01 |  | PVC | 1933 | Yes |  | 2023-02-01 |  | Non-lead
003092 | 1213 TRUMAN AVE |  | Polytube | Yes |  | 2022-09-21 |  | PVC | 1948 | Yes |  | 2022-09-21 |  | Non-lead
003093 | 601 TRUMAN AVE |  | Unknown, Non-Lead | Yes |  | 2022-04-18 |  | Unknown, Non-Lead | 2010 | Yes |  | 2022-04-18 |  | Non-lead
003095 | FIRE METER 68770 OVERSEAS HWY |  | PVC | Yes |  | 2022-07-05 |  | PVC | 1979 | Yes |  | 2022-07-05 |  | Non-lead
003096 | TRACT 39 82698 OVERSEAS HWY |  | Polytube | Yes |  | 2022-07-12 |  | PVC | 1958 | Yes |  | 2022-07-12 |  | Non-lead
003097 | 914 ELIZABETH ST |  | Polytube | Yes |  | 2024-06-07 |  | Copper | 1938 | Yes |  | 2024-06-07 |  | Non-lead
003098 | 1401 WHITE ST |  | Unknown, Non-Lead | Yes |  | 2024-04-03 |  | PVC | 1989 | Yes |  | 2024-04-03 |  | Non-lead
003099 | 622 CAROLINE ST |  | Polytube | Yes |  | 2022-10-27 |  | PVC | 1953 | Yes |  | 2022-10-27 |  | Non-lead
003100 | 1009 VARELA ST |  | Polytube | Yes |  | 2024-04-30 |  | PVC | 1968 | Yes |  | 2024-04-30 |  | Non-lead
003101 | LOCATION COMMON AREA 606 TRUMAN AVE |  | Unknown, Non-Lead | Yes |  | 2024-05-15 |  | PVC | 1988 | Yes |  | 2024-05-15 |  | Non-lead
003102 | 915 CENTER ST |  | Polytube | Yes |  | 2023-05-04 |  | PVC | 1908 | Yes |  | 2023-05-04 |  | Non-lead
003103 | 742 WINDSOR LN |  | Polytube | Yes |  | 2022-05-03 |  | PVC | 1948 | Yes |  | 2022-05-03 |  | Non-lead
003105 | 1321 SIMONTON ST |  | Polytube | Yes |  | 2022-10-31 |  | Unknown | 1953 | Yes |  | 2022-10-31 |  | Lead Status Unknown
003106 | 825 ASHE ST |  | Polytube | Yes |  | 2024-04-10 |  | PVC | 1934 | Yes |  | 2024-04-10 |  | Non-lead
003108 | 714 BAKERS LN |  | Polytube | Yes |  | 2023-02-14 |  | PVC | 1938 | Yes |  | 2023-02-14 |  | Non-lead
003109 | 419 VIRGINIA ST |  | Polytube | Yes |  | 2023-03-14 |  | PVC | 1944 | Yes |  | 2023-03-14 |  | Non-lead
003110 | 183 W ATLANTIC CIR |  | Polytube | Yes |  | 2023-01-31 |  | PVC | 1959 | Yes |  | 2023-01-31 |  | Non-lead
003111 | MM96 OVERSEAS HWY |  | Polytube | Yes |  | 2022-09-21 |  | Polytube |  | Yes |  | 2022-09-21 |  | Non-lead
003112 | 810 OLIVIA ST |  | Polytube | Yes |  | 2023-03-23 |  | PVC | 1923 | Yes |  | 2023-03-23 |  | Non-lead
003113 | 828 JOHNSON LN |  | Polytube | Yes |  | 2024-04-16 |  | Copper | 1933 | Yes |  | 2024-04-16 |  | Non-lead
003114 | APT #A & B 410 UNITED ST |  | Polytube | Yes |  | 2020-09-18 |  | Polytube | 1948 | Yes |  | 2020-09-18 |  | Non-Lead
003115 | 88900 OVERSEAS HWY |  | Polytube | Yes |  | 2023-05-04 |  | PVC | 1953 | Yes |  | 2023-05-04 |  | Non-lead
003116 | 818 OLIVIA ST |  | Polytube | Yes |  | 2023-08-24 |  | PVC | 1928 | Yes |  | 2023-08-24 |  | Non-lead
003117 | 1037 UNITED ST |  | Polytube | Yes |  | 2022-09-02 |  | PVC | 1938 | Yes |  | 2022-09-02 |  | Non-lead
003118 | GARAGE AREA 510 FLEMING ST |  | Unknown, Non-Lead | No |  |  |  | Unknown, Non-Lead | 1994 | No |  |  |  | Non-lead
003119 | APT UP FRONT 1 912 FLEMING ST |  | Polytube | Yes |  | 2022-12-02 |  | PVC | 1928 | Yes |  | 2022-12-02 |  | Non-lead
003120 | 12235 OVERSEAS HWY |  | Polytube | Yes |  | 2022-09-26 |  | PVC | 1973 | Yes |  | 2022-09-26 |  | Non-lead
003121 | 410 CATHERINE ST |  | Polytube | Yes |  | 2022-06-21 |  | PVC | 1938 | Yes |  | 2022-06-21 |  | Non-lead
003123 | 309 PALM AVE |  | Unknown, Non-Lead | Yes |  | 2021-10-01 |  | Unknown, Non-Lead | 2002 | Yes |  | 2021-10-01 |  | Non-lead
003125 | 89505 OLD STATE Rd |  | Polytube | Yes |  | 2024-05-13 |  | PVC | 2008 | Yes |  | 2024-05-13 |  | Non-lead
003126 | 926 DUVAL ST |  | Polytube | Yes |  | 2023-05-04 |  | Copper | 1929 | Yes |  | 2023-05-04 |  | Non-lead
003127 | 1107 WATSON ST |  | Polytube | Yes |  | 2023-03-20 |  | PVC | 1938 | Yes |  | 2023-03-20 |  | Non-lead
003128 | 1015 WATSON ST |  | Polytube | Yes |  | 2023-03-20 |  | PVC | 1933 | Yes |  | 2023-03-20 |  | Non-lead
003129 | APT 2 420 ELIZABETH ST |  | PVC | Yes |  | 2022-05-04 |  | Copper | 1928 | Yes |  | 2022-05-04 |  | Non-lead
003130 | APT 1 420 ELIZABETH ST |  | PVC | Yes |  | 2023-02-16 |  | PVC | 1928 | Yes |  | 2023-02-16 |  | Non-lead
003131 | 718 BAKERS LN |  | Polytube | Yes |  | 2023-02-14 |  | PVC | 1938 | Yes |  | 2023-02-14 |  | Non-lead
003132 | APT 1 713 EMMA ST |  | Unknown, Non-Lead | No |  |  |  | Unknown, Non-Lead | 1992 | No |  |  |  | Non-lead
003133 | APT B 717 EMMA ST |  | Copper | Yes |  | 2022-07-12 |  | PVC | 1938 | Yes |  | 2022-07-12 |  | Non-lead
003134 | 12350 OVERSEAS HWY |  | Unknown, Non-Lead | Yes |  | 2024-08-07 |  | Unknown, Non-Lead | 2007 | Yes |  | 2024-08-07 |  | Non-lead
003136 | 777 23RD ST GULF |  | Polytube | Yes |  | 2022-05-18 |  | PVC | 1953 | Yes |  | 2022-05-18 |  | Non-lead
003137 | 808 WINDSOR LN |  | Polytube | Yes |  | 2023-05-17 |  | PVC | 1944 | Yes |  | 2023-05-17 |  | Non-lead
003138 | 82705 OVERSEAS Hwy |  | Polytube | Yes |  | 2022-06-28 |  | PVC | 1960 | Yes |  | 2022-06-28 |  | Non-lead
003139 | DWN 1025 ROBERTS LN |  | Polytube | Yes |  | 2023-03-23 |  | PVC | 1928 | Yes |  | 2023-03-23 |  | Non-lead
003140 | 521 23RD GULF ST |  | Polytube | Yes |  | 2024-04-18 |  | PVC | 1953 | Yes |  | 2024-04-18 |  | Non-lead
003141 | 209 VIRGINIA ST |  | Polytube | Yes |  | 2022-06-28 |  | PVC | 1933 | Yes |  | 2022-06-28 |  | Non-lead
003142 | 513 GREENE ST |  | Polytube | Yes |  | 2018-04-27 |  | Polytube | 1946 | Yes |  | 2018-04-27 |  | Non-Lead
003143 | 126 SIMONTON ST |  | PVC | Yes |  | 2022-10-31 |  | PVC | 1968 | Yes |  | 2022-10-31 |  | Non-lead
003144 | 625 SOUTH ST |  | Polytube | Yes |  | 2023-11-17 |  | PVC | 1958 | Yes |  | 2023-11-17 |  | Non-lead
003145 | 428 GREENE ST |  | Polytube | Yes |  | 2024-02-14 |  | Copper | 1948 | Yes |  | 2024-02-14 |  | Non-lead
003150 | 407 AMELIA ST |  | Polytube | Yes |  | 2022-06-16 |  | PVC | 1933 | Yes |  | 2022-06-16 |  | Non-lead
003151 | 813/815 CATHERINE ST |  | Unknown, Non-Lead | Yes |  | 2022-02-25 |  | Unknown, Non-Lead | 2009 | Yes |  | 2022-02-25 |  | Non-lead
003152 | 846 OLIVIA ST |  | Polytube | Yes |  | 2023-11-16 |  | PVC | 1908 | Yes |  | 2023-11-16 |  | Non-lead
003153 | 1904 VENETIA ST |  | Polytube | Yes |  | 2024-07-03 |  | PVC | 1938 | Yes |  | 2024-07-03 |  | Non-lead
003154 | 609 THOMAS ST |  | Polytube | Yes |  | 2023-05-04 |  | PVC | 1967 | Yes |  | 2023-05-04 |  | Non-lead
003157 | 1200 FLORIDA ST |  | Polytube | Yes |  | 2023-09-13 |  | PVC | 1933 | Yes |  | 2023-09-13 |  | Non-lead
003159 | 1505 FLAGLER AVE |  | Polytube | Yes |  | 2023-08-17 |  | PVC | 1946 | Yes |  | 2023-08-17 |  | Non-lead
003160 | 1314 SIMONTON ST |  | Polytube | Yes |  | 2022-10-31 |  | PVC | 1967 | Yes |  | 2022-10-31 |  | Non-lead
003161 | 4 LOWES LN |  | Polytube | Yes |  | 2023-01-31 |  | PVC | 1928 | Yes |  | 2023-01-31 |  | Non-lead
003162 | 1500 VON PHISTER ST |  | Polytube | Yes |  | 2022-11-04 |  | PVC | 1946 | Yes |  | 2022-11-04 |  | Non-lead
003163 | 404 GRINNELL ST |  | Polytube | Yes |  | 2023-02-08 |  | PVC | 1929 | Yes |  | 2023-02-08 |  | Non-lead
003164 | 1218 ROYAL ST |  | Polytube | Yes |  | 2023-03-23 |  | PVC | 1938 | Yes |  | 2023-03-23 |  | Non-lead
003165 | 809 CATHERINE ST |  | Polytube | Yes |  | 2021-09-30 |  | PVC | 1928 | Yes |  | 2021-09-30 |  | Non-lead
003166 | 1221 DUVAL ST |  | Polytube | Yes |  | 2024-03-21 |  | PVC | 1920 | Yes |  | 2024-03-21 |  | Non-lead
003167 | APT A 1214 SEMINARY ST |  | Polytube | Yes |  | 2022-10-31 |  | PVC | 1938 | Yes |  | 2022-10-31 |  | Non-lead
003168 | 2500 HARRIS AVE |  | Copper | Yes |  | 2022-08-16 |  | PVC | 1948 | Yes |  | 2022-08-16 |  | Non-lead
003169 | 608 ROBERTS LN |  | Polytube | Yes |  | 2023-03-23 |  | PVC | 1933 | Yes |  | 2023-03-23 |  | Non-lead
003170 | 618 ASHE ST |  | Polytube | Yes |  | 2023-03-10 |  | PVC | 1933 | Yes |  | 2023-03-10 |  | Non-lead
003173 | 1116 MARGARET ST |  | Polytube | Yes |  | 2023-03-15 |  | PVC | 1933 | Yes |  | 2023-03-15 |  | Non-lead
003174 | UPSTAIRS 1322 OLIVIA ST |  | Polytube | Yes |  | 2022-09-07 |  | PVC | 1948 | Yes |  | 2022-09-07 |  | Non-lead
003175 | 1320 OLIVIA ST |  | Polytube | Yes |  | 2022-09-07 |  | PVC | 1948 | Yes |  | 2022-09-07 |  | Non-lead
003176 | 2504 PATTERSON AVE |  | Polytube | Yes |  | 2023-05-04 |  | Copper | 1933 | Yes |  | 2023-05-04 |  | Non-lead
003177 | APT 3 800 CAROLINE ST |  | PVC | Yes |  | 2023-02-22 |  | PVC | 1920 | Yes |  | 2023-02-22 |  | Non-lead
003178 | 1022 ROBERTS LN |  | Polytube | Yes |  | 2023-03-23 |  | PVC | 1928 | Yes |  | 2023-03-23 |  | Non-lead
003179 | 4900 OVERSEAS HWY |  | Unknown, Non-Lead | Yes |  | 2022-10-20 |  | No Piping | Vacant | Yes |  | 2022-10-20 |  | Non-lead
003180 | 1020 GEORGIA ST |  | Polytube | Yes |  | 2023-05-04 |  | PVC | 1963 | Yes |  | 2023-05-04 |  | Non-lead
003181 | UNIT 1 3408 EAGLE AVE |  | Polytube | Yes |  | 2022-06-14 |  | PVC | 1958 | Yes |  | 2022-06-14 |  | Non-lead
003182 | 3715 FLAGLER AVE |  | Polytube | Yes |  | 2022-05-26 |  | PVC | 1947 | Yes |  | 2022-05-26 |  | Non-lead
003183 | 1330 SIMONTON ST |  | Polytube | Yes |  | 2022-09-26 |  | PVC | 1948 | Yes |  | 2022-09-26 |  | Non-lead
003184 | 2510 FOGARTY AVE |  | Polytube | Yes |  | 2024-06-25 |  | Copper | 1958 | Yes |  | 2024-06-25 |  | Non-lead
003185 | 608 ANGELA ST |  | Polytube | Yes |  | 2024-01-09 |  | PVC | 1928 | Yes |  | 2024-01-09 |  | Non-lead
003186 | UP 1210 VIRGINIA ST |  | Polytube | Yes |  | 2022-08-31 |  | PVC | 1928 | Yes |  | 2022-08-31 |  | Non-lead
003187 | 215 24TH OCEAN ST |  | Polytube | Yes |  | 2022-12-14 |  | PVC | 1965 | Yes |  | 2022-12-14 |  | Non-lead
003188 | 725 POORHOUSE LN |  | Polytube | Yes |  | 2023-01-25 |  | Copper | 1938 | Yes |  | 2023-01-25 |  | Non-lead
003189 | 1507 SOUTH ST |  | Polytube | Yes |  | 2023-04-17 |  | Copper | 1958 | Yes |  | 2023-04-17 |  | Non-lead
003190 | 805 SHAVERS LN |  | Polytube | Yes |  | 2022-09-26 |  | Copper | 1928 | Yes |  | 2022-09-26 |  | Non-lead
003191 | RESTAURANT 600 FLEMING ST |  | Polytube | No |  |  |  | Unknown | 1884 | No |  |  |  | Lead Status Unknown
003192 | SIESTA C 81650 OVERSEAS HWY |  | Polytube | Yes |  | 2022-06-23 |  | PVC | 1963 | Yes |  | 2022-06-23 |  | Non-lead
003193 | AMERICAN LEGION 5610 COLLEGE RD |  | Polytube | Yes |  | 2023-04-21 |  | PVC | 1947 | Yes |  | 2023-04-21 |  | Non-lead
003195 | 1411 ALBURY ST |  | Polytube | Yes |  | 2022-08-24 |  | PVC | 1933 | Yes |  | 2022-08-24 |  | Non-lead
003197 | 1325 SIMONTON ST |  | PVC | Yes |  | 2022-09-26 |  | Copper | 1953 | Yes |  | 2022-09-26 |  | Non-lead
003199 | 407 WHITEHEAD ST |  | Polytube | Yes |  | 2022-06-02 |  | PVC | 1941 | Yes |  | 2022-06-02 |  | Non-lead
003200 | 1218 VARELA ST |  | Polytube | Yes |  | 2023-03-23 |  | PVC | 1934 | Yes |  | 2023-03-23 |  | Non-lead
003203 | 82258 OVERSEAS HWY |  | Polytube | Yes |  | 2022-07-12 |  | PVC | 1959 | Yes |  | 2022-07-12 |  | Non-lead
003204 | 2500 SEIDENBERG AVE |  | Unknown, Non-Lead | No |  |  |  | Unknown, Non-Lead | 2009 | No |  |  |  | Non-lead
003205 | 81174 OLD HWY |  | Unknown, Non-Lead | Yes |  | 2022-04-18 |  | Unknown, Non-Lead | 2020 | Yes |  | 2022-04-18 |  | Non-lead
003206 | 1020 SOUTHARD ST |  | Polytube | Yes |  | 2023-01-04 |  | PVC | 1933 | Yes |  | 2023-01-04 |  | Non-lead
003207 | 3411 EAGLE AVE |  | Polytube | Yes |  | 2022-06-14 |  | PVC | 1963 | Yes |  | 2022-06-14 |  | Non-lead
003209 | REAR #3 1108 PACKER ST |  | Polytube | Yes |  | 2023-03-22 |  | PVC | 1948 | Yes |  | 2023-03-22 |  | Non-lead
003210 | 164 N BAY HARBOR DR |  | Polytube | Yes |  | 2022-07-21 |  | PVC | 1982 | Yes |  | 2022-07-21 |  | Non-lead
003212 | 1006 SOUTHARD ST |  | Unknown | Yes |  | 2023-01-04 |  | Polytube | 1938 | Yes |  | 2023-01-04 |  | Lead Status Unknown
003213 | 3421 EAGLE AVE |  | Polytube | Yes |  | 2022-06-14 |  | PVC | 1963 | Yes |  | 2022-06-14 |  | Non-lead
003214 | 3727 FLAGLER AVE |  | Polytube | Yes |  | 2022-05-18 |  | Polytube | 1958 | Yes |  | 2022-05-18 |  | Non-lead
003215 | 1721 WASHINGTON ST |  | Copper | Yes |  | 2022-10-14 |  | PVC | 1945 | Yes |  | 2022-10-14 |  | Non-lead
003216 | 917 SOUTHARD ST |  | Polytube | Yes |  | 2023-01-04 |  | PVC | 1938 | Yes |  | 2023-01-04 |  | Non-lead
003217 | 717 ASHE ST |  | Polytube | Yes |  | 2023-03-10 |  | PVC | 1939 | Yes |  | 2023-03-10 |  | Non-lead
003218 | 1118 WHITEHEAD ST |  | Polytube | Yes |  | 2022-12-16 |  | PVC | 1928 | Yes |  | 2022-12-16 |  | Non-lead
003219 | 94100 OVERSEAS HWY |  | Unknown, Non-Lead | Yes |  | 2019-01-16 |  | Unknown, Non-Lead | 2005 | Yes |  | 2019-01-16 |  | Non-lead
003220 | 1214 OLIVIA ST |  | Polytube | Yes |  | 2022-09-07 |  | Polytube | 1948 | Yes |  | 2022-09-07 |  | Non-lead
003221 | DWN #1 509 WHITEHEAD ST |  | Polytube | Yes |  | 2022-06-02 |  | PVC | 1938 | Yes |  | 2022-06-02 |  | Non-lead
003222 | 1113 CURRY LN |  | Polytube | Yes |  | 2024-06-28 |  | PVC | 1930 | Yes |  | 2024-06-28 |  | Non-lead
003223 | 313 DUVAL ST |  | Polytube | Yes |  | 2022-11-30 |  | PVC | 1909 | Yes |  | 2022-11-30 |  | Non-lead
003224 | 613 SIMONTON ST |  | Polytube | Yes |  | 2022-10-31 |  | PVC | 1953 | Yes |  | 2022-10-31 |  | Non-lead
003225 | 1503 SEMINARY ST |  | Polytube | Yes |  | 2022-10-31 |  | PVC | 1943 | Yes |  | 2022-10-31 |  | Non-lead
003226 | FRONT #C 708 SOUTH ST |  | Polytube | Yes |  | 2023-04-25 |  | PVC | 1938 | Yes |  | 2023-04-25 |  | Non-lead
003227 | 1514 SOUTH ST |  | Polytube | Yes |  | 2022-10-27 |  | PVC | 1938 | Yes |  | 2022-10-27 |  | Non-lead
003228 | 1107 WINDSOR LN |  | Polytube | Yes |  | 2023-03-28 |  | PVC | 1928 | Yes |  | 2023-03-28 |  | Non-lead
003229 | 611 EATON ST |  | Polytube | Yes |  | 2023-03-06 |  | PVC | 1928 | Yes |  | 2023-03-06 |  | Non-lead
003230 | WEST TRLR PARK 95350 OVERSEAS HWY |  | Polytube | Yes |  | 2024-05-10 |  | PVC | 1980 | Yes |  | 2024-05-10 |  | Non-lead
003231 | 64 SUNSET RD |  | Unknown, Non-Lead | Yes |  | 2020-12-11 |  | Unknown, Non-Lead | 1998 | Yes |  | 2020-12-11 |  | Non-lead
003232 | 1307 ALBURY ST |  | Polytube | Yes |  | 2022-06-09 |  | Polytube | 1943 | Yes |  | 2022-06-09 |  | Non-lead
003233 | 317 PEACON LN |  | Polytube | Yes |  | 2022-07-13 |  | PVC | 1933 | Yes |  | 2022-07-13 |  | Non-lead
003234 | #3 721 EATON ST |  | PVC | Yes |  | 2023-03-06 |  | PVC | 1918 | Yes |  | 2023-03-06 |  | Non-lead
003235 | 83375 OVERSEAS HWY |  | Polytube | Yes |  | 2022-06-23 |  | PVC | 1960 | Yes |  | 2022-06-23 |  | Non-lead
003236 | #2 128 TAVERN DR |  | Polytube | Yes |  | 2022-05-16 |  | Copper | 1939 | Yes |  | 2022-05-16 |  | Non-lead
003237 | UNIT 11 91421 OVERSEAS HWY CARWASH |  | Polytube | Yes |  | 2023-02-09 |  | PVC | 1985 | Yes |  | 2023-02-09 |  | Non-lead
003238 | 1209 LAIRD ST |  | Unknown, Non-Lead | Yes |  | 2019-10-21 |  | Unknown, Non-Lead | 2018 | Yes |  | 2019-10-21 |  | Non-lead
003239 | STORE 1 DOWN 503 DUVAL ST |  | Polytube | Yes |  | 2022-11-30 |  | PVC | 1918 | Yes |  | 2022-11-30 |  | Non-lead
003241 | UNIT 1 719 EISENHOWER DR |  | Polytube | Yes |  | 2022-09-07 |  | PVC | 1968 | Yes |  | 2022-09-07 |  | Non-lead
003242 | TR 2B BA 97280 OVERSEAS HWY |  | Polytube | Yes |  | 2023-05-04 |  | PVC | 1954 | Yes |  | 2023-05-04 |  | Non-lead
003243 | 182 BEACH RD |  | Polytube | Yes |  | 2023-06-21 |  | PVC | 1936 | Yes |  | 2023-06-21 |  | Non-lead
003244 | 1401 5TH ST |  | Polytube | Yes |  | 2022-09-26 |  | PVC | 1948 | Yes |  | 2022-09-26 |  | Non-lead
003245 | APT 4 REAR 1011 VARELA ST |  | Polytube | Yes |  | 2024-04-30 |  | PVC | 1968 | Yes |  | 2024-04-30 |  | Non-lead
003246 | 1405 MCMILLAN DR |  | Polytube | No |  |  |  | PVC | 1948 | No |  |  |  | Non-lead
003248 | 1025 WHITE ST |  | Polytube | Yes |  | 2023-03-23 |  | PVC | 1947 | Yes |  | 2023-03-23 |  | Non-lead
003249 | 130 ROYAL LN |  | Polytube | Yes |  | 2022-06-07 |  | PVC | 1955 | Yes |  | 2022-06-07 |  | Non-lead
003250 | 1313 SIMONTON ST |  | Polytube | Yes |  | 2022-10-31 |  | PVC | 1985 | Yes |  | 2022-10-31 |  | Non-lead
003251 | APT REAR 814 DUVAL ST |  | Polytube | Yes |  | 2023-05-04 |  | PVC | 1923 | Yes |  | 2023-05-04 |  | Non-lead
003252 | 816 DUVAL ST |  | Polytube | Yes |  | 2024-10-08 |  | PVC | 1928 | Yes |  | 2024-10-08 |  | Non-lead
003253 | 93095 OVERSEAS HWY |  | Unknown, Non-Lead | Yes |  | 2022-05-10 |  | PVC | 1991 | Yes |  | 2022-05-10 |  | Non-lead
003255 | 1503 JOHNSON ST |  | Polytube | Yes |  | 2024-07-10 |  | PVC | 1958 | Yes |  | 2024-07-10 |  | Non-lead
003258 | 909 UNITED ST |  | Polytube | Yes |  | 2019-01-11 |  | Polytube | 1943 | Yes |  | 2019-01-11 |  | Non-Lead
003259 | 1500 JOHNSON ST |  | Polytube | Yes |  | 2023-02-28 |  | PVC | 1954 | Yes |  | 2023-02-28 |  | Non-lead
003260 | 87200 OVERSEAS HWY |  | Unknown | Yes |  | 2024-05-20 |  | Unknown | 1980 | Yes |  | 2024-05-20 |  | Lead Status Unknown
003261 | APT B 728 ELIZABETH ST |  | Unknown | Yes |  | 2023-01-03 |  | PVC | 1938 | Yes |  | 2023-01-03 |  | Lead Status Unknown
003262 | 721 DUVAL ST |  | Polytube | Yes |  | 2023-05-04 |  | PVC | 1918 | Yes |  | 2023-05-04 |  | Non-lead
003263 | TRAIL PK 82929 OVERSEAS HWY |  | Polytube | Yes |  | 2022-06-23 |  | PVC | 1955 | Yes |  | 2022-06-23 |  | Non-lead
003264 | 1600 WHALTON ST |  | Unknown, Non-Lead | Yes |  | 2024-05-20 |  | Unknown, Non-Lead | 2008 | Yes |  | 2024-05-20 |  | Non-lead
003265 | 2610 FOGARTY AVE |  | PVC | Yes |  | 2022-08-19 |  | Copper | 1949 | Yes |  | 2022-08-19 |  | Non-lead
003267 | 2612 FOGARTY AVE |  | Polytube | Yes |  | 2022-08-19 |  | PVC | 1963 | Yes |  | 2022-08-19 |  | Non-lead
003269 | 2313 PATTERSON AVE |  | Polytube | Yes |  | 2023-05-04 |  | Copper | 1928 | Yes |  | 2023-05-04 |  | Non-lead
003270 | 1311 ELIZA ST |  | Polytube | Yes |  | 2023-03-14 |  | PVC | 1939 | Yes |  | 2023-03-14 |  | Non-lead
003271 | 200 ALBURY LN |  | Polytube | Yes |  | 2023-01-31 |  | PVC | 1918 | Yes |  | 2023-01-31 |  | Non-lead
003272 | 1414 ALBURY ST |  | Polytube | Yes |  | 2022-08-24 |  | PVC | 1946 | Yes |  | 2022-08-24 |  | Non-lead
003273 | 138 ROYAL LN |  | Polytube | Yes |  | 2022-06-07 |  | PVC | 1953 | Yes |  | 2022-06-07 |  | Non-lead
003274 | 1109 WINDSOR LN |  | Unknown, Non-Lead | Yes |  | 2023-09-11 |  | Unknown, Non-Lead | 2005 | Yes |  | 2023-09-11 |  | Non-lead
003275 | 1121 OLIVIA ST |  | Polytube | Yes |  | 2023-03-16 |  | PVC | 1933 | Yes |  | 2023-03-16 |  | Non-lead
003276 | 909 SIMONTON ST |  | Polytube | Yes |  | 2023-10-10 |  | PVC | 1938 | Yes |  | 2023-10-10 |  | Non-lead
003277 | 1215 WATSON ST |  | Polytube | Yes |  | 2023-09-14 |  | PVC | 1933 | Yes |  | 2023-09-14 |  | Non-lead
003278 | MARINA 103950 OVERSEAS HWY |  | Polytube | Yes |  | 2022-05-18 |  | PVC | 2006 | Yes |  | 2022-05-18 |  | Non-lead
003280 | 1519 JOHNSON ST |  | Copper | Yes |  | 2023-12-11 |  | PVC | 1958 | Yes |  | 2023-12-11 |  | Non-lead
003281 | 2010 STAPLES AVE |  | Polytube | Yes |  | 2023-04-26 |  | PVC | 1938 | Yes |  | 2023-04-26 |  | Non-lead
003282 | APT 1 1005 WATSON ST |  | Polytube | Yes |  | 2023-03-23 |  | PVC | 1923 | Yes |  | 2023-03-23 |  | Non-lead
003283 | 223 ANN ST |  | Polytube | Yes |  | 2024-06-05 |  | Polytube | 1938 | Yes |  | 2024-06-05 |  | Non-lead
003284 | 804 OCEANA DR |  | Polytube | Yes |  | 2022-10-24 |  | PVC | 1953 | Yes |  | 2022-10-24 |  | Non-lead
003285 | MASTER TAP 79 39900 OVERSEAS HWY |  | Polytube | Yes |  | 2023-10-25 |  | Polytube | 2000 | Yes |  | 2023-10-25 |  | Non-lead
003286 | 1421 ASHBY ST |  | Polytube | Yes |  | 2024-07-15 |  | PVC | 1960 | Yes |  | 2024-07-15 |  | Non-lead
003287 | 624 CATHOLIC LN |  | Polytube | Yes |  | 2023-03-06 |  | PVC | 1928 | Yes |  | 2023-03-06 |  | Non-lead
003288 | 800 VIRGINIA ST |  | Polytube | Yes |  | 2023-03-23 |  | PVC | 1918 | Yes |  | 2023-03-23 |  | Non-lead
003289 | 3741 EAGLE AVE |  | Polytube | Yes |  | 2022-07-01 |  | Polytube | 1958 | Yes |  | 2022-07-01 |  | Non-lead
003290 | 1000 WHITEHEAD ST |  | Polytube | Yes |  | 2023-08-01 |  | PVC | 1933 | Yes |  | 2023-08-01 |  | Non-lead
003291 | DOWN 528 WILLIAM ST |  | Unknown, Non-Lead | No |  |  |  | No Piping | Vacant | No |  |  |  | Non-lead
003293 | UNIT A 219 PRESTON ST |  | Polytube | Yes |  | 2022-06-27 |  | PVC | 1934 | Yes |  | 2022-06-27 |  | Non-lead
003294 | 81991 OLD Hwy |  | Polytube | Yes |  | 2022-06-28 |  | PVC | 1957 | Yes |  | 2022-06-28 |  | Non-lead
003295 | 140 TAVERN DR |  | Polytube | Yes |  | 2023-06-13 |  | PVC | 1934 | Yes |  | 2023-06-13 |  | Non-lead
003296 | 85500 OVERSEAS HWY |  | Polytube | Yes |  | 2022-12-19 |  | PVC | 1963 | Yes |  | 2022-12-19 |  | Non-lead
003297 | DOWNST 1026 51ST GULF ST |  | Unknown, Non-Lead | Yes |  | 2024-04-19 |  | Polytube | 2020 | Yes |  | 2024-04-19 |  | Non-lead
003298 | 617 51ST GULF ST |  | Unknown, Non-Lead | Yes |  | 2020-08-19 |  | Unknown, Non-Lead | 1993 | Yes |  | 2020-08-19 |  | Non-lead
003299 | 700 123RD GULF ST |  | Polytube | Yes |  | 2023-03-17 |  | PVC | 1974 | Yes |  | 2023-03-17 |  | Non-lead
003301 | 470 43RD GULF ST |  | Polytube | Yes |  | 2024-03-15 |  | None |  | Yes |  | 2024-03-15 |  | Non-lead
003303 | 312 68TH OCEAN ST |  | Polytube | Yes |  | 2023-02-27 |  | PVC | 1953 | Yes |  | 2023-02-27 |  | Non-lead
003306 | 1104 ANGELA ST |  | Polytube | Yes |  | 2023-02-22 |  | PVC | 1933 | Yes |  | 2023-02-22 |  | Non-lead
003309 | MASTER 1571 OVERSEAS Hwy |  | PVC | Yes |  | 2025-09-03 |  | PVC | 1952 | Yes |  | 2022-11-08 |  | Non-lead
003310 | 3635 EAGLE AVE |  | Polytube | Yes |  | 2022-06-14 |  | PVC | 1948 | Yes |  | 2022-06-14 |  | Non-lead
003311 | 716 OLIVIA ST |  | PVC | Yes |  | 2023-01-12 |  | PVC | 1943 | Yes |  | 2023-01-12 |  | Non-lead
003312 | APT A 1404 LEON ST |  | Polytube | Yes |  | 2022-09-22 |  | PVC | 1974 | Yes |  | 2022-09-22 |  | Non-lead
003313 | . COUNTY HOME |  | Polytube | Yes |  | 2022-07-29 |  | PVC | 1947 | Yes |  | 2022-07-29 |  | Non-lead
003314 | 139 GIMPY GULCH DR |  | Unknown, Non-Lead | Yes |  | 2021-11-19 |  | Unknown, Non-Lead | 2006 | Yes |  | 2021-11-19 |  | Non-lead
003315 | 2302 SEIDENBERG AVE |  | Polytube | Yes |  | 2024-07-17 |  | Copper | 1948 | Yes |  | 2024-07-17 |  | Non-lead
003316 | DOWN 1210 DUVAL ST |  | Polytube | Yes |  | 2023-05-04 |  | Copper | 1933 | Yes |  | 2023-05-04 |  | Non-lead
003317 | 89251 OLD HWY OCEANSID |  | Polytube | Yes |  | 2022-06-21 |  | PVC | 1950 | Yes |  | 2022-06-21 |  | Non-lead
003318 | 1435 FLAGLER AVE |  | Polytube | Yes |  | 2022-08-12 |  | PVC |  | Yes |  | 2022-08-12 |  | Non-lead
003319 | 103620 OVERSEAS HWY |  | Copper | Yes |  | 2023-05-04 |  | PVC | 1962 | Yes |  | 2023-05-04 |  | Non-lead
003320 | 82250 OVERSEAS HWY |  | Polytube | Yes |  | 2022-07-12 |  | PVC | 1954 | Yes |  | 2022-07-12 |  | Non-lead
003321 | 901 GEORGIA ST |  | Polytube | Yes |  | 2024-03-15 |  | PVC | 1948 | Yes |  | 2024-03-15 |  | Non-lead
003322 | 823 GEORGIA ST |  | Polytube | Yes |  | 2023-05-04 |  | PVC | 1938 | Yes |  | 2023-05-04 |  | Non-lead
003324 | 527 BAHAMA ST |  | Polytube | Yes |  | 2022-11-29 |  | PVC | 1930 | Yes |  | 2022-11-29 |  | Non-lead
003325 | 2304 SEIDENBERG AVE |  | Copper | Yes |  | 2022-08-18 |  | Unknown | 1948 | Yes |  | 2022-08-18 |  | Lead Status Unknown
003327 | APT 6 1209 WILLIAM ST |  | Polytube | Yes |  | 2021-01-05 |  | PVC | 1928 | Yes |  | 2021-01-05 |  | Non-lead
003328 | UP 1011 WINDSOR LN |  | Unknown, Non-Lead | No |  |  |  | No Piping | 1928 | No |  |  |  | Non-lead
003329 | 131 OCEAN VIEW DR |  | Polytube | Yes |  | 2024-08-20 |  | PVC | 1943 | Yes |  | 2024-08-20 |  | Non-lead
003332 | 1022 WASHINGTON ST |  | Unknown, Non-Lead | Yes |  | 2023-03-15 |  | Unknown, Non-Lead | 1994 | Yes |  | 2023-03-15 |  | Non-lead
003333 | 2309 SEIDENBERG AVE |  | Polytube | Yes |  | 2022-08-18 |  | Copper | 1918 | Yes |  | 2022-08-18 |  | Non-lead
003334 | 1212 FLORIDA ST |  | Polytube | Yes |  | 2022-08-31 |  | PVC | 1953 | Yes |  | 2022-08-31 |  | Non-lead
003335 | 320 MICKENS LN |  | Copper | Yes |  | 2022-06-02 |  | Polytube | 1920 | Yes |  | 2022-06-02 |  | Non-lead
003337 | UNIT 105 524 EATON ST |  | Polytube | Yes |  | 2022-12-02 |  | PVC | 1968 | Yes |  | 2022-12-02 |  | Non-lead
003339 | 1212 GEORGIA ST |  | Polytube | Yes |  | 2023-05-04 |  | PVC | 1903 | Yes |  | 2023-05-04 |  | Non-lead
003340 | 6090 OVERSEAS HWY |  | Unknown, Non-Lead | Yes |  | 2024-08-20 |  | Unknown, Non-Lead | 1988 | Yes |  | 2024-08-20 |  | Non-lead
003341 | 1224 SOUTH ST |  | Polytube | Yes |  | 2022-05-13 |  | PVC | 1943 | Yes |  | 2022-05-13 |  | Non-lead
003342 | 105 TREE LANE |  | Polytube | Yes |  | 2022-07-19 |  | PVC | 1958 | Yes |  | 2022-07-19 |  | Non-lead
003343 | 12565 OVERSEAS HWY |  | PVC | Yes |  | 2024-03-18 |  | PVC | 1976 | Yes |  | 2024-03-18 |  | Non-lead
003344 | 607 WILLIAM ST |  | Polytube | Yes |  | 2023-01-04 |  | PVC | 1934 | Yes |  | 2023-01-04 |  | Non-lead
003345 | 225 ELIZABETH ST |  | Polytube | Yes |  | 2023-05-11 |  | No Piping | Vacant | Yes |  | 2023-05-11 |  | Non-lead
003346 | 413 EATON ST |  | Polytube | Yes |  | 2018-11-14 |  | Polytube |  | Yes |  | 2018-11-14 |  | Non-Lead
003347 | 1216 WASHINGTON ST |  | Polytube | Yes |  | 2024-02-13 |  | Copper | 1963 | Yes |  | 2024-02-13 |  | Non-lead
003349 | 715 ELIZABETH ST |  | Polytube | Yes |  | 2023-01-03 |  | PVC | 1938 | Yes |  | 2023-01-03 |  | Non-lead
003350 | 907 UNITED ST |  | Polytube | Yes |  | 2018-11-08 |  | Polytube | 1943 | Yes |  | 2018-11-08 |  | Non-lead
003351 | 935 43RD GULF ST |  | Unknown, Non-Lead | No |  |  |  | Unknown, Non-Lead | 2010 | No |  |  |  | Non-lead
003352 | 296 TAVERNIER ST |  | Polytube | Yes |  | 2023-01-12 |  | PVC | 1943 | Yes |  | 2023-01-12 |  | Non-lead
003353 | 1528 FLAGLER AVE |  | Polytube | Yes |  | 2022-08-26 |  | Copper | 1963 | Yes |  | 2022-08-26 |  | Non-lead
003355 | FIRE 421 SIMONTON ST |  | Polytube | Yes |  | 2022-10-31 |  | PVC | 1933 | Yes |  | 2022-10-31 |  | Non-lead
003360 | 4 HAVANA ST |  | Polytube | Yes |  | 2023-03-23 |  | PVC | 1929 | Yes |  | 2023-03-23 |  | Non-lead
003361 | 928 UNITED ST |  | Polytube | Yes |  | 2017-06-23 |  | Polytube | 1928 | Yes |  | 2017-06-23 |  | Non-Lead
003364 | 3415 FLAGLER AVE |  | Polytube | Yes |  | 2023-05-04 |  | PVC | 1945 | Yes |  | 2023-05-04 |  | Non-lead
003365 | 819 WHITEHEAD ST |  | Polytube | Yes |  | 2022-07-05 |  | PVC | 1928 | Yes |  | 2022-07-05 |  | Non-lead
003366 | 608 WHITEHEAD ST |  | Polytube | Yes |  | 2022-06-02 |  | Copper | 1978 | Yes |  | 2022-06-02 |  | Non-lead
003367 | 408 DUVAL ST |  | Polytube | Yes |  | 2022-12-14 |  | PVC | 1928 | Yes |  | 2022-12-14 |  | Non-lead
003368 | 925 WHITEHEAD ST |  | Polytube | Yes |  | 2022-07-05 |  | PVC | 1938 | Yes |  | 2022-07-05 |  | Non-lead
003370 | UNIT PENTHOUSE 500 DUVAL ST |  | Polytube | Yes |  | 2024-06-05 |  | PVC | 1918 | Yes |  | 2024-06-05 |  | Non-lead
003372 | 5550 OVERSEAS HWY |  | Polytube | Yes |  | 2024-09-13 |  | PVC | 1958 | Yes |  | 2024-09-13 |  | Non-lead
003374 | 704 SOUTH ST |  | Polytube | Yes |  | 2023-04-25 |  | PVC | 1972 | Yes |  | 2023-04-25 |  | Non-lead
003376 | 906 GEORGIA ST |  | Polytube | Yes |  | 2023-05-04 |  | PVC | 1938 | Yes |  | 2023-05-04 |  | Non-lead
003377 | STE 101 700 FRONT ST |  | Polytube | Yes |  | 2022-10-28 |  | PVC | 1953 | Yes |  | 2022-10-28 |  | Non-lead
003378 | 717 WHITE ST |  | Polytube | Yes |  | 2022-09-08 |  | PVC | 1933 | Yes |  | 2022-09-08 |  | Non-lead
003379 | 317 WHITEHEAD ST |  | Polytube | Yes |  | 2022-06-02 |  | PVC | 1943 | Yes |  | 2022-06-02 |  | Non-lead
003380 | 1425 OCEAN TERR |  | Polytube | Yes |  | 2023-07-17 |  | PVC | 1953 | Yes |  | 2023-07-17 |  | Non-lead
003381 | 723 ELIZABETH ST |  | Polytube | Yes |  | 2023-01-03 |  | Unknown | 1948 | Yes |  | 2023-01-03 |  | Lead Status Unknown
003383 | 527 SOUTHARD ST |  | Polytube | Yes |  | 2022-12-02 |  | PVC | 1940 | Yes |  | 2022-12-02 |  | Non-lead
003385 | 508 SOUTH ST |  | Polytube | Yes |  | 2022-09-26 |  | PVC | 1958 | Yes |  | 2022-09-26 |  | Non-lead
003388 | APT 5 1106 OLIVIA ST |  | Unknown | Yes |  | 2023-03-16 |  | PVC | 1933 | Yes |  | 2023-03-16 |  | Lead Status Unknown
003389 | 103688 OVERSEAS HWY |  | Polytube | Yes |  | 2023-10-05 |  | PVC | 1963 | Yes |  | 2023-10-05 |  | Non-lead
003390 | APT 1 DOWN 619 DEY ST |  | Polytube | Yes |  | 2022-10-27 |  | PVC | 1939 | Yes |  | 2022-10-27 |  | Non-lead
003391 | 47 SCHOONER BAY RD |  | Polytube | Yes |  | 2022-05-12 |  | PVC | 2021 | Yes |  | 2022-05-12 |  | Non-lead
003392 | 827 1/2 EMMA ST |  | Polytube | Yes |  | 2022-07-12 |  | PVC | 1969 | Yes |  | 2022-07-12 |  | Non-lead
003394 | 829 EMMA ST |  | Polytube | Yes |  | 2024-09-11 |  | PVC | 1928 | Yes |  | 2024-09-11 |  | Non-lead
003395 | #1 82905 OVERSEAS HWY |  | Polytube | Yes |  | 2022-06-22 |  | PVC | 1955 | Yes |  | 2022-06-22 |  | Non-lead
003396 | 500 DUVAL ST |  | Polytube | Yes |  | 2022-11-30 |  | PVC | 1918 | Yes |  | 2022-11-30 |  | Non-lead
003397 | APT 1 1119 GEORGIA ST |  | Polytube | Yes |  | 2022-09-06 |  | PVC | 1919 | Yes |  | 2022-09-06 |  | Non-lead
003398 | 1620 FLAGLER AVE |  | Polytube | Yes |  | 2022-08-26 |  | PVC | 1958 | Yes |  | 2022-08-26 |  | Non-lead
003399 | 1039 CATHERINE ST |  | Polytube | Yes |  | 2022-06-14 |  | PVC | 1943 | Yes |  | 2022-06-14 |  | Non-lead
003400 | APT FRONT 1215 ELIZA ST |  | Copper | Yes |  | 2023-06-15 |  | PVC | 1933 | Yes |  | 2023-06-15 |  | Non-lead
003401 | 1221 MARGARET ST |  | Unknown, Non-Lead | Yes |  | 2022-04-04 |  | Unknown, Non-Lead | 1999 | Yes |  | 2022-04-04 |  | Non-lead
003403 | 1217 MARGARET ST |  | Polytube | Yes |  | 2023-04-25 |  | PVC | 1928 | Yes |  | 2023-04-25 |  | Non-lead
003404 | 21550 OVERSEAS HWY |  | Polytube | Yes |  | 2023-10-25 |  | PVC | 2004 | Yes |  | 2023-10-25 |  | Non-lead
003405 | 1220 VON PHISTER ST |  | Polytube | Yes |  | 2022-11-04 |  | PVC | 1901 | Yes |  | 2022-11-04 |  | Non-lead
003406 | 6350 OVERSEAS HWY |  | Polytube | Yes |  | 2020-03-25 |  | PVC | 1956 | Yes |  | 2020-03-25 |  | Non-lead
003409 | 721 ELIZABETH ST |  | Polytube | Yes |  | 2023-01-03 |  | PVC | 1928 | Yes |  | 2023-01-03 |  | Non-lead
003410 | 818 SAWYER LN |  | Polytube | Yes |  | 2024-05-30 |  | PVC | 1948 | Yes |  | 2024-05-30 |  | Non-lead
003412 | 527 LOUISA ST |  | Polytube | Yes |  | 2022-09-26 |  | PVC | 1943 | Yes |  | 2022-09-26 |  | Non-lead
003413 | UNIT A 1112 SOUTHARD ST |  | Polytube | Yes |  | 2023-01-25 |  | PVC | 1948 | Yes |  | 2023-01-25 |  | Non-lead
003414 | 908 ELIZABETH ST |  | Polytube | Yes |  | 2022-01-04 |  | Copper | 1974 | Yes |  | 2022-01-04 |  | Non-lead
003415 | 1300 5TH ST |  | Polytube | Yes |  | 2024-07-17 |  | PVC | 1942 | Yes |  | 2024-07-17 |  | Non-lead
003416 | 81573 OLD HWY |  | Unknown | Yes |  | 2023-05-04 |  | Unknown | 1950 | Yes |  | 2023-05-04 |  | Lead Status Unknown
003417 | 202 DOGWOOD & OLD RD |  | Polytube | Yes |  | 2022-06-28 |  | PVC | 1953 | Yes |  | 2022-06-28 |  | Non-lead
003418 | 120 LIST ST |  | Polytube | Yes |  | 2023-02-01 |  | PVC | 1950 | Yes |  | 2023-02-01 |  | Non-lead
003419 | TR 35 200 S AVOCADO ST |  | Polytube | Yes |  | 2022-07-11 |  | PVC | 1974 | Yes |  | 2022-07-11 |  | Non-lead
003420 | 1317 REYNOLDS ST |  | Polytube | Yes |  | 2022-08-24 |  | PVC | 1948 | Yes |  | 2022-08-24 |  | Non-lead
003423 | 1518 UNITED ST |  | Polytube | Yes |  | 2022-09-02 |  | PVC | 1953 | Yes |  | 2022-09-02 |  | Non-lead
003425 | 1508 FLAGLER AVE |  | Polytube | Yes |  | 2022-08-26 |  | PVC | 1958 | Yes |  | 2022-08-26 |  | Non-lead
003427 | 3 NASSAU LN |  | Copper | Yes |  | 2022-12-02 |  | PVC | 1918 | Yes |  | 2022-12-02 |  | Non-lead
003428 | 3831 DUCK AVE |  | Polytube | Yes |  | 2023-03-15 |  | PVC | 1958 | Yes |  | 2023-03-15 |  | Non-lead
003429 | 820 WHITE ST |  | Polytube | Yes |  | 2022-09-01 |  | PVC | 1938 | Yes |  | 2022-09-01 |  | Non-lead
003430 | 3010 OVERSEAS HWY |  | PVC | Yes |  | 2025-05-20 |  | PVC | 1971 | Yes |  | 2022-07-15 |  | Non-lead
003431 | 3530 DUCK AVE |  | Polytube | Yes |  | 2023-05-04 |  | PVC | 1953 | Yes |  | 2023-05-04 |  | Non-lead
003432 | APT 2 419 SIMONTON ST |  | Unknown | Yes |  | 2022-10-31 |  | PVC | 1933 | Yes |  | 2022-10-31 |  | Lead Status Unknown
003434 | 1014 JOHNSON ST |  | Polytube | Yes |  | 2022-11-03 |  | PVC | 1953 | Yes |  | 2022-11-03 |  | Non-lead
003435 | 1023 PACKER ST |  | Polytube | Yes |  | 2023-03-22 |  | PVC | 1954 | Yes |  | 2023-03-22 |  | Non-lead
003436 | 1305 ELIZABETH ST |  | Polytube | Yes |  | 2023-04-24 |  | PVC | 1938 | Yes |  | 2023-04-24 |  | Non-lead
003437 | OCEAN 502 24TH ST |  | Unknown, Non-Lead | Yes |  | 2018-06-18 |  | PVC | 2004 | Yes |  | 2018-06-18 |  | Non-lead
003438 | APT 202 UP 804 WHITEHEAD ST |  | PVC | Yes |  | 2022-07-07 |  | PVC | 1943 | Yes |  | 2022-07-07 |  | Non-lead
003440 | 2109 OVERSEAS HWY |  | Polytube | Yes |  | 2023-03-17 |  | PVC | 1963 | Yes |  | 2023-03-17 |  | Non-lead
003441 | 5 CATHOLIC LN |  | Polytube | Yes |  | 2023-03-06 |  | PVC | 1924 | Yes |  | 2023-03-06 |  | Non-lead
003444 | 81981 OLD HWY |  | Polytube | Yes |  | 2022-09-15 |  | PVC | 1957 | Yes |  | 2022-09-15 |  | Non-lead
003446 | 3525 EAGLE AVE |  | Polytube | Yes |  | 2022-06-14 |  | PVC | 1938 | Yes |  | 2022-06-14 |  | Non-lead
003447 | 1250 OCEANVIEW AVE |  | Polytube | Yes |  | 2022-05-18 |  | Copper | 1934 | Yes |  | 2022-05-18 |  | Non-lead
003450 | 1455 OCEANBREEZE AVE |  | Polytube | Yes |  | 2023-04-21 |  | PVC | 1953 | Yes |  | 2023-04-21 |  | Non-lead
003451 | 1015 15TH ST OC |  | Polytube | Yes |  | 2023-04-21 |  | PVC | 1953 | Yes |  | 2023-04-21 |  | Non-lead
003452 | 1490 OCEAN VIEW AVE |  | Copper | Yes |  | 2023-05-23 |  | PVC | 1948 | Yes |  | 2023-05-23 |  | Non-lead
003454 | 1410 OCEAN VIEW DR |  | Steel | Yes |  | 2023-12-20 |  | PVC | 1958 | Yes |  | 2023-12-20 |  | Non-lead
003456 | 326 TRUMAN AVE |  | Polytube | Yes |  | 2024-03-05 |  | PVC | 1939 | Yes |  | 2024-03-05 |  | Non-lead
003457 | 17 TRANSYLVANIA AVE |  | Polytube | Yes |  | 2022-10-31 |  | PVC | 1958 | Yes |  | 2022-10-31 |  | Non-lead
003463 | 79877 OVERSEAS HWY |  | Polytube | Yes |  | 2024-05-02 |  | PVC | 1961 | Yes |  | 2024-05-02 |  | Non-lead
003464 | 79847 OVERSEAS HWY |  | Polytube | Yes |  | 2022-06-22 |  | PVC | 1958 | Yes |  | 2022-06-22 |  | Non-lead
003465 | UNIT 203 804 WHITEHEAD ST |  | PVC | Yes |  | 2022-07-05 |  | PVC | 1943 | Yes |  | 2022-07-05 |  | Non-lead
003466 | 719 BAKERS LN |  | Unknown | Yes |  | 2024-04-17 |  | Unknown | 1938 | Yes |  | 2024-04-17 |  | Lead Status Unknown
003467 | BAYSIDE MOTEL 99490 OVERSEAS Hwy |  | Polytube | Yes |  | 2023-01-31 |  | PVC | 1957 | Yes |  | 2023-01-31 |  | Non-lead
003468 | 1430 TROPICAL ST |  | Polytube | Yes |  | 2023-02-07 |  | Polytube | 1951 | Yes |  | 2023-02-07 |  | Non-lead
003472 | 2509 HARRIS AVE |  | Polytube | Yes |  | 2023-09-13 |  | Polytube | 1976 | Yes |  | 2023-09-13 |  | Non-lead
003473 | 5 HUNTS LN |  | Polytube | Yes |  | 2024-03-08 |  | PVC | 1923 | Yes |  | 2024-03-08 |  | Non-lead
003474 | 2215 FLAGLER AVE |  | Polytube | Yes |  | 2022-08-24 |  | PVC | 1958 | Yes |  | 2022-08-24 |  | Non-lead
003475 | 2613 HARRIS AVE |  | Polytube | Yes |  | 2022-08-12 |  | Copper | 1949 | Yes |  | 2022-08-12 |  | Non-lead
003476 | APT UP 522 ROSE LN |  | Polytube | Yes |  | 2022-12-02 |  | PVC | 1923 | Yes |  | 2022-12-02 |  | Non-lead
003477 | 504 BAHAMA ST |  | Polytube | Yes |  | 2022-11-30 |  | Copper | 1930 | Yes |  | 2022-11-30 |  | Non-lead
003478 | APT B DOWN 524 ROSE LN |  | Polytube | Yes |  | 2022-12-02 |  | PVC | 1923 | Yes |  | 2022-12-02 |  | Non-lead
003479 | 526 ROSE LN |  | Polytube | Yes |  | 2022-12-02 |  | Copper | 1921 | Yes |  | 2022-12-02 |  | Non-lead
003480 | 1208 SIMONTON ST |  | Polytube | Yes |  | 2022-10-31 |  | PVC | 1953 | Yes |  | 2022-10-31 |  | Non-lead
003481 | 1400 ALBURY ST |  | Polytube | Yes |  | 2022-08-24 |  | PVC | 1948 | Yes |  | 2022-08-24 |  | Non-lead
003482 | 21560 OVERSEAS HWY |  | Unknown, Non-Lead | Yes |  | 2019-10-30 |  | Unknown, Non-Lead | 2000 | Yes |  | 2019-10-30 |  | Non-lead
003483 | 1120 FLORIDA ST |  | Polytube | Yes |  | 2023-10-03 |  | PVC | 1947 | Yes |  | 2023-10-03 |  | Non-lead
003484 | 2324 HARRIS AVE |  | Polytube | Yes |  | 2022-09-19 |  | PVC | 1953 | Yes |  | 2022-09-19 |  | Non-lead
003485 | 522 OLIVIA ST |  | Polytube | Yes |  | 2023-05-04 |  | PVC | 1963 | Yes |  | 2023-05-04 |  | Non-lead
003486 | 322 SOUTHARD ST |  | Polytube | Yes |  | 2023-05-03 |  | PVC | 1901 | Yes |  | 2023-05-03 |  | Non-lead
003487 | 1709 VON PHISTER ST |  | Polytube | Yes |  | 2024-07-22 |  | PVC | 1943 | Yes |  | 2024-07-22 |  | Non-lead
003488 | 92101 OVERSEAS HWY |  | Polytube | Yes |  | 2023-02-13 |  | PVC | 1944 | Yes |  | 2023-02-13 |  | Non-lead
003489 | BLVD 2319 N ROOSEVELT |  | Polytube | Yes |  | 2023-03-14 |  | PVC |  | Yes |  | 2023-03-14 |  | Non-lead
003490 | APT B 1401 UNITED ST |  | Polytube | Yes |  | 2022-09-02 |  | PVC | 1943 | Yes |  | 2022-09-02 |  | Non-lead
003491 | APT B 1603 FLAGLER AVE |  | Polytube | Yes |  | 2022-08-26 |  | PVC | 1953 | Yes |  | 2022-08-26 |  | Non-lead
003492 | 3389 EAGLE AVE |  | Copper | Yes |  | 2022-06-14 |  | PVC | 1948 | Yes |  | 2022-06-14 |  | Non-lead
003494 | 722 LOVE LN |  | Polytube | Yes |  | 2023-03-06 |  | PVC | 1924 | Yes |  | 2023-03-06 |  | Non-lead
003495 | 6190 OVERSEAS Hwy |  | Polytube | Yes |  | 2024-01-24 |  | PVC | 1958 | Yes |  | 2024-01-24 |  | Non-lead
003496 | 420-422 APPELROUTH LN |  | Polytube | Yes |  | 2024-05-22 |  | Unknown | 1924 | Yes |  | 2024-05-22 |  | Lead Status Unknown
003497 | 526 DUVAL ST |  | Polytube | Yes |  | 2022-11-30 |  | Polytube | 1928 | Yes |  | 2022-11-30 |  | Non-lead
003498 | 701 WASHINGTON ST |  | Polytube | Yes |  | 2023-04-25 |  | PVC | 1959 | Yes |  | 2023-04-25 |  | Non-lead
003502 | 1029 UNITED ST |  | Polytube | Yes |  | 2018-08-20 |  | Unknown | 1948 | Yes |  | 2018-08-20 |  | Lead Status Unknown
003503 | 1409 FOURTH ST |  | Polytube | Yes |  | 2023-04-26 |  | PVC | 1976 | Yes |  | 2023-04-26 |  | Non-lead
003504 | APT A DOWN 904 JAMES ST |  | Polytube | Yes |  | 2024-02-12 |  | PVC | 1925 | Yes |  | 2024-02-12 |  | Non-lead
003505 | 82749 OVERSEAS Hwy |  | Polytube | Yes |  | 2022-06-28 |  | PVC | 1961 | Yes |  | 2022-06-28 |  | Non-lead
003506 | 206 OLIVIA ST |  | Polytube | Yes |  | 2022-07-13 |  | PVC | 1933 | Yes |  | 2022-07-13 |  | Non-lead
003507 | 721 LOVE LN |  | Polytube | Yes |  | 2022-12-05 |  | PVC | 1924 | Yes |  | 2022-12-05 |  | Non-lead
003508 | DRIFTWOOD OK 92155 OVERSEAS HWY |  | Unknown, Non-Lead | Yes |  | 2019-06-18 |  | No Piping | Vacant | Yes |  | 2019-06-18 |  | Non-lead
003510 | 1204 DUNCAN ST |  | Polytube | Yes |  | 2022-06-10 |  | PVC | 1953 | Yes |  | 2022-06-10 |  | Non-lead
003514 | 822 FLEMING ST |  | Polytube | Yes |  | 2022-12-02 |  | PVC | 1915 | Yes |  | 2022-12-02 |  | Non-lead
003516 | 710 WILLIAM ST |  | Unknown, Non-Lead | Yes |  | 2019-11-27 |  | Unknown, Non-Lead | 1989 | Yes |  | 2019-11-27 |  | Non-lead
003517 | 1401 SIMONTON ST |  | Unknown, Non-Lead | No |  |  |  | Unknown, Non-Lead | 2006 | No |  |  |  | Non-lead
003518 | 1308 ELIZABETH ST |  | Polytube | Yes |  | 2023-04-24 |  | PVC | 1938 | Yes |  | 2023-04-24 |  | Non-lead
003519 | 1419 TRUMAN AVE |  | Polytube | Yes |  | 2022-09-22 |  | PVC | 1938 | Yes |  | 2022-09-22 |  | Non-lead
003520 | 1000 TRUMAN AVE |  | Polytube | Yes |  | 2023-04-10 |  | PVC | 1944 | Yes |  | 2023-04-10 |  | Non-lead
003522 | 1421 ELIZA ST |  | Polytube | Yes |  | 2022-10-18 |  | PVC | 1933 | Yes |  | 2022-10-18 |  | Non-lead
003523 | 1309 ALBURY ST |  | Polytube | Yes |  | 2022-08-24 |  | PVC | 1943 | Yes |  | 2022-08-24 |  | Non-lead
003524 | 2401 OVERSEAS HWY |  | Polytube | Yes |  | 2024-08-15 |  | Polytube | 1959 | Yes |  | 2024-08-15 |  | Non-Lead
003525 | 1100 SEMINARY ST |  | Polytube | Yes |  | 2022-10-31 |  | PVC | 1947 | Yes |  | 2022-10-31 |  | Non-lead
003527 | 809 JOHNSON LN |  | Polytube | Yes |  | 2024-04-12 |  | PVC | 1928 | Yes |  | 2024-04-12 |  | Non-lead
003528 | 58108 OVERSEAS HWY |  | Unknown, Non-Lead | Yes |  | 2023-04-04 |  | Unknown, Non-Lead | 1989 | Yes |  | 2023-04-04 |  | Non-lead
003531 | UNIT 7 1012 PACKER ST |  | PVC | Yes |  | 2023-01-18 |  | PVC | 2001 | Yes |  | 2023-01-18 |  | Non-lead
003532 | 900 CAROLINE ST |  | Polytube | Yes |  | 2023-02-22 |  | PVC | 1981 | Yes |  | 2023-02-22 |  | Non-lead
003535 | 1111 GEORGIA ST |  | Polytube | Yes |  | 2023-05-04 |  | PVC | 1928 | Yes |  | 2023-05-04 |  | Non-lead
003536 | 809 ELIZABETH ST |  | Polytube | Yes |  | 2023-01-03 |  | PVC | 1933 | Yes |  | 2023-01-03 |  | Non-lead
003537 | 1215 DUNCAN ST |  | Polytube | Yes |  | 2022-09-19 |  | PVC | 1963 | Yes |  | 2022-09-19 |  | Non-lead
003538 | APT A 406 FLEMING ST |  | Polytube | Yes |  | 2022-09-26 |  | PVC | 1908 | Yes |  | 2022-09-26 |  | Non-lead
003539 | APT A 1610 JOSEPHINE ST |  | PVC | Yes |  | 2022-10-19 |  | Copper | 1963 | Yes |  | 2022-10-19 |  | Non-lead
003540 | 10 LOWES LN |  | Polytube | Yes |  | 2023-01-31 |  | PVC | 1933 | Yes |  | 2023-01-31 |  | Non-lead
003541 | 2502 HARRIS AVE |  | Copper | Yes |  | 2022-08-16 |  | PVC | 1953 | Yes |  | 2022-08-16 |  | Non-lead
003542 | 2001 OVERSEAS HWY |  | Polytube | Yes |  | 2022-11-08 |  | PVC | 1963 | Yes |  | 2022-11-08 |  | Non-lead
003543 | 200 ATLANTIC ST |  | Polytube | Yes |  | 2024-07-31 |  | PVC | 1937 | Yes |  | 2024-07-31 |  | Non-lead
003544 | 3722 EAGLE AVE |  | Polytube | Yes |  | 2024-07-08 |  | PVC |  | Yes |  | 2024-07-08 |  | Non-lead
003545 | 1524 WASHINGTON ST |  | Copper | Yes |  | 2022-10-14 |  | Copper | 1951 | Yes |  | 2022-10-14 |  | Non-lead
003546 | 82246 OVERSEAS HWY |  | Polytube | Yes |  | 2023-01-26 |  | PVC | 1987 | Yes |  | 2023-01-26 |  | Non-lead
003547 | APT 5 FRONT 1213 WILLIAM ST |  | Polytube | Yes |  | 2024-10-03 |  | PVC | 1933 | Yes |  | 2024-10-03 |  | Non-lead
003548 | UNIT 7 1209 WILLIAM ST |  | PVC | Yes |  | 2023-04-24 |  | PVC | 1928 | Yes |  | 2023-04-24 |  | Non-lead
003549 | 911 WATSON ST |  | Polytube | Yes |  | 2023-03-23 |  | PVC | 1924 | Yes |  | 2023-03-23 |  | Non-lead
003550 | 259 PALM AVE |  | Polytube | Yes |  | 2023-05-04 |  | PVC | 1953 | Yes |  | 2023-05-04 |  | Non-lead
003551 | 92530 OVERSEAS HWY |  | Polytube | Yes |  | 2023-02-13 |  | PVC | 1955 | Yes |  | 2023-02-13 |  | Non-lead
003552 | TR 12 99360 OVERSEAS HWY |  | Polytube | Yes |  | 2023-02-07 |  | PVC | 1946 | Yes |  | 2023-02-07 |  | Non-lead
003553 | 236 PEARL AVE |  | Polytube | Yes |  | 2022-06-10 |  | PVC | 1964 | Yes |  | 2022-06-10 |  | Non-lead
003554 | 916 EISENHOWER DR |  | Polytube | Yes |  | 2022-09-07 |  | PVC | 1933 | Yes |  | 2022-09-07 |  | Non-lead
003555 | 521 TRUMAN AVE |  | Polytube | Yes |  | 2022-09-26 |  | PVC | 1980 | Yes |  | 2022-09-26 |  | Non-lead
003557 | 818 CAROLINE ST |  | Polytube | Yes |  | 2023-02-22 |  | PVC | 1977 | Yes |  | 2023-02-22 |  | Non-lead
003558 | 1713 FLAGLER AVE |  | Polytube | Yes |  | 2022-08-26 |  | PVC | 1953 | Yes |  | 2022-08-26 |  | Non-lead
003559 | 1012 WHITEHEAD ST |  | Copper | Yes |  | 2022-07-05 |  | PVC | 1938 | Yes |  | 2022-07-05 |  | Non-lead
003560 | 610 WHITE ST |  | Polytube | Yes |  | 2022-09-08 |  | PVC | 1923 | Yes |  | 2022-09-08 |  | Non-lead
003561 | 919 921 DUVAL ST |  | Polytube | Yes |  | 2023-05-04 |  | PVC | 1953 | Yes |  | 2023-05-04 |  | Non-lead
003562 | 904 EATON ST |  | Polytube | Yes |  | 2023-03-06 |  | PVC | 1923 | Yes |  | 2023-03-06 |  | Non-lead
003563 | BLDG 301-303 1015 FLEMING ST |  | Polytube | Yes |  | 2022-12-02 |  | PVC | 1929 | Yes |  | 2022-12-02 |  | Non-lead
003564 | 417 SOUTHARD ST |  | Polytube | Yes |  | 2022-11-07 |  | Polytube | 1928 | Yes |  | 2022-11-07 |  | Non-lead
003565 | UNIT 1 &2 613 MARGARET ST |  | Polytube | Yes |  | 2023-04-03 |  | PVC | 1900 | Yes |  | 2023-04-03 |  | Non-lead
003566 | 206 JEROME AVE |  | Polytube | Yes |  | 2022-06-22 |  | PVC | 1961 | Yes |  | 2022-06-22 |  | Non-lead
003567 | APT 3 UP 644 UNITED ST |  | Polytube | Yes |  | 2020-05-18 |  | PVC | 1954 | Yes |  | 2020-05-18 |  | Non-lead
003568 | APT 2 UP 646 UNITED ST |  | Polytube | Yes |  | 2023-04-25 |  | PVC | 1954 | Yes |  | 2023-04-25 |  | Non-lead
003569 | 81183 OLD HWY HWY |  | Polytube | Yes |  | 2022-06-22 |  | PVC | 1953 | Yes |  | 2022-06-22 |  | Non-lead
003570 | 82216 OVERSEAS HWY |  | Polytube | Yes |  | 2022-07-12 |  | PVC | 1957 | Yes |  | 2022-07-12 |  | Non-lead
003571 | 154 OCEAN VIEW DR |  | Polytube | Yes |  | 2023-01-30 |  | Polytube | 1974 | Yes |  | 2023-01-30 |  | Non-lead
003573 | 1024 SOUTHARD ST |  | Unknown | Yes |  | 2022-08-08 |  | Unknown | 1932 | Yes |  | 2022-08-08 |  | Lead Status Unknown
003574 | PAR/A&B 90800 OVERSEAS HWY |  | PVC | Yes |  | 2022-06-23 |  | Polytube | 1975 | Yes |  | 2022-06-23 |  | Non-lead
003577 | APT A 1603 FLAGLER AVE |  | Polytube | Yes |  | 2022-08-26 |  | PVC | 1953 | Yes |  | 2022-08-26 |  | Non-lead
003578 | APT 1 DOWN 1304 WHITE ST |  | Polytube | Yes |  | 2022-09-08 |  | PVC | 1953 | Yes |  | 2022-09-08 |  | Non-lead
003579 | APT 1 811 THOMAS ST |  | Polytube | Yes |  | 2023-05-04 |  | PVC | 1933 | Yes |  | 2023-05-04 |  | Non-lead
003580 | 97850 OVERSEAS HWY |  | Copper | Yes |  | 2023-05-04 |  | PVC | 1968 | Yes |  | 2023-05-04 |  | Non-lead
003581 | 606 DUVAL ST |  | Polytube | Yes |  | 2022-09-02 |  | PVC | 1933 | Yes |  | 2022-09-02 |  | Non-lead
003582 | 89111 OVERSEAS HWY |  | Polytube | Yes |  | 2022-06-14 |  | PVC | 1948 | Yes |  | 2022-06-14 |  | Non-lead
003583 | 87431 OLD Hwy |  | Polytube | Yes |  | 2022-07-12 |  | PVC | 1972 | Yes |  | 2022-07-12 |  | Non-lead
003584 | SEVEN SEAS SHEL 97500 OVERSEAS HWY |  | Polytube | Yes |  | 2023-05-04 |  | PVC | 1945 | Yes |  | 2023-05-04 |  | Non-lead
003585 | 419 GRINNELL ST |  | Polytube | Yes |  | 2024-01-05 |  | PVC | 1919 | Yes |  | 2024-01-05 |  | Non-lead
003586 | 916 GEORGIA ST |  | Unknown | Yes |  | 2023-09-12 |  | PVC | 1943 | Yes |  | 2023-09-12 |  | Lead Status Unknown
003589 | 3707 FLAGLER AVE |  | Unknown, Non-Lead | No |  |  |  | Unknown, Non-Lead | 2010 | No |  |  |  | Non-lead
003590 | 326 SOUTH DR |  | Unknown, Non-Lead | Yes |  | 2023-09-21 |  | Polytube | 1994 | Yes |  | 2023-09-21 |  | Non-lead
003592 | 1400 VIRGINIA ST |  | Polytube | Yes |  | 2023-10-10 |  | Copper | 1923 | Yes |  | 2023-10-10 |  | Non-lead
003594 | 917 EATON ST |  | Polytube | Yes |  | 2023-03-06 |  | PVC | 1933 | Yes |  | 2023-03-06 |  | Non-lead
003596 | 1716 WASHINGTON ST |  | Polytube | Yes |  | 2024-07-02 |  | PVC | 1955 | Yes |  | 2024-07-02 |  | Non-lead
003602 | 813 FRANCES ST |  | Polytube | Yes |  | 2023-03-14 |  | PVC | 1938 | Yes |  | 2023-03-14 |  | Non-lead
003604 | 1505 JOHNSON ST |  | Copper | Yes |  | 2023-05-10 |  | PVC | 1949 | Yes |  | 2023-05-10 |  | Non-lead
003605 | 1005 SEMINARY ST |  | Polytube | Yes |  | 2022-10-31 |  | PVC | 1950 | Yes |  | 2022-10-31 |  | Non-lead
003607 | 208 TARPON ST |  | Polytube | Yes |  | 2023-02-06 |  | PVC | 1953 | Yes |  | 2023-02-06 |  | Non-lead
003611 | 1204 SIMONTON ST |  | Polytube | Yes |  | 2022-10-31 |  | Copper | 1938 | Yes |  | 2022-10-31 |  | Non-lead
003612 | 1008 FLEMING ST |  | Polytube | Yes |  | 2022-12-02 |  | PVC | 1938 | Yes |  | 2022-12-02 |  | Non-lead
003613 | 108 COCONUT ROW |  | Polytube | Yes |  | 2023-01-30 |  | PVC | 1933 | Yes |  | 2023-01-30 |  | Non-lead
003614 | 608 DUVAL ST |  | Polytube | Yes |  | 2024-06-05 |  | PVC | 1933 | Yes |  | 2024-06-05 |  | Non-lead
003615 | 1315 ELIZABETH ST |  | Polytube | Yes |  | 2023-04-24 |  | PVC | 1948 | Yes |  | 2023-04-24 |  | Non-lead
003616 | 1107 VIRGINIA ST |  | Polytube | Yes |  | 2023-03-23 |  | PVC | 1952 | Yes |  | 2023-03-23 |  | Non-lead
003617 | 623 WILLIAM ST |  | Polytube | Yes |  | 2023-01-04 |  | PVC | 1938 | Yes |  | 2023-01-04 |  | Non-lead
003618 | 3509 EAGLE AVE |  | Polytube | Yes |  | 2022-06-14 |  | PVC | 1958 | Yes |  | 2022-06-14 |  | Non-lead
003619 | 2306 SEIDENBERG AVE |  | Copper | Yes |  | 2022-08-18 |  | Copper | 1950 | Yes |  | 2022-08-18 |  | Non-lead
003620 | 820 OLIVIA ST |  | Polytube | Yes |  | 2023-03-23 |  | PVC | 1943 | Yes |  | 2023-03-23 |  | Non-lead
003621 | APT REAR 809 FLEMING ST |  | Polytube | Yes |  | 2022-12-02 |  | PVC | 1944 | Yes |  | 2022-12-02 |  | Non-lead
003622 | APT REAR 1100 ANGELA ST |  | Polytube | Yes |  | 2023-02-22 |  | PVC | 1933 | Yes |  | 2023-02-22 |  | Non-lead
003623 | 615 ANGELA ST |  | Polytube | Yes |  | 2023-10-19 |  | Copper | 1933 | Yes |  | 2023-10-19 |  | Non-lead
003624 | 3432 DUCK AVE |  | Polytube | Yes |  | 2023-05-04 |  | PVC | 1945 | Yes |  | 2023-05-04 |  | Non-lead
003625 | 610 ROBERTS LN |  | Polytube | Yes |  | 2023-09-19 |  | PVC | 1920 | Yes |  | 2023-09-19 |  | Non-lead
003626 | APT DOWN 504 SIMONTON ST |  | Polytube | Yes |  | 2022-10-31 |  | PVC | 1933 | Yes |  | 2022-10-31 |  | Non-lead
003627 | 2509 FOGARTY AVE |  | Polytube | Yes |  | 2023-08-11 |  | PVC | 1938 | Yes |  | 2023-08-11 |  | Non-lead
003628 | APT UP 728 UNITED ST |  | Polytube | Yes |  | 2023-12-12 |  | Polytube | 1938 | Yes |  | 2023-12-12 |  | Non-Lead
003629 | 907 SOUTHARD ST |  | Polytube | Yes |  | 2023-01-04 |  | PVC | 1928 | Yes |  | 2023-01-04 |  | Non-lead
003630 | 2305 STAPLES AVE |  | Polytube | Yes |  | 2022-08-15 |  | PVC | 1954 | Yes |  | 2022-08-15 |  | Non-lead
003631 | 531 FLEMING ST |  | Polytube | Yes |  | 2022-10-28 |  | PVC | 1949 | Yes |  | 2022-10-28 |  | Non-lead
003632 | 825 SIMONTON ST |  | Polytube | Yes |  | 2022-10-31 |  | PVC | 1918 | Yes |  | 2022-10-31 |  | Non-lead
003633 | 907 PACKER ST |  | Polytube | Yes |  | 2022-06-21 |  | PVC | 1943 | Yes |  | 2022-06-21 |  | Non-lead
003634 | 15 TRANSYLVANIA AVE |  | Polytube | Yes |  | 2022-11-04 |  | PVC | 1958 | Yes |  | 2022-11-04 |  | Non-lead
003636 | 81910 OVERSEAS HWY |  | PVC | Yes |  | 2022-06-23 |  | PVC | 1963 | Yes |  | 2022-06-23 |  | Non-lead
003637 | 81912 OVERSEAS HWY |  | Polytube | Yes |  | 2022-06-23 |  | PVC | 1948 | Yes |  | 2022-06-23 |  | Non-lead
003639 | 1229 5TH ST |  | Polytube | Yes |  | 2022-08-12 |  | PVC | 1958 | Yes |  | 2022-08-12 |  | Non-lead
003640 | 95320 OVERSEAS HWY (STONE LEDGE) |  | Polytube | Yes |  | 2022-09-20 |  | PVC | 1956 | Yes |  | 2022-09-20 |  | Non-lead
003641 | DWN 706 DUVAL ST |  | Galvanized | Yes |  | 2024-05-08 |  | PVC | 1994 | Yes |  | 2024-05-08 |  | Galvanized Requiring Replacement
003642 | 2506 PATTERSON AVE |  | Polytube | Yes |  | 2023-07-17 |  | Copper | 1948 | Yes |  | 2023-07-17 |  | Non-lead
003643 | 1412 VON PHISTER ST |  | Polytube | Yes |  | 2022-11-04 |  | PVC | 1963 | Yes |  | 2022-11-04 |  | Non-lead
003644 | 1909 SEIDENBERG AVE |  | Polytube | Yes |  | 2023-04-26 |  | PVC | 1943 | Yes |  | 2023-04-26 |  | Non-lead
003645 | UNIT 11 921 CENTER ST |  | Polytube | Yes |  | 2022-10-27 |  | Copper | 1980 | Yes |  | 2022-10-27 |  | Non-lead
003646 | 914 WHITE ST |  | Polytube | Yes |  | 2022-09-09 |  | PVC | 1933 | Yes |  | 2022-09-09 |  | Non-lead
003647 | 912 WHITE ST |  | Polytube | Yes |  | 2022-09-09 |  | PVC | 1926 | Yes |  | 2022-09-09 |  | Non-lead
003648 | 910 WHITE ST |  | Polytube | Yes |  | 2022-09-09 |  | PVC | 1923 | Yes |  | 2022-09-09 |  | Non-lead
003649 | 908 WHITE ST |  | Polytube | Yes |  | 2022-09-09 |  | PVC | 1938 | Yes |  | 2022-09-09 |  | Non-lead
003650 | 3630 EAGLE AVE |  | Polytube | Yes |  | 2022-06-14 |  | Copper | 1963 | Yes |  | 2022-06-14 |  | Non-lead
003651 | 323 VIRGINIA ST |  | Polytube | Yes |  | 2022-06-28 |  | PVC | 1928 | Yes |  | 2022-06-28 |  | Non-lead
003652 | 1018 WATSON ST |  | Polytube | Yes |  | 2023-03-23 |  | Polytube | 1943 | Yes |  | 2023-03-23 |  | Non-lead
003654 | APT 1 830 DUVAL ST |  | Polytube | Yes |  | 2023-05-04 |  | PVC | 1984 | Yes |  | 2023-05-04 |  | Non-lead
003655 | 19 TRANSYLVANIA AVE |  | Polytube | Yes |  | 2022-10-31 |  | PVC | 1983 | Yes |  | 2022-10-31 |  | Non-lead
003656 | 612 MICKENS LN |  | Polytube | Yes |  | 2025-04-04 |  | Copper | 1901 | Yes |  | 2022-06-02 |  | Non-lead
003657 | FL DEPT OF CORR 450 KEY DEER BLVD |  | Polytube | Yes |  | 2024-04-29 |  | PVC | 1958 | Yes |  | 2024-04-29 |  | Non-lead
003658 | 718 CHAPMAN LN |  | Polytube | Yes |  | 2022-07-12 |  | PVC | 1938 | Yes |  | 2022-07-12 |  | Non-lead
003659 | 711 CHAPMAN LN |  | Polytube | Yes |  | 2022-07-12 |  | PVC | 1934 | Yes |  | 2022-07-12 |  | Non-lead
003660 | 407 CAROLINE ST |  | Polytube | Yes |  | 2022-11-29 |  | PVC | 1923 | Yes |  | 2022-11-29 |  | Non-lead
003663 | 1011 VON PHISTER ST |  | Polytube | Yes |  | 2024-02-15 |  | PVC | 1953 | Yes |  | 2024-02-15 |  | Non-lead
003664 | 617 WHITEHEAD ST |  | Polytube | Yes |  | 2023-07-24 |  | PVC | 1948 | Yes |  | 2023-07-24 |  | Non-lead
003666 | 297 24TH OCEAN ST |  | Polytube | Yes |  | 2022-12-14 |  | PVC | 1959 | Yes |  | 2022-12-14 |  | Non-lead
003667 | 316 VIRGINIA ST |  | Polytube | Yes |  | 2023-01-18 |  | PVC | 1915 | Yes |  | 2023-01-18 |  | Non-lead
003668 | APT 1 914 PACKER ST |  | Unknown | Yes |  | 2023-03-22 |  | PVC | 1928 | Yes |  | 2023-03-22 |  | Lead Status Unknown
003671 | 2 BAPTIST LN |  | Polytube | Yes |  | 2022-07-12 |  | PVC | 1908 | Yes |  | 2022-07-12 |  | Non-lead
003674 | APT 5 914 PACKER ST |  | Unknown | Yes |  | 2023-03-22 |  | PVC | 1928 | Yes |  | 2023-03-22 |  | Lead Status Unknown
003677 | REAR 150 23RD OCEAN ST |  | Polytube | Yes |  | 2024-04-25 |  | PVC | 1958 | Yes |  | 2024-04-25 |  | Non-lead
003680 | UP 615 WHITEHEAD ST |  | Polytube | Yes |  | 2024-10-08 |  | PVC | 1938 | Yes |  | 2024-10-08 |  | Non-lead
003681 | DENNYS 97630 OVERSEAS Hwy |  | Polytube | Yes |  | 2022-09-13 |  | PVC | 1973 | Yes |  | 2022-09-13 |  | Non-lead
003682 | UNIT REAR 1317 ELIZABETH ST |  | Polytube | Yes |  | 2023-04-24 |  | PVC | 1943 | Yes |  | 2023-04-24 |  | Non-lead
003683 | RESTAURANT 96 MADIERA Rd |  | Unknown | Yes |  | 2024-06-04 |  | Unknown | 1948 | Yes |  | 2024-06-04 |  | Lead Status Unknown
003685 | 2396 OVERSEAS HWY |  | Polytube | Yes |  | 2024-09-19 |  | PVC | 1953 | Yes |  | 2024-09-19 |  | Non-lead
003686 | 727 TRUMAN AVE |  | Polytube | Yes |  | 2023-05-09 |  | PVC | 1943 | Yes |  | 2023-05-09 |  | Non-lead
003687 | RIGHT SIDE 121 23RD GULF St |  | Polytube | Yes |  | 2024-05-22 |  | PVC | 1953 | Yes |  | 2024-05-22 |  | Non-lead
003688 | 152 23RD ST |  | Polytube | Yes |  | 2024-04-09 |  | PVC | 1958 | Yes |  | 2024-04-09 |  | Non-lead
003690 | 3601 FLAGLER AVE |  | Polytube | Yes |  | 2023-01-13 |  | PVC | 1958 | Yes |  | 2023-01-13 |  | Non-lead
003692 | 409 AMELIA ST |  | Polytube | Yes |  | 2022-06-16 |  | PVC | 1918 | Yes |  | 2022-06-16 |  | Non-lead
003693 | 2211 SEIDENBERG AVE |  | Copper | Yes |  | 2023-04-26 |  | PVC | 1953 | Yes |  | 2023-04-26 |  | Non-lead
003695 | NORTH BLDG 92330 OVERSEAS HWY |  | Unknown, Non-Lead | Yes |  | 2023-04-05 |  | PVC | 1989 | Yes |  | 2023-04-05 |  | Non-lead
003696 | STE 4 92330 OVERSEAS HWY |  | Unknown, Non-Lead | No |  |  |  | Unknown, Non-Lead | 1989 | No |  |  |  | Non-lead
003698 | 1034 CATHERINE ST |  | Polytube | Yes |  | 2023-03-30 |  | PVC | 1942 | Yes |  | 2023-03-30 |  | Non-lead
003699 | 5300 MCDONALD AVE |  | Unknown, Non-Lead | Yes |  | 2024-06-03 |  | Polytube | 2009 | Yes |  | 2024-06-03 |  | Non-lead
003700 | 329 VIRGINIA ST |  | Unknown, Non-Lead | Yes |  | 2017-11-01 |  | Unknown, Non-Lead | 2000 | Yes |  | 2017-11-01 |  | Non-lead
003701 | 3624 EAGLE AVE |  | Polytube | Yes |  | 2022-06-14 |  | Copper | 1958 | Yes |  | 2022-06-14 |  | Non-lead
003704 | 309 1/2 WHITEHEAD ST |  | Polytube | Yes |  | 2022-06-02 |  | PVC | 1943 | Yes |  | 2022-06-02 |  | Non-lead
003706 | 1501 LEON ST |  | Polytube | Yes |  | 2022-05-26 |  | Copper | 1958 | Yes |  | 2022-05-26 |  | Non-lead
003707 | 2308 SEIDENBERG AVE |  | Polytube | Yes |  | 2022-08-18 |  | Copper | 1948 | Yes |  | 2022-08-18 |  | Non-lead
003708 | 58182 OVERSEAS HWY |  | Unknown, Non-Lead | Yes |  | 2021-11-04 |  | PVC | 2000 | Yes |  | 2021-11-04 |  | Non-lead
003710 | 58214 OVERSEAS HWY |  | Unknown, Non-Lead | Yes |  | 2023-09-11 |  | PVC | 2000 | Yes |  | 2023-09-11 |  | Non-lead
003711 | APT 1 721 SOUTH ST |  | Polytube | Yes |  | 2024-02-07 |  | Polytube | 1958 | Yes |  | 2024-02-07 |  | Non-lead
003712 | 287 63RD GULF CT |  | Polytube | Yes |  | 2023-02-24 |  | PVC | 1957 | Yes |  | 2023-02-24 |  | Non-lead
003713 | 810 33RD GULF ST |  | Polytube | Yes |  | 2024-02-20 |  | PVC | 1966 | Yes |  | 2024-02-20 |  | Non-lead
003714 | 5 FLETCHERS LN |  | Polytube | Yes |  | 2023-03-06 |  | PVC | 1923 | Yes |  | 2023-03-06 |  | Non-lead
003718 | 1019 WHITE ST |  | Polytube | Yes |  | 2023-03-23 |  | PVC | 1924 | Yes |  | 2023-03-23 |  | Non-lead
003719 | 1424 WHALTON ST |  | Polytube | Yes |  | 2022-10-18 |  | PVC | 1953 | Yes |  | 2022-10-18 |  | Non-lead
003720 | 3839 DUCK AVE |  | Polytube | Yes |  | 2024-05-21 |  | PVC | 1963 | Yes |  | 2024-05-21 |  | Non-lead
003721 | #A 1510 SEMINARY ST |  | Unknown | Yes |  | 2022-10-31 |  | Copper | 1953 | Yes |  | 2022-10-31 |  | Lead Status Unknown
003722 | 714 OLIVIA ST |  | Copper | Yes |  | 2023-01-12 |  | PVC | 1938 | Yes |  | 2023-01-12 |  | Non-lead
003723 | 417 OLIVIA ST |  | Polytube | Yes |  | 2022-09-26 |  | PVC | 1964 | Yes |  | 2022-09-26 |  | Non-lead
003725 | 1318 ELIZA ST |  | Polytube | Yes |  | 2022-10-18 |  | PVC | 1958 | Yes |  | 2022-10-18 |  | Non-lead
003726 | 91941 OVERSEAS HWY |  | Polytube | Yes |  | 2023-02-09 |  | PVC | 1958 | Yes |  | 2023-02-09 |  | Non-lead
003728 | 2310 SEIDENBERG AVE |  | Polytube | Yes |  | 2022-08-18 |  | Copper | 1948 | Yes |  | 2022-08-18 |  | Non-lead
003730 | 6 FLETCHERS LN |  | Polytube | Yes |  | 2023-03-06 |  | PVC | 1923 | Yes |  | 2023-03-06 |  | Non-lead
003731 | 801 1/2 CATHERINE ST |  | Polytube | Yes |  | 2022-09-19 |  | PVC | 1938 | Yes |  | 2022-09-19 |  | Non-lead
003732 | 728 POORHOUSE LN |  | Polytube | Yes |  | 2023-01-25 |  | PVC | 1933 | Yes |  | 2023-01-25 |  | Non-lead
003733 | 81901 OVERSEAS HWY |  | Polytube | Yes |  | 2022-06-27 |  | PVC | 1947 | Yes |  | 2022-06-27 |  | Non-lead
003736 | 97680 OVERSEAS PT HWY |  | Polytube | Yes |  | 2023-05-04 |  | PVC | 1956 | Yes |  | 2023-05-04 |  | Non-lead
003737 | OUTLET 36 86300 OVERSEAS HWY |  | Unknown, Non-Lead | Yes |  | 2021-11-19 |  | Unknown, Non-Lead | 1996 | Yes |  | 2021-11-19 |  | Non-lead
003739 | 3808 EAGLE AVE |  | Unknown | Yes |  | 2024-02-21 |  | Unknown | 1968 | Yes |  | 2024-02-21 |  | Lead Status Unknown
003740 | 1528 12TH ST |  | Polytube | Yes |  | 2023-05-04 |  | PVC | 1938 | Yes |  | 2023-05-04 |  | Non-lead
003741 | 2507 FOGARTY AVE |  | Polytube | Yes |  | 2024-07-15 |  | PVC | 1958 | Yes |  | 2024-07-15 |  | Non-lead
003742 | 621 ELIZABETH ST |  | Polytube | Yes |  | 2023-01-03 |  | PVC | 1933 | Yes |  | 2023-01-03 |  | Non-lead
003743 | 921 51ST ST GULF |  | Polytube | Yes |  | 2022-10-20 |  | Polytube | 1948 | Yes |  | 2022-10-20 |  | Non-Lead
003745 | 82 N CONCH AVE |  | Polytube | Yes |  | 2022-09-21 |  | PVC | 1943 | Yes |  | 2022-09-21 |  | Non-lead
003746 | 120 W CONCH AVE |  | Polytube | Yes |  | 2022-09-22 |  | PVC | 1953 | Yes |  | 2022-09-22 |  | Non-lead
003747 | 80 S CONCH AVE |  | Polytube | Yes |  | 2022-11-22 |  | Polytube | 1947 | Yes |  | 2022-11-22 |  | Non-lead
003748 | 80201 OVERSEAS HWY |  | Polytube | Yes |  | 2022-06-22 |  | PVC | 1950 | Yes |  | 2022-06-22 |  | Non-lead
003749 | QUAY 12650 OVERSEAS HWY |  | Unknown | Yes |  | 2024-08-29 |  | Unknown |  | Yes |  | 2024-08-29 |  | Lead Status Unknown
003750 | 153 TAVERNIER TRL |  | Polytube | Yes |  | 2023-01-30 |  | Polytube | 1945 | Yes |  | 2023-01-30 |  | Non-lead
003751 | 105 BEACH RD |  | PVC | Yes |  | 2022-06-27 |  | PVC | 1945 | Yes |  | 2022-06-27 |  | Non-lead
003752 | 105040 OVERSEAS HWY |  | Polytube | Yes |  | 2023-05-04 |  | PVC | 1948 | Yes |  | 2023-05-04 |  | Non-lead
003753 | 1418 PINE ST |  | Polytube | Yes |  | 2022-08-30 |  | PVC | 1928 | Yes |  | 2022-08-30 |  | Non-lead
003754 | DOWN 618 DEY ST |  | Polytube | Yes |  | 2024-04-18 |  | PVC | 1933 | Yes |  | 2024-04-18 |  | Non-lead
003755 | 304 AMELIA ST |  | Polytube | Yes |  | 2022-06-16 |  | PVC | 1938 | Yes |  | 2022-06-16 |  | Non-lead
003756 | 1021 JOHNSON ST |  | Polytube | Yes |  | 2022-11-03 |  | PVC | 1958 | Yes |  | 2022-11-03 |  | Non-lead
003758 | 1509 VON PHISTER ST |  | Polytube | Yes |  | 2022-11-04 |  | PVC | 1943 | Yes |  | 2022-11-04 |  | Non-lead
003760 | MAIN 81801 OVERSEAS HWY |  | Unknown, Non-Lead | Yes |  | 2023-12-04 |  | Unknown, Non-Lead | 1988 | Yes |  | 2023-12-04 |  | Non-lead
003761 | 84801 OLD RD |  | Polytube | Yes |  | 2024-04-15 |  | PVC | 1958 | Yes |  | 2024-04-15 |  | Non-lead
003762 | 104180 OVERSEAS HWY |  | Polytube | Yes |  | 2022-11-02 |  | Cast Iron | 2015 | Yes |  | 2022-11-02 |  | Non-lead
003764 | 1402 VIRGINIA ST |  | Polytube | Yes |  | 2022-08-31 |  | Copper | 1928 | Yes |  | 2022-08-31 |  | Non-lead
003765 | 1008 THOMPSON LN |  | Polytube | Yes |  | 2023-03-06 |  | PVC | 1914 | Yes |  | 2023-03-06 |  | Non-lead
003768 | 6800 OVERSEAS Hwy |  | Polytube | Yes |  | 2024-09-16 |  | PVC |  | Yes |  | 2024-09-16 |  | Non-lead
003770 | 1102 WHITE ST |  | Unknown, Non-Lead | Yes |  | 2018-07-16 |  | Unknown, Non-Lead | 2017 | Yes |  | 2018-07-16 |  | Non-lead
003771 | L1 B/C 149 ATLANTIC CIRCLE DR |  | Polytube | Yes |  | 2023-02-16 |  | PVC | 1961 | Yes |  | 2023-02-16 |  | Non-lead
003772 | 1022 VARELA ST |  | Polytube | Yes |  | 2023-09-12 |  | PVC | 1933 | Yes |  | 2023-09-12 |  | Non-lead
003773 | CHESAPEAKE MTL 83409 OVERSEAS HWY |  | Unknown, Non-Lead | Yes |  | 2021-09-20 |  | PVC | 1991 | Yes |  | 2021-09-20 |  | Non-lead
003774 | APT B UP 1020 VARELA ST |  | Polytube | Yes |  | 2024-04-30 |  | PVC | 1933 | Yes |  | 2024-04-30 |  | Non-lead
003775 | APT A DOWN 1020 VARELA ST |  | Polytube | Yes |  | 2024-04-30 |  | PVC | 1933 | Yes |  | 2024-04-30 |  | Non-lead
003777 | 3540 EAGLE AVE |  | Polytube | Yes |  | 2024-07-15 |  | Copper | 1948 | Yes |  | 2024-07-15 |  | Non-lead
003778 | 140 MADEIRA RD |  | Polytube | Yes |  | 2022-06-22 |  | PVC | 1954 | Yes |  | 2022-06-22 |  | Non-lead
003779 | APT B 1610 JOSEPHINE ST |  | Copper | Yes |  | 2022-10-19 |  | PVC | 1963 | Yes |  | 2022-10-19 |  | Non-lead
003780 | 153 HARBORVIEW DR |  | Polytube | Yes |  | 2023-01-30 |  | PVC | 1948 | Yes |  | 2023-01-30 |  | Non-lead
003781 | 184 HARBORVIEW DR |  | Polytube | Yes |  | 2022-07-29 |  | PVC | 1947 | Yes |  | 2022-07-29 |  | Non-lead
003782 | 190 HARBOR VIEW DR |  | Polytube | Yes |  | 2022-06-16 |  | PVC | 1951 | Yes |  | 2022-06-16 |  | Non-lead
003783 | 191 HARBORVIEW DR |  | Polytube | Yes |  | 2023-01-30 |  | PVC | 1950 | Yes |  | 2023-01-30 |  | Non-lead
003784 | 162 JOJEAN WAY |  | Polytube | Yes |  | 2023-01-30 |  | PVC | 1949 | Yes |  | 2023-01-30 |  | Non-lead
003786 | #2 708 WILLIAM ST |  | Polytube | Yes |  | 2024-01-31 |  | PVC | 1943 | Yes |  | 2024-01-31 |  | Non-lead
003789 | 80401 OLD HWY |  | Polytube | Yes |  | 2024-03-25 |  | PVC | 1957 | Yes |  | 2024-03-25 |  | Non-lead
003791 | 91655 OVERSEAS HWY |  | Copper | Yes |  | 2023-02-13 |  | PVC | 1976 | Yes |  | 2023-02-13 |  | Non-lead
003792 | 1510 JOSEPHINE ST |  | Polytube | Yes |  | 2024-05-13 |  | PVC | 1963 | Yes |  | 2024-05-13 |  | Non-lead
003793 | 101730 OVERSEAS HIGHWAY |  | Polytube | Yes |  | 2023-02-09 |  | PVC | 1958 | Yes |  | 2023-02-09 |  | Non-lead
003794 | APT 2 1306 ELIZA ST |  | Polytube | Yes |  | 2022-10-06 |  | PVC | 1963 | Yes |  | 2022-10-06 |  | Non-lead
003795 | APT B 721 GEORGIA ST |  | Copper | Yes |  | 2022-09-22 |  | PVC | 1933 | Yes |  | 2022-09-22 |  | Non-lead
003796 | APT A 721 GEORGIA ST |  | Copper | Yes |  | 2022-09-22 |  | PVC | 1933 | Yes |  | 2022-09-22 |  | Non-lead
003797 | 723 WINDSOR LN |  | Polytube | Yes |  | 2023-02-01 |  | PVC | 1938 | Yes |  | 2023-02-01 |  | Non-lead
003800 | 80459 OLD RD |  | Polytube | Yes |  | 2022-06-22 |  | PVC | 1960 | Yes |  | 2022-06-22 |  | Non-lead
003802 | 85261 OLD HWY |  | Polytube | Yes |  | 2022-06-28 |  | PVC | 1958 | Yes |  | 2022-06-28 |  | Non-lead
003803 | VILLAS 76010 OVERSEAS HWY |  | Polytube | Yes |  | 2023-08-07 |  | PVC | 1955 | Yes |  | 2023-08-07 |  | Non-lead
003804 | #A 330 63RD GULF CT |  | Polytube | Yes |  | 2023-04-19 |  | PVC | 1949 | Yes |  | 2023-04-19 |  | Non-lead
003805 | 810 TERRY LN |  | Polytube | Yes |  | 2024-09-09 |  | Copper | 1928 | Yes |  | 2024-09-09 |  | Non-lead
003807 | 731 WADDELL AVE |  | Unknown, Non-Lead | Yes |  | 2021-07-13 |  | Unknown, Non-Lead | 2008 | Yes |  | 2021-07-13 |  | Non-lead
003808 | 89635 OLD HWY |  | Polytube | Yes |  | 2024-08-30 |  | PVC | 1972 | Yes |  | 2024-08-30 |  | Non-Lead
003809 | 89451 OLD HWY P/GOVN L |  | Unknown | Yes |  | 2022-06-21 |  | PVC | 1948 | Yes |  | 2022-06-21 |  | Non-lead
003810 | L6 89375 OLD HWY |  | Polytube | Yes |  | 2022-06-21 |  | PVC | 1958 | Yes |  | 2022-06-21 |  | Non-lead
003811 | 3406 EAGLE AVE |  | Polytube | Yes |  | 2020-05-21 |  | PVC | 1958 | Yes |  | 2020-05-21 |  | Non-lead
003814 | 730 WINDSOR LN |  | Polytube | Yes |  | 2023-02-01 |  | PVC | 1928 | Yes |  | 2023-02-01 |  | Non-lead
003815 | 620 MICKENS LN |  | Copper | Yes |  | 2022-06-02 |  | PVC | 1924 | Yes |  | 2022-06-02 |  | Non-lead
003816 | 3642 EAGLE AVE |  | Polytube | Yes |  | 2022-06-14 |  | PVC | 1955 | Yes |  | 2022-06-14 |  | Non-lead
003817 | 1318 PETRONIA ST |  | Polytube | Yes |  | 2022-09-19 |  | PVC | 1948 | Yes |  | 2022-09-19 |  | Non-lead
003819 | APT REAR 646 WILLIAM ST |  | Polytube | Yes |  | 2023-01-04 |  | PVC | 1928 | Yes |  | 2023-01-04 |  | Non-lead
003820 | APT FRONT 646 WILLIAM ST |  | Polytube | Yes |  | 2023-01-04 |  | PVC | 1928 | Yes |  | 2023-01-04 |  | Non-lead
003821 | UP 644 WILLIAM ST |  | Polytube | Yes |  | 2023-01-04 |  | PVC | 1928 | Yes |  | 2023-01-04 |  | Non-lead
003823 | 1614 WASHINGTON ST |  | Polytube | Yes |  | 2024-05-15 |  | None | 1958 | Yes |  | 2024-05-15 |  | Non-lead
003824 | REAR DOWN #1 1011 TRUMAN AVE |  | Unknown | Yes |  | 2023-03-23 |  | PVC | 1918 | Yes |  | 2023-03-23 |  | Lead Status Unknown
003825 | 1309 ELIZABETH ST |  | Polytube | Yes |  | 2023-04-24 |  | PVC | 1948 | Yes |  | 2023-04-24 |  | Non-lead
003826 | 141/137 PALM LN |  | Polytube | Yes |  | 2022-06-09 |  | PVC | 1983 | Yes |  | 2022-06-09 |  | Non-lead
003827 | 896 UNITED ST |  | Polytube | Yes |  | 2024-01-11 |  | PVC | 1943 | Yes |  | 2024-01-11 |  | Non-lead
003828 | 101 11TH OCEAN ST |  | Unknown, Non-Lead | Yes |  | 2024-06-25 |  | PVC | 2020 | Yes |  | 2024-06-25 |  | Non-lead
003830 | 616 MICKENS LN |  | Copper | Yes |  | 2022-06-02 |  | Copper | 1920 | Yes |  | 2022-06-02 |  | Non-lead
003832 | 476 11TH OCEAN ST |  | PVC | Yes |  | 2022-11-30 |  | PVC | 1956 | Yes |  | 2022-11-30 |  | Non-lead
003833 | 620 ASHE ST |  | Polytube | Yes |  | 2023-03-10 |  | PVC | 1938 | Yes |  | 2023-03-10 |  | Non-lead
003834 | 80891 OLD HWY |  | Polytube | Yes |  | 2022-06-22 |  | PVC | 1963 | Yes |  | 2022-06-22 |  | Non-lead
003836 | APT DOWN REAR 1405 GRINNELL ST |  | Polytube | Yes |  | 2022-10-18 |  | PVC | 1952 | Yes |  | 2022-10-18 |  | Non-lead
003837 | 1104 WATSON ST |  | Polytube | Yes |  | 2023-09-18 |  | Copper | 1933 | Yes |  | 2023-09-18 |  | Non-lead
003838 | 1307 ELIZABETH ST |  | Polytube | Yes |  | 2023-04-24 |  | PVC | 1934 | Yes |  | 2023-04-24 |  | Non-lead
003839 | 34200 OVERSEAS HWY |  | PVC | Yes |  | 2024-05-22 |  | PVC | 1972 | Yes |  | 2024-05-22 |  | Non-lead
003842 | 810 CAREY LN |  | Polytube | Yes |  | 2023-06-07 |  | PVC | 1928 | Yes |  | 2023-06-07 |  | Non-lead
003844 | 2975 OVERSEAS HWY |  | Polytube | Yes |  | 2022-10-25 |  | PVC | 1973 | Yes |  | 2022-10-25 |  | Non-lead
003845 | IRRIGATION 80739 OLD HWY |  | Unknown, Non-Lead | Yes |  | 2022-08-16 |  | PVC | 2014 | Yes |  | 2022-08-16 |  | Non-lead
003846 | COMMON 81906 OVERSEAS HWY |  | Unknown, Non-Lead | Yes |  | 2020-09-15 |  | PVC | 2020 | Yes |  | 2020-09-15 |  | Non-lead
003847 | 33990 OVERSEAS HWY |  | Polytube | Yes |  | 2021-05-12 |  | Copper | 1968 | Yes |  | 2021-05-12 |  | Non-lead
003848 | 920 POHALSKI ST |  | Copper | Yes |  | 2023-03-23 |  | PVC | 1912 | Yes |  | 2023-03-23 |  | Non-lead
003850 | APT B 806 THOMAS ST |  | Polytube | Yes |  | 2024-07-02 |  | PVC | 1954 | Yes |  | 2024-07-02 |  | Non-lead
003852 | CIVIC CLUB 209 OCEAN BAY DR |  | Polytube | Yes |  | 2022-07-06 |  | PVC | 1968 | Yes |  | 2022-07-06 |  | Non-lead
003853 | 82885 OLD HWY |  | Unknown, Non-Lead | Yes |  | 2020-12-02 |  | PVC | 2020 | Yes |  | 2020-12-02 |  | Non-lead
003855 | APT A 928 TRUMAN AVE |  | Unknown | Yes |  | 2024-09-25 |  | PVC | 1939 | Yes |  | 2024-09-25 |  | Lead Status Unknown
003857 | 120 POINT PLEASANT DR |  | Polytube | Yes |  | 2023-01-30 |  | PVC |  | Yes |  | 2023-01-30 |  | Non-lead
003858 | L1 110 POINT PLEASANT DR |  | Polytube | Yes |  | 2023-01-30 |  | PVC | 1953 | Yes |  | 2023-01-30 |  | Non-lead
003859 | 508 BAHAMA ST |  | Polytube | Yes |  | 2022-11-29 |  | PVC | 1925 | Yes |  | 2022-11-29 |  | Non-lead
003860 | MM 81.5 125 BEACH RD |  | Polytube | Yes |  | 2022-07-07 |  | PVC | 1953 | Yes |  | 2022-07-07 |  | Non-lead
003861 | UNIT UP 1126 OLIVIA ST |  | Polytube | Yes |  | 2024-06-14 |  | Copper | 1951 | Yes |  | 2024-06-14 |  | Non-lead
003862 | P/PARCEL 98535 OVERSEAS HWY |  | Polytube | Yes |  | 2023-02-16 |  | PVC | 1948 | Yes |  | 2023-02-16 |  | Non-lead
003864 | 2312 PATTERSON AVE |  | Polytube | Yes |  | 2023-05-04 |  | Polytube | 1958 | Yes |  | 2023-05-04 |  | Non-lead
003865 | 1315 GRINNELL ST |  | Polytube | Yes |  | 2022-10-18 |  | PVC | 1943 | Yes |  | 2022-10-18 |  | Non-lead
003867 | 1033 UNITED ST |  | Polytube | Yes |  | 2023-09-13 |  | PVC | 1943 | Yes |  | 2023-09-13 |  | Non-lead
003868 | 712 LOVE LN |  | Polytube | Yes |  | 2023-03-06 |  | PVC | 1933 | Yes |  | 2023-03-06 |  | Non-lead
003869 | 1104 WHITE ST |  | Unknown, Non-Lead | No |  |  |  | Unknown, Non-Lead | 2017 | No |  |  |  | Non-lead
003870 | APT 201 1003 TRUMAN AVE |  | Unknown | Yes |  | 2024-04-25 |  | PVC | 1933 | Yes |  | 2024-04-25 |  | Lead Status Unknown
003871 | 324 VIRGINIA ST |  | Polytube | Yes |  | 2022-06-28 |  | Polytube | 1923 | Yes |  | 2022-06-28 |  | Non-lead
003872 | 5172 OVERSEAS HWY |  | Polytube | Yes |  | 2023-12-08 |  | PVC | 1953 | Yes |  | 2023-12-08 |  | Non-lead
003873 | APT UP 410 VIRGINIA ST |  | Polytube | Yes |  | 2022-06-28 |  | PVC | 1929 | Yes |  | 2022-06-28 |  | Non-lead
003874 | 97610 OVERSEAS HWY |  | Unknown, Non-Lead | Yes |  | 2018-07-12 |  | PVC | 2006 | Yes |  | 2018-07-12 |  | Non-lead
003875 | ANNEX 81831 OVERSEAS HWY |  | Polytube | Yes |  | 2022-06-27 |  | PVC | 1969 | Yes |  | 2022-06-27 |  | Non-lead
003876 | 1320 SOUTH ST |  | Unknown, Non-Lead | No |  |  |  | Unknown, Non-Lead | 2008 | No |  |  |  | Non-lead
003877 | 1819 HARRIS AVE |  | Polytube | Yes |  | 2022-08-16 |  | Polytube | 1948 | Yes |  | 2022-08-16 |  | Non-lead
003878 | 1202 SIMONTON ST |  | Polytube | Yes |  | 2024-02-06 |  | Copper | 1953 | Yes |  | 2024-02-06 |  | Non-lead
003879 | 521 OLIVIA ST |  | Polytube | Yes |  | 2022-09-26 |  | PVC | 1923 | Yes |  | 2022-09-26 |  | Non-lead
003881 | 97840 OVERSEAS HWY SO BOUND |  | Polytube | Yes |  | 2023-04-19 |  | PVC | 1953 | Yes |  | 2023-04-19 |  | Non-lead
003882 | 709 ASHE ST |  | Polytube | Yes |  | 2023-03-10 |  | PVC | 1924 | Yes |  | 2023-03-10 |  | Non-lead
003883 | 3636 EAGLE AVE |  | Polytube | Yes |  | 2022-06-14 |  | PVC | 1963 | Yes |  | 2022-06-14 |  | Non-lead
003884 | FRONT 1821 HARRIS AVE |  | Polytube | Yes |  | 2022-05-25 |  | PVC | 1948 | Yes |  | 2022-05-25 |  | Non-lead
003889 | 4 BAPTIST LN |  | Polytube | Yes |  | 2022-07-12 |  | PVC | 1908 | Yes |  | 2022-07-12 |  | Non-lead
003890 | UNIT 1 5 HAVANA ST |  | Unknown, Non-Lead | No |  |  |  | Unknown, Non-Lead | 1988 | No |  |  |  | Non-lead
003893 | 83283 OLD RD |  | Unknown, Non-Lead | Yes |  | 2021-01-29 |  | Unknown, Non-Lead | 2001 | Yes |  | 2021-01-29 |  | Non-lead
003894 | 512 MARGARET ST |  | Polytube | Yes |  | 2023-01-31 |  | PVC | 1938 | Yes |  | 2023-01-31 |  | Non-lead
003895 | 1996 OVERSEAS HWY |  | Unknown, Non-Lead | Yes |  | 2023-08-16 |  | Unknown, Non-Lead | 2014 | Yes |  | 2023-08-16 |  | Non-lead
003898 | 1410 ANGELA ST |  | Polytube | Yes |  | 2022-09-19 |  | PVC | 1948 | Yes |  | 2022-09-19 |  | Non-lead
003899 | 150 BAYVIEW DR |  | Copper | Yes |  | 2023-01-30 |  | PVC | 1976 | Yes |  | 2023-01-30 |  | Non-lead
003901 | L3 B1 128 POINT PLEASANT DR |  | Copper | Yes |  | 2023-01-30 |  | PVC | 1963 | Yes |  | 2023-01-30 |  | Non-lead
003904 | 1124 WHITEHEAD ST |  | Polytube | Yes |  | 2022-07-05 |  | PVC | 1938 | Yes |  | 2022-07-05 |  | Non-lead
003905 | 504 CATHERINE ST |  | Polytube | Yes |  | 2023-05-04 |  | Copper | 1938 | Yes |  | 2023-05-04 |  | Non-lead
003906 | APT DOWN REAR 504 CATHERINE ST |  | Polytube | Yes |  | 2023-05-04 |  | Copper | 1938 | Yes |  | 2023-05-04 |  | Non-lead
003907 | 628 ELIZABETH ST |  | Copper | Yes |  | 2023-01-03 |  | Copper | 1928 | Yes |  | 2023-01-03 |  | Non-lead
003908 | 3608 DUCK AVE |  | Polytube | Yes |  | 2024-07-15 |  | PVC | 1965 | Yes |  | 2024-07-15 |  | Non-lead
003909 | 3615 EAGLE AVE |  | Polytube | Yes |  | 2024-04-08 |  | PVC | 1958 | Yes |  | 2024-04-08 |  | Non-lead
003910 | 84755 OLD RD |  | Unknown, Non-Lead | Yes |  | 2018-08-07 |  | PVC | 1999 | Yes |  | 2018-08-07 |  | Non-lead
003911 | UNIT B 515 LOUISA ST |  | Polytube | Yes |  | 2023-12-06 |  | PVC | 1928 | Yes |  | 2023-12-06 |  | Non-lead
003912 | APT 4 320 WILLIAM ST |  | Polytube | Yes |  | 2022-06-07 |  | PVC | 1933 | Yes |  | 2022-06-07 |  | Non-lead
003913 | APT 2 REAR 320 WILLIAM ST |  | Polytube | Yes |  | 2023-01-04 |  | PVC | 1933 | Yes |  | 2023-01-04 |  | Non-lead
003914 | APT 3 320 WILLIAM ST |  | Polytube | Yes |  | 2023-01-04 |  | PVC | 1933 | Yes |  | 2023-01-04 |  | Non-lead
003916 | 403 EATON DWN FRNT ST |  | None | Yes |  | 2023-05-11 |  | None |  | Yes |  | 2023-05-11 |  | Non-lead
003917 | DWN REAR 325 WHITEHEAD ST |  | Polytube | Yes |  | 2022-06-02 |  | None |  | Yes |  | 2022-06-02 |  | Non-lead
003919 | L12 SQ12 82519 OLD RD |  | Polytube | Yes |  | 2022-07-11 |  | PVC | 1971 | Yes |  | 2022-07-11 |  | Non-lead
003920 | APT REAR 401 SOUTH ST |  | Polytube | Yes |  | 2022-10-12 |  | PVC | 1948 | Yes |  | 2022-10-12 |  | Non-lead
003921 | TRACT 10 99446 OVERSEAS HWY |  | Polytube | Yes |  | 2023-02-07 |  | PVC | 1956 | Yes |  | 2023-02-07 |  | Non-lead
003922 | APT B REAR 1028 WHITEHEAD ST |  | Unknown, Non-Lead | Yes |  | 2022-01-07 |  | Unknown, Non-Lead | 2000 | Yes |  | 2022-01-07 |  | Non-lead
003925 | 3 HIBISCUS LN |  | Polytube | Yes |  | 2023-02-10 |  | PVC | 1928 | Yes |  | 2023-02-10 |  | Non-lead
003926 | APT REAR 518 ELIZABETH ST |  | Polytube | Yes |  | 2023-02-16 |  | PVC | 1924 | Yes |  | 2023-02-16 |  | Non-lead
003928 | 132 S BAY HARBOR DR |  | Polytube | Yes |  | 2024-02-21 |  | PVC | 1966 | Yes |  | 2024-02-21 |  | Non-lead
003929 | APT 101 807 WASHINGTON ST |  | Unknown, Non-Lead | Yes |  | 2022-04-21 |  | Unknown, Non-Lead | 2007 | Yes |  | 2022-04-21 |  | Non-lead
003930 | 99228 OVERSEAS HWY |  | Copper | Yes |  | 2023-01-30 |  | PVC | 1941 | Yes |  | 2023-01-30 |  | Non-lead
003933 | DUPLX 188 HARBORVIEW DR |  | Polytube | Yes |  | 2023-01-30 |  | PVC | 1948 | Yes |  | 2023-01-30 |  | Non-lead
003934 | 2314 PATTERSON AVE |  | Polytube | Yes |  | 2023-05-04 |  | PVC | 1948 | Yes |  | 2023-05-04 |  | Non-lead
003936 | 2320 PATTERSON AVE |  | Polytube | Yes |  | 2022-09-08 |  | Polytube | 1969 | Yes |  | 2022-09-08 |  | Non-lead
003938 | 10 TARPON AVE |  | Polytube | Yes |  | 2022-07-25 |  | PVC | 1952 | Yes |  | 2022-07-25 |  | Non-lead
003939 | 91555 OVERSEAS HWY |  | Copper | Yes |  | 2023-02-13 |  | PVC | 1981 | Yes |  | 2023-02-13 |  | Non-lead
003940 | 212 TELEGRAPH LN |  | Polytube | Yes |  | 2022-12-29 |  | PVC | 1930 | Yes |  | 2022-12-29 |  | Non-lead
003941 | 3736 DUCK AVE |  | Polytube | Yes |  | 2023-09-22 |  | PVC | 1961 | Yes |  | 2023-09-22 |  | Non-lead
003942 | 3740 DUCK AVE |  | Polytube | Yes |  | 2022-05-13 |  | PVC | 1953 | Yes |  | 2022-05-13 |  | Non-lead
003943 | 99060 OVERSEAS HWY |  | Unknown, Non-Lead | Yes |  | 2022-04-28 |  | Cast Iron | 2013 | Yes |  | 2022-04-28 |  | Unknown
003944 | 528 GRINNELL ST |  | Polytube | Yes |  | 2023-02-08 |  | Copper | 1963 | Yes |  | 2023-02-08 |  | Non-lead
003945 | HOUSE 171 62ND OCEAN ST |  | Polytube | Yes |  | 2023-02-21 |  | PVC | 1968 | Yes |  | 2023-02-21 |  | Non-lead
003948 | 418 VIRGINIA ST |  | Polytube | Yes |  | 2022-06-28 |  | Polytube | 1933 | Yes |  | 2022-06-28 |  | Non-lead
003949 | 1908 HARRIS AVE |  | Polytube | Yes |  | 2023-04-26 |  | PVC | 1949 | Yes |  | 2023-04-26 |  | Non-lead
003950 | #B 3520 EAGLE AVE |  | Polytube | Yes |  | 2022-09-30 |  | PVC | 1953 | Yes |  | 2022-09-30 |  | Non-lead
003951 | 2501 HARRIS AVE |  | Polytube | Yes |  | 2022-08-16 |  | Polytube | 1952 | Yes |  | 2022-08-16 |  | Non-lead
003952 | 106201 OVERSEAS HWY |  | Polytube | Yes |  | 2022-09-26 |  | PVC | 1971 | Yes |  | 2022-09-26 |  | Non-lead
003953 | DOWN 1009 WINDSOR LN |  | Unknown | Yes |  | 2024-07-11 |  | PVC | 1928 | Yes |  | 2024-07-11 |  | Lead Status Unknown
003954 | 3640 DUCK AVE |  | Polytube | Yes |  | 2022-09-21 |  | PVC | 1958 | Yes |  | 2022-09-21 |  | Non-lead
003955 | 411 FLEMING ST |  | Polytube | Yes |  | 2022-09-26 |  | PVC | 1938 | Yes |  | 2022-09-26 |  | Non-lead
003957 | 3702 DUCK AVE |  | Polytube | Yes |  | 2022-07-06 |  | PVC | 1958 | Yes |  | 2022-07-06 |  | Non-lead
003958 | REAR 900 DUVAL ST |  | Polytube | Yes |  | 2023-05-04 |  | PVC | 1938 | Yes |  | 2023-05-04 |  | Non-lead
003959 | 2303 SEIDENBERG AVE |  | PVC | Yes |  | 2022-08-18 |  | PVC | 1976 | Yes |  | 2022-08-18 |  | Non-lead
003960 | APT 5 646 UNITED ST |  | Polytube | Yes |  | 2023-12-15 |  | Unknown | 1973 | Yes |  | 2023-12-15 |  | Lead Status Unknown
003961 | APT 4 646 UNITED ST |  | Polytube | Yes |  | 2021-03-09 |  | Polytube | 1973 | Yes |  | 2021-03-09 |  | Non-Lead
003963 | 1110 GRINNELL ST |  | Polytube | Yes |  | 2023-03-16 |  | PVC | 1953 | Yes |  | 2023-03-16 |  | Non-lead
003964 | 3812 DUCK AVE |  | Polytube | Yes |  | 2022-07-06 |  | PVC | 1958 | Yes |  | 2022-07-06 |  | Non-lead
003965 | 620 LOUISA ST |  | Polytube | Yes |  | 2023-03-30 |  | PVC | 1938 | Yes |  | 2023-03-30 |  | Non-lead
003966 | 1314 PETRONIA ST |  | Polytube | Yes |  | 2022-09-19 |  | PVC | 1948 | Yes |  | 2022-09-19 |  | Non-lead
003967 | 80431 OLD HWY |  | Polytube | Yes |  | 2022-06-22 |  | PVC | 1953 | Yes |  | 2022-06-22 |  | Non-lead
003968 | 80341 OVERSEAS HWY |  | Polytube | Yes |  | 2022-06-22 |  | Galvanized | 1958 | Yes |  | 2022-06-22 |  | Galvanized Requiring Replacement
003969 | 811 WHITE ST |  | Polytube | Yes |  | 2024-05-01 |  | PVC | 1943 | Yes |  | 2024-05-01 |  | Non-lead
003970 | 813 WHITE ST |  | Polytube | Yes |  | 2022-09-09 |  | PVC | 1943 | Yes |  | 2022-09-09 |  | Non-lead
003973 | 3808 DUCK AVE |  | Polytube | Yes |  | 2022-07-06 |  | PVC | 1958 | Yes |  | 2022-07-06 |  | Non-lead
003975 | 1109 FLEMING ST |  | Polytube | Yes |  | 2023-01-03 |  | PVC | 1925 | Yes |  | 2023-01-03 |  | Non-lead
003976 | 641 63RD GULF CT |  | Polytube | Yes |  | 2023-02-22 |  | PVC | 1958 | Yes |  | 2023-02-22 |  | Non-lead
003977 | GULF 637 63RD CT |  | Polytube | Yes |  | 2023-03-08 |  | PVC | 1962 | Yes |  | 2023-03-08 |  | Non-lead
003979 | #1 220 SIMONTON ST |  | Polytube | Yes |  | 2022-10-31 |  | PVC | 1938 | Yes |  | 2022-10-31 |  | Non-lead
003980 | APT UP 532 OLIVIA ST |  | Polytube | Yes |  | 2022-10-31 |  | PVC | 1948 | Yes |  | 2022-10-31 |  | Non-lead
003981 | BLDG 1 100 SANCTUARY DR |  | Polytube | Yes |  | 2022-11-16 |  | PVC |  | Yes |  | 2022-11-16 |  | Non-lead
003982 | 3435 FLAGLER AVE |  | Polytube | Yes |  | 2023-05-04 |  | PVC | 1958 | Yes |  | 2023-05-04 |  | Non-lead
003983 | 186 ATLANTIC CIRCLE DR |  | Polytube | Yes |  | 2022-07-11 |  | PVC | 1944 | Yes |  | 2022-07-11 |  | Non-lead
003985 | 102 ALBURY LN |  | Polytube | Yes |  | 2023-01-31 |  | PVC | 1918 | Yes |  | 2023-01-31 |  | Non-lead
003986 | 89707 OLD GOVT L5 RD |  | Polytube | Yes |  | 2023-02-01 |  | PVC | 1963 | Yes |  | 2023-02-01 |  | Non-lead
003987 | 199 BEACH ST |  | Polytube | Yes |  | 2022-05-18 |  | PVC | 1958 | Yes |  | 2022-05-18 |  | Non-lead
003988 | 3801 EAGLE AVE |  | Polytube | Yes |  | 2022-07-01 |  | PVC | 1963 | Yes |  | 2022-07-01 |  | Non-lead
003989 | 1016 SOUTH ST |  | Polytube | Yes |  | 2023-10-11 |  | PVC | 1949 | Yes |  | 2023-10-11 |  | Non-lead
003990 | 1116 ELGIN LN |  | Polytube | Yes |  | 2023-03-06 |  | PVC | 1930 | Yes |  | 2023-03-06 |  | Non-lead
003991 | TR OCEAN 77401 OVERSEAS HWY |  | Polytube | Yes |  | 2022-07-07 |  | PVC | 1969 | Yes |  | 2022-07-07 |  | Non-lead
003994 | 1010 WASHINGTON ST |  | Polytube | Yes |  | 2022-10-14 |  | PVC | 1958 | Yes |  | 2022-10-14 |  | Non-lead
003996 | 84800 OVERSEAS HWY |  | Polytube | Yes |  | 2024-08-19 |  | PVC | 1963 | Yes |  | 2024-08-19 |  | Non-lead
003998 | 20540-2 SACARMA DR |  | Polytube | Yes |  | 2023-06-01 |  | PVC | 1958 | Yes |  | 2023-06-01 |  | Non-lead
004001 | 3645 FLAGLER AVE |  | Polytube | Yes |  | 2024-09-20 |  | PVC | 1953 | Yes |  | 2024-09-20 |  | Non-lead
004002 | 601 MASTIC ST |  | Polytube | Yes |  | 2024-07-11 |  | PVC | 1963 | Yes |  | 2024-07-11 |  | Non-Lead
004003 | APT 3 721 SOUTH ST |  | Polytube | Yes |  | 2024-02-26 |  | Polytube | 1958 | Yes |  | 2024-02-26 |  | Non-lead
004004 | APT 2 721 SOUTH ST |  | Polytube | Yes |  | 2024-07-12 |  | Polytube | 1953 | Yes |  | 2024-07-12 |  | Non-lead
004006 | 2 ARONOVITZ LN |  | Polytube | Yes |  | 2022-06-02 |  | PVC | 1958 | Yes |  | 2022-06-02 |  | Non-lead
004007 | 4 ARONOVITZ LANE |  | Polytube | Yes |  | 2022-11-02 |  | Polytube | 1938 | Yes |  | 2022-11-02 |  | Non-lead
004008 | 100 OLIVIA ST |  | Polytube | Yes |  | 2022-07-13 |  | PVC | 1933 | Yes |  | 2022-07-13 |  | Non-lead
004009 | 923 JOHNSON ST |  | Unknown, Non-Lead | Yes |  | 2022-07-22 |  | Unknown, Non-Lead | 2019 | Yes |  | 2022-07-22 |  | Non-lead
004010 | 820 JOHNSON LN |  | Polytube | Yes |  | 2024-04-12 |  | PVC | 1923 | Yes |  | 2024-04-12 |  | Non-lead
004011 | #UP 1108 TRUMAN AVE |  | Polytube | Yes |  | 2024-07-11 |  | PVC | 1928 | Yes |  | 2024-07-11 |  | Non-lead
004012 | 1702 JOSEPHINE ST |  | Polytube | Yes |  | 2022-10-19 |  | Copper | 1958 | Yes |  | 2022-10-19 |  | Non-lead
004013 | 82254 OVERSEAS HWY |  | Unknown, Non-Lead | Yes |  | 2020-11-23 |  | Unknown, Non-Lead | 1995 | Yes |  | 2020-11-23 |  | Non-lead
004014 | 2401 N ROOSEVELT BLVD |  | Polytube | Yes |  | 2023-11-14 |  | PVC |  | Yes |  | 2023-11-14 |  | Non-lead
004015 | 2333 FOGARTY AVE |  | Polytube | Yes |  | 2022-08-19 |  | PVC | 1953 | Yes |  | 2022-08-19 |  | Non-lead
004017 | 910 GRINNELL ST |  | Polytube | Yes |  | 2024-05-14 |  | PVC | 1933 | Yes |  | 2024-05-14 |  | Non-lead
004018 | 3632 DUCK AVE |  | Polytube | Yes |  | 2023-05-04 |  | PVC | 1984 | Yes |  | 2023-05-04 |  | Non-lead
004019 | 412 ANGELA ST |  | Unknown, Non-Lead | Yes |  | 2019-01-31 |  | Unknown, Non-Lead | 1998 | Yes |  | 2019-01-31 |  | Non-lead
004021 | APT DOWN 717 LOVE LN |  | Polytube | Yes |  | 2023-03-06 |  | PVC | 1933 | Yes |  | 2023-03-06 |  | Non-lead
004023 | 3708 DUCK AVE |  | Polytube | Yes |  | 2022-07-06 |  | PVC | 1959 | Yes |  | 2022-07-06 |  | Non-lead
004024 | 529 ELIZABETH ST |  | Polytube | Yes |  | 2023-02-16 |  | PVC | 1929 | Yes |  | 2023-02-16 |  | Non-lead
004025 | 3412 EAGLE AVE |  | Copper | Yes |  | 2023-05-04 |  | Copper | 1953 | Yes |  | 2023-05-04 |  | Non-lead
004026 | 3717 FLAGLER AVE |  | Polytube | Yes |  | 2022-05-26 |  | PVC | 1958 | Yes |  | 2022-05-26 |  | Non-lead
004027 | 2023 FLAGLER AVE |  | Polytube | Yes |  | 2022-08-24 |  | Copper | 1950 | Yes |  | 2022-08-24 |  | Non-lead
004028 | UP 1 ARONIVITZ LN |  | Polytube | Yes |  | 2024-07-03 |  | Polytube | 1958 | Yes |  | 2024-07-03 |  | Non-lead
004030 | 7005 OVERSEAS HWY |  | Unknown, Non-Lead | No |  |  |  | No Piping | Vacant | No |  |  |  | Non-lead
004031 | 128 CARROLL St |  | Unknown, Non-Lead | Yes |  | 2021-02-08 |  | Unknown, Non-Lead | 2020 | Yes |  | 2021-02-08 |  | Non-lead
004034 | 77420 OVERSEAS HWY |  | Polytube | Yes |  | 2023-05-10 |  | PVC | 1958 | Yes |  | 2023-05-10 |  | Non-lead
004035 | 1530 GEORGE ST |  | Polytube | Yes |  | 2022-09-21 |  | PVC | 1950 | Yes |  | 2022-09-21 |  | Non-lead
004036 | 827 EMMA ST |  | Polytube | Yes |  | 2022-07-12 |  | PVC | 1969 | Yes |  | 2022-07-12 |  | Non-lead
004037 | REAR 1018 WATSON LN |  | Copper | Yes |  | 2022-08-10 |  | PVC | 1928 | Yes |  | 2022-08-10 |  | Non-lead
004038 | #A 1117 VARELA ST |  | Polytube | Yes |  | 2023-03-23 |  | PVC | 1938 | Yes |  | 2023-03-23 |  | Non-lead
004039 | 504 ANGELA ST |  | Unknown | Yes |  | 2024-05-07 |  | Unknown | 1958 | Yes |  | 2024-05-07 |  | Lead Status Unknown
004040 | 424 SOUTHARD ST |  | Polytube | Yes |  | 2022-12-02 |  | PVC | 1954 | Yes |  | 2022-12-02 |  | Non-lead
004041 | APT 6 611 GRINNELL ST |  | Polytube | Yes |  | 2024-04-30 |  | PVC | 1938 | Yes |  | 2024-04-30 |  | Non-lead
004042 | APT 5 611 GRINNELL ST |  | Polytube | Yes |  | 2022-09-07 |  | PVC | 1938 | Yes |  | 2022-09-07 |  | Non-lead
004043 | UNIT 2 611 GRINNELL ST |  | Polytube | Yes |  | 2023-02-10 |  | PVC | 1938 | Yes |  | 2023-02-10 |  | Non-lead
004044 | APT 1 FRON 611 GRINNELL ST |  | Polytube | Yes |  | 2023-06-29 |  | PVC | 1938 | Yes |  | 2023-06-29 |  | Non-lead
004045 | UNIT 4 611 GRINNELL ST |  | Polytube | Yes |  | 2023-02-10 |  | PVC | 1938 | Yes |  | 2023-02-10 |  | Non-lead
004046 | 2019 FLAGLER AVE |  | Polytube | Yes |  | 2022-08-24 |  | PVC | 1950 | Yes |  | 2022-08-24 |  | Non-lead
004047 | APT C & D 410 UNITED ST |  | Polytube | No |  |  |  | Unknown | 1948 | No |  |  |  | Lead Status Unknown
004049 | FRNT 1113 PACKER ST |  | Polytube | Yes |  | 2023-04-26 |  | PVC | 1953 | Yes |  | 2023-04-26 |  | Non-lead
004053 | 19 82216 OVERSEAS Hwy |  | Unknown, Non-Lead | Yes |  | 2022-07-11 |  | No Piping | Vacant | Yes |  | 2022-07-11 |  | Non-lead
004054 | BAYSIDE 104250 OVERSEAS HWY |  | Polytube | Yes |  | 2023-07-05 |  | PVC | 1957 | Yes |  | 2023-07-05 |  | Non-lead
004055 | 1701 FLAGLER AVE |  | Polytube | Yes |  | 2022-08-12 |  | PVC | 1953 | Yes |  | 2022-08-12 |  | Non-lead
004056 | 2416 PATTERSON AVE |  | Unknown | Yes |  | 2023-05-04 |  | Unknown | 1938 | Yes |  | 2023-05-04 |  | Lead Status Unknown
004057 | 625 FRANCES ST |  | Polytube | Yes |  | 2023-03-14 |  | Polytube | 1939 | Yes |  | 2023-03-14 |  | Non-lead
004058 | 3625 EAGLE AVE |  | Polytube | Yes |  | 2022-06-14 |  | Copper | 1948 | Yes |  | 2022-06-14 |  | Non-lead
004061 | 75450 OVERSEAS HWY |  | Unknown, Non-Lead | Yes |  | 2019-07-10 |  | PVC | 2007 | Yes |  | 2019-07-10 |  | Non-lead
004062 | 243 61ST GULF St |  | Polytube | Yes |  | 2023-03-08 |  | PVC | 1954 | Yes |  | 2023-03-08 |  | Non-lead
004063 | 3816 DUCK AVE |  | Polytube | Yes |  | 2022-08-10 |  | PVC | 1958 | Yes |  | 2022-08-10 |  | Non-lead
004064 | 5 ARONOVITZ LN |  | Polytube | Yes |  | 2022-06-08 |  | PVC | 1928 | Yes |  | 2022-06-08 |  | Non-lead
004065 | 1707 WASHINGTON ST |  | Copper | Yes |  | 2022-10-14 |  | Copper | 1952 | Yes |  | 2022-10-14 |  | Non-lead
004066 | 1431 DUNCAN ST |  | Polytube | Yes |  | 2022-09-19 |  | PVC | 1933 | Yes |  | 2022-09-19 |  | Non-lead
004067 | 58704 OVERSEAS HWY |  | Polytube | Yes |  | 2022-10-22 |  | Polytube | 1948 | Yes |  | 2022-10-22 |  | Non-lead
004069 | GULF 551 61ST ST |  | Copper | Yes |  | 2023-02-27 |  | PVC | 1954 | Yes |  | 2023-02-27 |  | Non-lead
004071 | #2 130 STERLING RD |  | Polytube | Yes |  | 2023-02-02 |  | PVC | 1958 | Yes |  | 2023-02-02 |  | Non-lead
004072 | 139 STERLING DR |  | Polytube | Yes |  | 2023-02-09 |  | PVC | 1958 | Yes |  | 2023-02-09 |  | Non-lead
004073 | 3528 EAGLE AVE |  | Polytube | Yes |  | 2022-06-14 |  | PVC | 1958 | Yes |  | 2022-06-14 |  | Non-lead
004077 | 2400 PATTERSON AVE |  | Polytube | Yes |  | 2022-09-30 |  | PVC | 1953 | Yes |  | 2022-09-30 |  | Non-lead
004078 | 512 TRUMAN AVE |  | Polytube | Yes |  | 2022-09-26 |  | PVC | 1944 | Yes |  | 2022-09-26 |  | Non-lead
004079 | OCEAN 320 24TH ST |  | Polytube | Yes |  | 2023-04-28 |  | PVC | 2005 | Yes |  | 2023-04-28 |  | Non-lead
004084 | 2515 FLAGLER AVE |  | Polytube | Yes |  | 2024-02-16 |  | PVC | 1956 | Yes |  | 2024-02-16 |  | Non-lead
004085 | 3712 DUCK AVE |  | Copper | Yes |  | 2022-07-21 |  | Copper | 1953 | Yes |  | 2022-07-21 |  | Non-lead
004086 | 2404 PATTERSON AVE |  | Polytube | Yes |  | 2023-05-04 |  | Copper | 1949 | Yes |  | 2023-05-04 |  | Non-lead
004087 | 1505 LAIRD ST |  | Polytube | Yes |  | 2023-04-26 |  | PVC | 1958 | Yes |  | 2023-04-26 |  | Non-lead
004088 | 2513 FLAGLER AVE |  | Polytube | Yes |  | 2022-08-24 |  | Copper | 1949 | Yes |  | 2022-08-24 |  | Non-lead
004089 | 1026 VARELA ST |  | Polytube | Yes |  | 2024-04-30 |  | PVC | 1938 | Yes |  | 2024-04-30 |  | Non-lead
004090 | 611 SOUTHARD ST |  | Polytube | Yes |  | 2023-03-06 |  | Copper | 1983 | Yes |  | 2023-03-06 |  | Non-lead
004091 | 2408 FOGARTY AVE |  | Polytube | No |  |  |  | COPPER | 1949 | No |  |  |  | Non-lead
004092 | APT FRONT 2421 FOGARTY AVE |  | Polytube | Yes |  | 2022-08-23 |  | Copper | 1949 | Yes |  | 2022-08-23 |  | Non-lead
004093 | 2405 FOGARTY AVE |  | Polytube | Yes |  | 2022-08-23 |  | Copper | 1949 | Yes |  | 2022-08-23 |  | Non-lead
004094 | 2317 FOGARTY AVE |  | Polytube | Yes |  | 2024-07-30 |  | PVC | 1958 | Yes |  | 2024-07-30 |  | Non-lead
004095 | 76010 OVERSEAS HWY |  | Polytube | Yes |  | 2022-07-07 |  | PVC | 1955 | Yes |  | 2022-07-07 |  | Non-lead
004096 | 452 63RD GULF CT |  | Polytube | Yes |  | 2023-03-07 |  | PVC | 1950 | Yes |  | 2023-03-07 |  | Non-lead
004098 | 2417 FOGARTY AVE |  | Polytube | Yes |  | 2022-08-24 |  | PVC | 1949 | Yes |  | 2022-08-24 |  | Non-lead
004099 | 506 VIRGINIA ST |  | Polytube | Yes |  | 2022-09-26 |  | PVC | 1943 | Yes |  | 2022-09-26 |  | Non-lead
004100 | 615 SOUTHARD ST |  | Polytube | Yes |  | 2024-02-08 |  | PVC | 1938 | Yes |  | 2024-02-08 |  | Non-lead
004101 | #D 904 SIMONTON ST |  | Polytube | Yes |  | 2022-10-31 |  | PVC | 1948 | Yes |  | 2022-10-31 |  | Non-lead
004103 | APT B 904 SIMONTON ST |  | Polytube | Yes |  | 2022-10-31 |  | PVC | 1948 | Yes |  | 2022-10-31 |  | Non-lead
004104 | APT A 904 SIMONTON ST |  | Polytube | Yes |  | 2024-05-20 |  | PVC | 1948 | Yes |  | 2024-05-20 |  | Non-lead
004106 | 2401 FOGARTY AVE |  | Polytube | Yes |  | 2022-08-23 |  | Copper | 1949 | Yes |  | 2022-08-23 |  | Non-lead
004107 | 1312 WILLIAM ST |  | Polytube | Yes |  | 2023-04-24 |  | PVC | 1933 | Yes |  | 2023-04-24 |  | Non-lead
004108 | 1314 WILLIAM ST |  | Polytube | Yes |  | 2023-04-24 |  | PVC | 1934 | Yes |  | 2023-04-24 |  | Non-lead
004109 | 2321 FOGARTY AVE |  | Polytube | Yes |  | 2024-03-14 |  | PVC | 1958 | Yes |  | 2024-03-14 |  | Non-lead
004111 | 3628 DUCK AVE |  | Polytube | Yes |  | 2023-05-04 |  | PVC | 1943 | Yes |  | 2023-05-04 |  | Non-lead
004112 | 8 HILTON HAVEN RD |  | Polytube | Yes |  | 2023-05-09 |  | PVC | 1959 | Yes |  | 2023-05-09 |  | Non-lead
004113 | 1722 VON PHISTER ST |  | Polytube | Yes |  | 2022-11-04 |  | PVC | 1949 | Yes |  | 2022-11-04 |  | Non-lead
004114 | 3624 DUCK AVE |  | Polytube | Yes |  | 2023-12-19 |  | PVC | 1948 | Yes |  | 2023-12-19 |  | Non-lead
004115 | 80401 OLD RD |  | Polytube | Yes |  | 2022-05-27 |  | PVC | 1957 | Yes |  | 2022-05-27 |  | Non-lead
004116 | TRADING POST 81868 OVERSEAS HWY |  | Polytube | Yes |  | 2022-06-23 |  | PVC | 1961 | Yes |  | 2022-06-23 |  | Non-lead
004117 | 2400 FOGARTY AVE |  | Polytube | Yes |  | 2023-01-12 |  | Copper | 1953 | Yes |  | 2023-01-12 |  | Non-lead
004118 | 1127 JOHNSON ST |  | Unknown, Non-Lead | Yes |  | 2019-01-22 |  | PVC | 2005 | Yes |  | 2019-01-22 |  | Non-lead
004119 | 2404 FOGARTY AVE |  | Copper | Yes |  | 2022-08-24 |  | PVC | 1949 | Yes |  | 2022-08-24 |  | Non-lead
004120 | 1025 VON PHISTER ST |  | Polytube | Yes |  | 2023-03-31 |  | PVC | 2000 | Yes |  | 2023-03-31 |  | Non-lead
004121 | 2409 HARRIS AVE |  | Polytube | Yes |  | 2022-08-16 |  | Copper | 1951 | Yes |  | 2022-08-16 |  | Non-lead
004122 | 81909 OLD HWY |  | Polytube | Yes |  | 2022-06-27 |  | PVC | 1954 | Yes |  | 2022-06-27 |  | Non-lead
004123 | 125 STERLING DR |  | Polytube | Yes |  | 2023-02-09 |  | PVC | 1948 | Yes |  | 2023-02-09 |  | Non-lead
004124 | 11 N CONCH AVE |  | Polytube | Yes |  | 2022-10-21 |  | PVC | 1961 | Yes |  | 2022-10-21 |  | Non-lead
004125 | 2201 SEIDENBERG AVE |  | Copper | Yes |  | 2023-04-26 |  | Copper | 1953 | Yes |  | 2023-04-26 |  | Non-lead
004126 | APT FRONT 1411 VON PHISTER ST |  | Polytube | Yes |  | 2022-11-04 |  | PVC | 1948 | Yes |  | 2022-11-04 |  | Non-lead
004127 | 716 THOMAS ST |  | Polytube | Yes |  | 2024-06-18 |  | Polytube | 1933 | Yes |  | 2024-06-18 |  | Non-lead
004128 | 160 CORAL RD |  | Polytube | Yes |  | 2022-06-10 |  | PVC | 1972 | Yes |  | 2022-06-10 |  | Non-lead
004130 | 100 ALBURY PT BLVD |  | Polytube | Yes |  | 2023-01-31 |  | PVC | 1918 | Yes |  | 2023-01-31 |  | Non-lead
004131 | 3636 DUCK AVE |  | Polytube | Yes |  | 2023-05-04 |  | PVC | 1958 | Yes |  | 2023-05-04 |  | Non-lead
004132 | 920 CENTER ST |  | Polytube | Yes |  | 2023-05-04 |  | PVC | 1953 | Yes |  | 2023-05-04 |  | Non-lead
004133 | 101910 OVERSEAS HWY |  | Unknown, Non-Lead | Yes |  | 2024-03-27 |  | PVC | 2006 | Yes |  | 2024-03-27 |  | Non-lead
004134 | 2011 FLAGLER AVE |  | Polytube | Yes |  | 2022-08-12 |  | PVC | 1950 | Yes |  | 2022-08-12 |  | Non-lead
004136 | 1314 PETRONIA ST |  | Polytube | Yes |  | 2022-09-19 |  | PVC | 1948 | Yes |  | 2022-09-19 |  | Non-lead
004137 | 82751 OVERSEAS HWY |  | Polytube | Yes |  | 2024-01-09 |  | PVC | 1953 | Yes |  | 2024-01-09 |  | Non-lead
004139 | 1612 JOSEPHINE ST |  | Copper | Yes |  | 2022-10-19 |  | PVC | 1958 | Yes |  | 2022-10-19 |  | Non-lead
004140 | 2511 FLAGLER AVE |  | Polytube | Yes |  | 2022-10-11 |  | PVC | 1949 | Yes |  | 2022-10-11 |  | Non-lead
004141 | 1520 WHITE ST |  | Polytube | Yes |  | 2022-09-08 |  | Copper | 1956 | Yes |  | 2022-09-08 |  | Non-lead
004142 | 2429 FOGARTY AVE |  | Polytube | Yes |  | 2022-08-23 |  | Copper | 1949 | Yes |  | 2022-08-23 |  | Non-lead
004143 | 2425 FOGARTY AVE |  | Polytube | Yes |  | 2022-08-23 |  | Copper | 1958 | Yes |  | 2022-08-23 |  | Non-lead
004144 | 720 THOMAS ST |  | Polytube | Yes |  | 2024-07-02 |  | PVC | 1933 | Yes |  | 2024-07-02 |  | Non-lead
004145 | 2017 HARRIS AVE |  | Polytube | Yes |  | 2023-11-09 |  | Copper | 1953 | Yes |  | 2023-11-09 |  | Non-lead
004146 | 2437 FOGARTY AVE |  | Polytube | Yes |  | 2022-08-23 |  | Copper | 1949 | Yes |  | 2022-08-23 |  | Non-lead
004147 | 2018 SEIDENBERG AVE |  | Polytube | Yes |  | 2023-04-26 |  | PVC | 1950 | Yes |  | 2023-04-26 |  | Non-lead
004148 | 2000 HARRIS AVE |  | Polytube | Yes |  | 2024-06-21 |  | PVC | 1947 | Yes |  | 2024-06-21 |  | Non-lead
004149 | 2105 SEIDENBERG AVE |  | Copper | Yes |  | 2024-01-08 |  | Copper | 1953 | Yes |  | 2024-01-08 |  | Non-lead
004150 | 1609 JOSEPHINE ST |  | Polytube | Yes |  | 2024-04-18 |  | PVC | 1958 | Yes |  | 2024-04-18 |  | Non-lead
004151 | 822 THOMAS ST |  | Polytube | Yes |  | 2023-05-04 |  | Copper | 1971 | Yes |  | 2023-05-04 |  | Non-lead
004152 | 902 EATON ST |  | Polytube | Yes |  | 2024-07-03 |  | PVC | 1943 | Yes |  | 2024-07-03 |  | Non-lead
004153 | 81645 OVERSEAS HWY |  | PVC | Yes |  | 2022-06-23 |  | PVC | 1958 | Yes |  | 2022-06-23 |  | Non-lead
004155 | 1203 JOHNSON ST |  | Polytube | Yes |  | 2022-11-03 |  | PVC | 1958 | Yes |  | 2022-11-03 |  | Non-lead
004156 | 3738 EAGLE AVE |  | Polytube | Yes |  | 2022-07-01 |  | PVC | 1958 | Yes |  | 2022-07-01 |  | Non-lead
004158 | 1508 JOHNSON ST |  | Copper | Yes |  | 2024-07-15 |  | PVC | 1950 | Yes |  | 2024-07-15 |  | Non-lead
004159 | HOUSE 1504 FLAGLER AVE |  | Polytube | Yes |  | 2022-08-26 |  | PVC | 1963 | Yes |  | 2022-08-26 |  | Non-lead
004160 | 1119 FLORIDA ST |  | Polytube | Yes |  | 2024-07-16 |  | PVC | 1928 | Yes |  | 2024-07-16 |  | Non-lead
004161 | 1501 WASHINGTON ST |  | Polytube | Yes |  | 2022-10-14 |  | PVC | 1943 | Yes |  | 2022-10-14 |  | Non-lead
004162 | 2017 SEIDENBERG AVE |  | Copper | Yes |  | 2023-04-26 |  | Copper | 1953 | Yes |  | 2023-04-26 |  | Non-lead
004163 | 209 24TH STREET |  | Polytube | Yes |  | 2023-07-25 |  | PVC | 1964 | Yes |  | 2023-07-25 |  | Non-lead
004164 | 2416 FOGARTY AVE |  | Copper | Yes |  | 2023-10-30 |  | Copper | 1949 | Yes |  | 2023-10-30 |  | Non-lead
004165 | 2412 PATTERSON AVE |  | Polytube | Yes |  | 2023-05-04 |  | PVC | 1949 | Yes |  | 2023-05-04 |  | Non-lead
004166 | 2122 STAPLES AVE |  | Polytube | Yes |  | 2023-04-26 |  | PVC | 1950 | Yes |  | 2023-04-26 |  | Non-lead
004167 | 2123 FLAGLER AVE |  | Polytube | Yes |  | 2022-08-24 |  | PVC | 1958 | Yes |  | 2022-08-24 |  | Non-lead
004168 | 2316 PATTERSON AVE |  | Polytube | Yes |  | 2023-05-04 |  | PVC | 1948 | Yes |  | 2023-05-04 |  | Non-lead
004169 | 2119 SEIDENBERG AVE |  | Polytube | Yes |  | 2023-03-15 |  | Copper | 1950 | Yes |  | 2023-03-15 |  | Non-lead
004170 | 2433 FOGARTY AVE |  | Polytube | Yes |  | 2022-08-23 |  | PVC | 1949 | Yes |  | 2022-08-23 |  | Non-lead
004171 | 825 JOHNSON LN |  | Polytube | Yes |  | 2023-03-30 |  | PVC | 1972 | Yes |  | 2023-03-30 |  | Non-lead
004172 | 1129 WASHINGTON ST |  | Polytube | Yes |  | 2023-05-04 |  | PVC | 1953 | Yes |  | 2023-05-04 |  | Non-lead
004173 | 808 OLIVIA ST |  | Polytube | Yes |  | 2023-03-23 |  | PVC | 1923 | Yes |  | 2023-03-23 |  | Non-lead
004174 | 2118 STAPLES AVE |  | Polytube | Yes |  | 2023-04-26 |  | PVC | 1950 | Yes |  | 2023-04-26 |  | Non-lead
004175 | 3623 EAGLE AVE |  | Polytube | Yes |  | 2022-06-14 |  | PVC | 1950 | Yes |  | 2022-06-14 |  | Non-lead
004176 | 3619 EAGLE AVE |  | Polytube | Yes |  | 2023-12-19 |  | PVC | 1950 | Yes |  | 2023-12-19 |  | Non-lead
004177 | APT A 250 43RD GULF ST |  | Polytube | Yes |  | 2022-09-16 |  | PVC | 1947 | Yes |  | 2022-09-16 |  | Non-lead
004178 | 237 24TH OCEAN ST |  | Polytube | Yes |  | 2023-11-21 |  | PVC | 1959 | Yes |  | 2023-11-21 |  | Non-lead
004179 | 2102 SEIDENBERG AVE |  | Polytube | Yes |  | 2023-04-26 |  | PVC | 1958 | Yes |  | 2023-04-26 |  | Non-lead
004180 | 2015 SEIDENBERG AVE |  | Copper | Yes |  | 2023-04-26 |  | Copper | 1953 | Yes |  | 2023-04-26 |  | Non-lead
004181 | 1733 OVERSEAS HWY |  | Polytube | Yes |  | 2022-11-28 |  | PVC | 1952 | Yes |  | 2022-11-28 |  | Non-lead
004182 | 87899 OVERSEAS HWY |  | Polytube | Yes |  | 2023-05-04 |  | PVC | 1985 | Yes |  | 2023-05-04 |  | Non-lead
004183 | 1233 SOUTH ST |  | Polytube | Yes |  | 2022-10-27 |  | PVC | 1950 | Yes |  | 2022-10-27 |  | Non-lead
004184 | APT 1 1224 FLAGLER AVE |  | Polytube | Yes |  | 2022-08-12 |  | PVC | 1958 | Yes |  | 2022-08-12 |  | Non-lead
004185 | 702 ELIZABETH ST |  | Polytube | Yes |  | 2023-01-03 |  | PVC | 1923 | Yes |  | 2023-01-03 |  | Non-lead
004186 | 2304 PATTERSON AVE |  | Polytube | Yes |  | 2023-05-04 |  | Copper | 1958 | Yes |  | 2023-05-04 |  | Non-lead
004187 | 2107 STAPLES AVE |  | Copper | Yes |  | 2022-08-15 |  | Copper | 1950 | Yes |  | 2022-08-15 |  | Non-lead
004189 | 1908 FOGARTY AVE |  | Polytube | Yes |  | 2023-04-26 |  | Copper | 1950 | Yes |  | 2023-04-26 |  | Non-lead
004190 | 2008 HARRIS AVE |  | Polytube | Yes |  | 2023-04-26 |  | PVC | 1958 | Yes |  | 2023-04-26 |  | Non-lead
004192 | 907 FRANCES ST |  | Polytube | Yes |  | 2023-03-14 |  | PVC | 1913 | Yes |  | 2023-03-14 |  | Non-lead
004193 | APT D 806 THOMAS ST |  | Polytube | Yes |  | 2022-11-28 |  | PVC | 1954 | Yes |  | 2022-11-28 |  | Non-lead
004194 | 1904 FOGARTY AVE |  | Polytube | Yes |  | 2024-07-10 |  | PVC | 1958 | Yes |  | 2024-07-10 |  | Non-lead
004195 | POOL HOUSE 704 OLIVIA ST |  | Polytube | Yes |  | 2023-01-12 |  | PVC | 1943 | Yes |  | 2023-01-12 |  | Non-lead
004196 | 1511 JOHNSON ST |  | Copper | Yes |  | 2023-04-26 |  | PVC | 1958 | Yes |  | 2023-04-26 |  | Non-lead
004197 | 711 WADDELL AVE |  | Polytube | Yes |  | 2023-04-25 |  | Polytube | 1952 | Yes |  | 2023-04-25 |  | Non-lead
004198 | 75995 OVERSEAS HWY |  | Polytube | Yes |  | 2022-07-18 |  | PVC | 1961 | Yes |  | 2022-07-18 |  | Non-lead
004199 | 1924 FOGARTY AVE |  | Polytube | Yes |  | 2022-05-16 |  | Copper | 1958 | Yes |  | 2022-05-16 |  | Non-lead
004200 | 1515 JOHNSON ST |  | Copper | Yes |  | 2023-04-26 |  | PVC | 1963 | Yes |  | 2023-04-26 |  | Non-lead
004201 | 83407 OVERSEAS HWY |  | Unknown, Non-Lead | Yes |  | 2021-11-12 |  | PVC | 1992 | Yes |  | 2021-11-12 |  | Non-lead
004202 | B1 113 OCEAN BAY DR |  | Polytube | Yes |  | 2022-07-14 |  | PVC | 1953 | Yes |  | 2022-07-14 |  | Non-lead
004203 | 593 61ST GULF ST |  | Unknown, Non-Lead | Yes |  | 2024-08-16 |  | Unknown, Non-Lead | 2007 | Yes |  | 2024-08-16 |  | Non-lead
004204 | 100 OCEAN LN |  | Polytube | Yes |  | 2022-06-21 |  | PVC | 1947 | Yes |  | 2022-06-21 |  | Non-lead
004205 | 2609 HARRIS AVE |  | Polytube | Yes |  | 2022-08-16 |  | Polytube | 1949 | Yes |  | 2022-08-16 |  | Non-lead
004206 | 2026 HARRIS AVE |  | Polytube | Yes |  | 2024-08-22 |  | PVC | 1958 | Yes |  | 2024-08-22 |  | Non-lead
004207 | 1920 FOGARTY AVE |  | Polytube | Yes |  | 2023-04-26 |  | PVC | 1950 | Yes |  | 2023-04-26 |  | Non-lead
004208 | APT FRONT 2410 PATTERSON AVE |  | Polytube | Yes |  | 2023-05-04 |  | PVC | 1958 | Yes |  | 2023-05-04 |  | Non-lead
004209 | 616 CANFIELD LN |  | Polytube | Yes |  | 2023-02-16 |  | PVC | 1901 | Yes |  | 2023-02-16 |  | Non-lead
004210 | 2104 HARRIS AVE |  | Unknown, Non-Lead | Yes |  | 2018-07-18 |  | Copper | 2008 | Yes |  | 2018-07-18 |  | Non-lead
004211 | 81 S CONCH AVE |  | Polytube | Yes |  | 2022-08-08 |  | PVC | 1953 | Yes |  | 2022-08-08 |  | Non-lead
004212 | 70 S CONCH AVE |  | Polytube | Yes |  | 2022-10-22 |  | PVC | 1947 | Yes |  | 2022-10-22 |  | Non-lead
004214 | 82661 OVERSEAS HWY |  | Polytube | Yes |  | 2022-07-11 |  | PVC | 1978 | Yes |  | 2022-07-11 |  | Non-lead
004215 | 120 OCEAN LN |  | Unknown, Non-Lead | Yes |  | 2022-03-23 |  | Unknown, Non-Lead | 2008 | Yes |  | 2022-03-23 |  | Non-lead
004216 | 111 N OCEAN LN |  | Polytube | Yes |  | 2022-07-11 |  | PVC | 1947 | Yes |  | 2022-07-11 |  | Non-lead
004218 | 2012 HARRIS AVE |  | Unknown, Non-Lead | Yes |  | 2018-08-30 |  | Unknown, Non-Lead | 2011 | Yes |  | 2018-08-30 |  | Non-lead
004219 | APT 2 UP 507 WHITEHEAD ST |  | Polytube | Yes |  | 2022-06-02 |  | PVC | 1940 | Yes |  | 2022-06-02 |  | Non-lead
004220 | 2420 FOGARTY AVE |  | Polytube | Yes |  | 2022-08-24 |  | PVC | 1949 | Yes |  | 2022-08-24 |  | Non-lead
004221 | 104000 OVERSEAS HWY |  | Unknown, Non-Lead | Yes |  | 2022-04-06 |  | Unknown, Non-Lead | 1988 | Yes |  | 2022-04-06 |  | Non-lead
004222 | 1203 WHITEHEAD ST |  | Polytube | Yes |  | 2022-07-05 |  | PVC | 1953 | Yes |  | 2022-07-05 |  | Non-lead
004223 | 2022 STAPLES AVE |  | Polytube | Yes |  | 2023-04-26 |  | PVC | 1950 | Yes |  | 2023-04-26 |  | Non-lead
004224 | 2023 STAPLES AVE |  | Polytube | Yes |  | 2024-07-15 |  | PVC | 1958 | Yes |  | 2024-07-15 |  | Non-lead
004226 | 728 THOMAS ST |  | Polytube | Yes |  | 2023-05-04 |  | PVC | 1953 | Yes |  | 2023-05-04 |  | Non-lead
004227 | 1402 ASHBY ST |  | Unknown | Yes |  | 2024-07-29 |  | Unknown | 1955 | Yes |  | 2024-07-29 |  | Lead Status Unknown
004229 | 20 S CONCH AVE |  | Polytube | Yes |  | 2023-06-05 |  | Polytube | 1953 | Yes |  | 2023-06-05 |  | Non-lead
004230 | 2007 SEIDENBERG AVE |  | Unknown, Non-Lead | No |  |  |  | Unknown, Non-Lead | 2005 | No |  |  |  | Non-lead
004231 | 2121 SEIDENBERG AVE |  | Polytube | Yes |  | 2024-08-20 |  | PVC |  | Yes |  | 2024-08-20 |  | Non-lead
004232 | 2100 HARRIS AVE |  | Polytube | Yes |  | 2023-04-26 |  | Copper | 1950 | Yes |  | 2023-04-26 |  | Non-lead
004233 | 2210 PATTERSON AVE |  | Polytube | Yes |  | 2023-04-26 |  | PVC | 1958 | Yes |  | 2023-04-26 |  | Non-lead
004234 | 2001 HARRIS AVE |  | Copper | Yes |  | 2023-04-26 |  | Copper | 1958 | Yes |  | 2023-04-26 |  | Non-lead
004235 | 2113 SEIDENBERG AVE |  | Copper | Yes |  | 2023-04-26 |  | Copper | 1953 | Yes |  | 2023-04-26 |  | Non-lead
004236 | 82160 OVERSEAS HWY |  | Polytube | Yes |  | 2022-06-22 |  | PVC | 1956 | Yes |  | 2022-06-22 |  | Non-lead
004237 | 106 MADEIRA RD |  | Polytube | Yes |  | 2022-07-01 |  | PVC | 1958 | Yes |  | 2022-07-01 |  | Non-lead
004238 | 901 THOMAS ST |  | Polytube | Yes |  | 2023-05-04 |  | PVC | 1933 | Yes |  | 2023-05-04 |  | Non-lead
004239 | 2020 HARRIS AVE |  | Polytube | Yes |  | 2023-04-26 |  | PVC | 1953 | Yes |  | 2023-04-26 |  | Non-lead
004240 | UNIT 1 31453 WARNER RD |  | Unknown, Non-Lead | Yes |  | 2024-06-20 |  | PVC | 2009 | Yes |  | 2024-06-20 |  | Non-lead
004242 | 800 50TH ST GULF |  | Unknown, Non-Lead | Yes |  | 2022-10-20 |  | PVC | 1958 | Yes |  | 2022-10-20 |  | Non-lead
004243 | 1911 HARRIS AVE |  | Polytube | Yes |  | 2022-11-29 |  | Polytube | 1948 | Yes |  | 2022-11-29 |  | Non-lead
004244 | 1222 FLORIDA ST |  | Polytube | Yes |  | 2022-08-30 |  | PVC | 1965 | Yes |  | 2022-08-30 |  | Non-lead
004245 | 425 GRINNELL ST |  | Polytube | Yes |  | 2024-04-08 |  | PVC | 1933 | Yes |  | 2024-04-08 |  | Non-lead
004246 | APT 1 DOWN 2018 HARRIS AVE |  | PVC | Yes |  | 2023-04-26 |  | PVC | 1953 | Yes |  | 2023-04-26 |  | Non-lead
004247 | 75260 OVERSEAS HWY |  | Polytube | Yes |  | 2022-07-05 |  | PVC | 1953 | Yes |  | 2022-07-05 |  | Non-lead
004248 | UNIT 2 DOWN 1117 DUVAL ST |  | Polytube | Yes |  | 2022-08-11 |  | Copper | 1943 | Yes |  | 2022-08-11 |  | Non-lead
004249 | 2008 FOGARTY AVE |  | Polytube | Yes |  | 2023-04-26 |  | PVC | 1953 | Yes |  | 2023-04-26 |  | Non-lead
004250 | 2027 FLAGLER AVE |  | Polytube | Yes |  | 2022-08-24 |  | Copper | 1950 | Yes |  | 2022-08-24 |  | Non-lead
004251 | 2009 SEIDENBERG AVE |  | Polytube | Yes |  | 2023-04-26 |  | Copper | 1935 | Yes |  | 2023-04-26 |  | Non-lead
004252 | 2021 HARRIS AVE |  | Polytube | Yes |  | 2024-04-19 |  | PVC | 1958 | Yes |  | 2024-04-19 |  | Non-lead
004253 | 2005 HARRIS AVE |  | Copper | Yes |  | 2023-04-26 |  | PVC | 1949 | Yes |  | 2023-04-26 |  | Non-lead
004254 | GULF 880 50TH ST |  | Polytube | Yes |  | 2024-05-22 |  | PVC | 1958 | Yes |  | 2024-05-22 |  | Non-lead
004256 | 136 MADEIRA RD |  | Polytube | Yes |  | 2023-08-01 |  | PVC | 1958 | Yes |  | 2023-08-01 |  | Non-lead
004257 | 1402 LAIRD ST |  | Unknown, Non-Lead | Yes |  | 2021-10-04 |  | Unknown, Non-Lead | 2008 | Yes |  | 2021-10-04 |  | Non-lead
004259 | 525 GRINNELL ST |  | Polytube | Yes |  | 2023-02-10 |  | PVC | 1928 | Yes |  | 2023-02-10 |  | Non-lead
004260 | 2216 FOGARTY AVE |  | Polytube | Yes |  | 2023-04-26 |  | PVC | 1954 | Yes |  | 2023-04-26 |  | Non-lead
004261 | 740 AMELIA ST |  | Polytube | Yes |  | 2023-03-17 |  | PVC | 1948 | Yes |  | 2023-03-17 |  | Non-lead
004262 | 508 VIRGINIA ST |  | Polytube | Yes |  | 2022-09-26 |  | PVC | 1943 | Yes |  | 2022-09-26 |  | Non-lead
004263 | 2024 FOGARTY AVE |  | Polytube | Yes |  | 2022-06-21 |  | Copper | 1953 | Yes |  | 2022-06-21 |  | Non-lead
004264 | 3429 EAGLE AVE |  | Polytube | Yes |  | 2023-05-04 |  | Copper | 1948 | Yes |  | 2023-05-04 |  | Non-lead
004265 | 3612 EAGLE AVE |  | Polytube | Yes |  | 2022-06-14 |  | PVC | 1958 | Yes |  | 2022-06-14 |  | Non-lead
004266 | 3616 EAGLE AVE |  | Polytube | Yes |  | 2022-06-14 |  | Copper | 1958 | Yes |  | 2022-06-14 |  | Non-lead
004267 | 3608 EAGLE AVE |  | Polytube | Yes |  | 2022-06-14 |  | Copper | 1955 | Yes |  | 2022-06-14 |  | Non-lead
004268 | 1909 STAPLES AVE |  | Polytube | Yes |  | 2023-04-26 |  | PVC | 1948 | Yes |  | 2023-04-26 |  | Non-lead
004269 | 1823 HARRIS AVE |  | Polytube | Yes |  | 2022-08-16 |  | PVC | 1948 | Yes |  | 2022-08-16 |  | Non-lead
004270 | 1409 ATLANTIC BLVD |  | Polytube | Yes |  | 2022-09-22 |  | Copper | 1958 | Yes |  | 2022-09-22 |  | Non-lead
004271 | 1419 ATLANTIC BLVD |  | Polytube | Yes |  | 2023-12-11 |  | Copper | 1953 | Yes |  | 2023-12-11 |  | Non-lead
004272 | 1423 ATLANTIC BLVD |  | Polytube | Yes |  | 2022-09-22 |  | Copper | 1953 | Yes |  | 2022-09-22 |  | Non-lead
004273 | 2112 HARRIS AVE |  | Polytube | Yes |  | 2023-04-26 |  | PVC | 1948 | Yes |  | 2023-04-26 |  | Non-lead
004275 | 1007 SIMONTON ST |  | Polytube | Yes |  | 2022-10-31 |  | PVC | 1933 | Yes |  | 2022-10-31 |  | Non-lead
004276 | 1521 SEMINARY ST |  | Polytube | Yes |  | 2022-10-31 |  | PVC | 1933 | Yes |  | 2022-10-31 |  | Non-lead
004277 | 150 S BAY HARBOR DR |  | Polytube | Yes |  | 2022-07-21 |  | PVC | 1949 | Yes |  | 2022-07-21 |  | Non-lead
004278 | APT 2 1224 FLAGLER AVE |  | Polytube | Yes |  | 2022-08-12 |  | PVC | 1958 | Yes |  | 2022-08-12 |  | Non-lead
004279 | 3821 EAGLE AVE |  | Polytube | Yes |  | 2022-07-01 |  | PVC | 1965 | Yes |  | 2022-07-01 |  | Non-lead
004280 | 1525 JOHNSON ST |  | Polytube | Yes |  | 2024-02-16 |  | PVC | 1958 | Yes |  | 2024-02-16 |  | Non-lead
004281 | 1100 VON PHSITER ST |  | Unknown, Non-Lead | Yes |  | 2019-03-20 |  | Unknown, Non-Lead | 2020 | Yes |  | 2019-03-20 |  | Non-lead
004282 | 2412 FOGARTY AVE |  | Polytube | Yes |  | 2023-08-11 |  | Copper | 1958 | Yes |  | 2023-08-11 |  | Non-lead
004283 | REAR 1009 WATSON ST |  | Polytube | Yes |  | 2023-07-20 |  | PVC | 1923 | Yes |  | 2023-07-20 |  | Non-lead
004284 | #5 1114 WATSON ST |  | Polytube | Yes |  | 2023-03-23 |  | Polytube | 1938 | Yes |  | 2023-03-23 |  | Non-lead
004285 | 223 TRUMAN AVE |  | Polytube | Yes |  | 2023-03-06 |  | PVC | 1976 | Yes |  | 2023-03-06 |  | Non-lead
004286 | 2021 SEIDENBERG AVE |  | Polytube | Yes |  | 2023-08-16 |  | PVC | 1950 | Yes |  | 2023-08-16 |  | Non-lead
004287 | 2004 HARRIS AVE |  | Polytube | Yes |  | 2023-01-11 |  | Copper | 1947 | Yes |  | 2023-01-11 |  | Non-lead
004288 | 8 NASSAU LN |  | Unknown, Non-Lead | No |  |  |  | Unknown, Non-Lead | 2006 | No |  |  |  | Non-lead
004290 | 2025 HARRIS AVE |  | Polytube | Yes |  | 2024-04-19 |  | PVC | 1953 | Yes |  | 2024-04-19 |  | Non-lead
004291 | 1716 SOUTH ST |  | Copper | Yes |  | 2022-10-26 |  | PVC | 1928 | Yes |  | 2022-10-26 |  | Non-lead
004292 | 2013 HARRIS AVE |  | Copper | Yes |  | 2023-08-18 |  | Copper | 1953 | Yes |  | 2023-08-18 |  | Non-lead
004293 | 1002 THOMAS ST |  | Polytube | Yes |  | 2023-05-04 |  | PVC | 1938 | Yes |  | 2023-05-04 |  | Non-lead
004294 | 910 POHALSKI ST |  | Polytube | Yes |  | 2023-03-23 |  | PVC | 1928 | Yes |  | 2023-03-23 |  | Non-lead
004295 | 81868 OVERSEAS HWY |  | Polytube | Yes |  | 2022-06-23 |  | PVC | 1964 | Yes |  | 2022-06-23 |  | Non-lead
004297 | 2713 FLAGLER AVE |  | Polytube | Yes |  | 2024-08-23 |  | PVC | 1970 | Yes |  | 2024-08-23 |  | Non-lead
004298 | 1019 WATSON LN |  | Polytube | Yes |  | 2023-03-23 |  | Polytube | 1934 | Yes |  | 2023-03-23 |  | Non-lead
004300 | REAR 909 POHALSKI LN |  | Polytube | Yes |  | 2023-03-23 |  | PVC | 1928 | Yes |  | 2023-03-23 |  | Non-lead
004313 | 2101 SEIDENBERG AVE |  | Polytube | Yes |  | 2023-04-26 |  | Copper | 1951 | Yes |  | 2023-04-26 |  | Non-lead
004314 | 620 SOUTHARD ST |  | Polytube | Yes |  | 2023-03-06 |  | PVC | 1943 | Yes |  | 2023-03-06 |  | Non-lead
004315 | 1040 UNITED ST |  | Polytube | Yes |  | 2023-03-22 |  | PVC | 1928 | Yes |  | 2023-03-22 |  | Non-lead
004316 | 2011 STAPLES AVE |  | Copper | Yes |  | 2023-04-26 |  | PVC | 1950 | Yes |  | 2023-04-26 |  | Non-lead
004317 | 2418 PATTERSON AVE |  | Polytube | Yes |  | 2023-05-04 |  | Copper | 1943 | Yes |  | 2023-05-04 |  | Non-lead
004318 | 2115 STAPLES AVE |  | Polytube | Yes |  | 2023-04-26 |  | PVC | 1950 | Yes |  | 2023-04-26 |  | Non-lead
004319 | 2026 STAPLES AVE |  | Polytube | Yes |  | 2023-04-26 |  | PVC | 1950 | Yes |  | 2023-04-26 |  | Non-lead
004320 | 2111 STAPLES AVE |  | Polytube | Yes |  | 2023-04-26 |  | PVC | 1950 | Yes |  | 2023-04-26 |  | Non-lead
004321 | 2120 HARRIS AVE |  | Polytube | Yes |  | 2024-09-11 |  | PVC | 1948 | Yes |  | 2024-09-11 |  | Non-lead
004322 | 2015 FLAGLER AVE |  | Polytube | Yes |  | 2022-08-24 |  | PVC | 1958 | Yes |  | 2022-08-24 |  | Non-lead
004323 | 3836 DUCK AVE |  | Polytube | Yes |  | 2022-07-06 |  | PVC | 1963 | Yes |  | 2022-07-06 |  | Non-lead
004324 | 2101 HARRIS AVE |  | Copper | Yes |  | 2023-10-13 |  | Copper | 1949 | Yes |  | 2023-10-13 |  | Non-lead
004325 | 1224 FLORIDA ST |  | Polytube | Yes |  | 2024-03-14 |  | PVC | 1965 | Yes |  | 2024-03-14 |  | Non-lead
004327 | 2111 FLAGLER AVE |  | Polytube | Yes |  | 2022-08-12 |  | PVC | 1958 | Yes |  | 2022-08-12 |  | Non-lead
004329 | 2117 HARRIS AVE |  | Polytube | Yes |  | 2022-11-18 |  | PVC | 1949 | Yes |  | 2022-11-18 |  | Non-lead
004330 | 2200 FOGARTY AVE |  | Polytube | Yes |  | 2023-04-26 |  | PVC | 1949 | Yes |  | 2023-04-26 |  | Non-lead
004331 | 620 ELIZABETH ST |  | Polytube | Yes |  | 2023-02-16 |  | PVC | 1870 | Yes |  | 2023-02-16 |  | Non-lead
004332 | 2204 FOGARTY AVE |  | Polytube | Yes |  | 2023-04-26 |  | Polytube | 1949 | Yes |  | 2023-04-26 |  | Non-lead
004333 | 2102 STAPLES AVE |  | Polytube | Yes |  | 2023-04-26 |  | PVC | 1958 | Yes |  | 2023-04-26 |  | Non-lead
004334 | 2329 FOGARTY AVE |  | Polytube | Yes |  | 2022-08-19 |  | Copper | 1958 | Yes |  | 2022-08-19 |  | Non-lead
004336 | 2009 HARRIS AVE |  | Copper | Yes |  | 2023-04-26 |  | Copper | 1958 | Yes |  | 2023-04-26 |  | Non-lead
004337 | 2010 SEIDENBERG AVE |  | Polytube | Yes |  | 2022-08-18 |  | Copper | 1958 | Yes |  | 2022-08-18 |  | Non-lead
004338 | 2004 FOGARTY AVE |  | Polytube | Yes |  | 2023-04-26 |  | PVC | 1948 | Yes |  | 2023-04-26 |  | Non-lead
004339 | 615 11TH OCEAN St |  | Polytube | Yes |  | 2023-01-25 |  | Polytube | 1958 | Yes |  | 2023-01-25 |  | Non-Lead
004340 | 327 ELIZABETH ST |  | Polytube | Yes |  | 2023-02-16 |  | PVC | 1953 | Yes |  | 2023-02-16 |  | Non-lead
004341 | 143 BAYVIEW DR |  | Polytube | Yes |  | 2023-01-30 |  | PVC | 1950 | Yes |  | 2023-01-30 |  | Non-lead
004342 | 91700 OVERSEAS HWY |  | Polytube | Yes |  | 2023-02-08 |  | PVC | 1958 | Yes |  | 2023-02-08 |  | Non-lead
004344 | 2105 HARRIS AVE |  | Copper | Yes |  | 2024-05-15 |  | Copper | 1949 | Yes |  | 2024-05-15 |  | Non-lead
004345 | 101954 OVERSEAS HWY |  | Unknown, Non-Lead | Yes |  | 2021-12-01 |  | Unknown, Non-Lead | 2008 | Yes |  | 2021-12-01 |  | Non-lead
004347 | 2205 HARRIS AVE |  | Polytube | Yes |  | 2022-08-19 |  | Copper | 1949 | Yes |  | 2022-08-19 |  | Non-lead
004349 | 2203 HARRIS AVE |  | Copper | Yes |  | 2023-04-26 |  | PVC | 1949 | Yes |  | 2023-04-26 |  | Non-lead
004350 | 3802 EAGLE AVE |  | Polytube | Yes |  | 2023-12-12 |  | PVC | 2015 | Yes |  | 2023-12-12 |  | Non-lead
004351 | 1439 8TH ST |  | Polytube | Yes |  | 2020-05-27 |  | PVC | 2007 | Yes |  | 2020-05-27 |  | Non-lead
004354 | 560 AVENUE C |  | Unknown, Non-Lead | Yes |  | 2024-04-15 |  | Unknown, Non-Lead | 1997 | Yes |  | 2024-04-15 |  | Non-lead
004355 | 34 1ST ST |  | Polytube | Yes |  | 2023-09-27 |  | PVC | 1938 | Yes |  | 2023-09-27 |  | Non-lead
004356 | 1300 4TH ST |  | Polytube | Yes |  | 2023-04-26 |  | PVC | 1949 | Yes |  | 2023-04-26 |  | Non-lead
004357 | 99500 OVERSEAS DBA BURGER KING HWY |  | Polytube | Yes |  | 2023-02-06 |  | PVC | 1978 | Yes |  | 2023-02-06 |  | Non-lead
004358 | BTW HWYS 97674 OVERSEAS HWY |  | Polytube | Yes |  | 2022-11-30 |  | PVC | 1948 | Yes |  | 2022-11-30 |  | Non-lead
004360 | 707 SOUTHARD ST |  | Polytube | Yes |  | 2023-03-06 |  | PVC | 1933 | Yes |  | 2023-03-06 |  | Non-lead
004361 | 2009 FOGARTY AVE |  | Polytube | Yes |  | 2024-03-15 |  | Copper | 1949 | Yes |  | 2024-03-15 |  | Non-lead
004362 | 1410 WHITE ST |  | Polytube | Yes |  | 2022-06-17 |  | PVC | 1928 | Yes |  | 2022-06-17 |  | Non-lead
004363 | 2013 FOGARTY AVE |  | Polytube | Yes |  | 2023-07-17 |  | PVC | 1949 | Yes |  | 2023-07-17 |  | Non-lead
004364 | APT FRONT 2109 HARRIS AVE |  | Copper | Yes |  | 2023-04-26 |  | PVC | 1953 | Yes |  | 2023-04-26 |  | Non-lead
004366 | 2015 STAPLES AVE |  | Polytube | Yes |  | 2023-09-19 |  | PVC | 1950 | Yes |  | 2023-09-19 |  | Non-lead
004367 | 2112 PATTERSON AVE |  | Polytube | Yes |  | 2023-04-26 |  | PVC | 1958 | Yes |  | 2023-04-26 |  | Non-lead
004368 | 2006 SEIDENBERG AVE |  | Polytube | Yes |  | 2023-04-26 |  | PVC | 1968 | Yes |  | 2023-04-26 |  | Non-lead
004369 | 603 THOMAS ST |  | Polytube | Yes |  | 2024-10-03 |  | PVC | 1938 | Yes |  | 2024-10-03 |  | Non-lead
004370 | 2022 SEIDENBERG AVE |  | Polytube | Yes |  | 2023-04-26 |  | PVC | 1958 | Yes |  | 2023-04-26 |  | Non-lead
004371 | 809 VIRGINIA ST |  | Polytube | Yes |  | 2023-03-23 |  | PVC | 1933 | Yes |  | 2023-03-23 |  | Non-lead
004373 | 54 SUNSET RD |  | Polytube | Yes |  | 2022-07-21 |  | PVC |  | Yes |  | 2022-07-21 |  | Non-lead
004374 | 1219 FLAGLER AVE |  | Polytube | Yes |  | 2022-05-16 |  | PVC | 1940 | Yes |  | 2022-05-16 |  | Non-lead
004375 | 1223 FLAGLER AVE |  | Polytube | Yes |  | 2022-08-12 |  | PVC | 1958 | Yes |  | 2022-08-12 |  | Non-lead
004376 | 1314 ANGELA ST |  | Polytube | Yes |  | 2023-02-01 |  | PVC | 1933 | Yes |  | 2023-02-01 |  | Non-lead
004377 | 2118 HARRIS AVE |  | Polytube | Yes |  | 2023-04-26 |  | PVC | 1950 | Yes |  | 2023-04-26 |  | Non-lead
004378 | 900 JOHNSON ST |  | Polytube | Yes |  | 2022-11-03 |  | Copper | 1963 | Yes |  | 2022-11-03 |  | Non-lead
004379 | 2201 FOGARTY AVE |  | Polytube | Yes |  | 2023-04-26 |  | Copper | 1949 | Yes |  | 2023-04-26 |  | Non-lead
004380 | 2113 HARRIS AVE |  | Copper | Yes |  | 2023-12-12 |  | PVC | 1943 | Yes |  | 2023-12-12 |  | Non-lead
004381 | 2000 FOGARTY AVE |  | Polytube | Yes |  | 2023-04-26 |  | PVC | 1953 | Yes |  | 2023-04-26 |  | Non-lead
004382 | 2509 STAPLES AVE |  | Polytube | Yes |  | 2022-08-15 |  | PVC | 1950 | Yes |  | 2022-08-15 |  | Non-lead
004383 | 1423 WASHINGTON ST |  | Polytube | Yes |  | 2022-10-14 |  | PVC | 1958 | Yes |  | 2022-10-14 |  | Non-lead
004384 | 1422 LEON ST |  | Polytube | Yes |  | 2022-09-22 |  | PVC | 1938 | Yes |  | 2022-09-22 |  | Non-lead
004385 | 2501 STAPLES AVE |  | Polytube | Yes |  | 2024-03-15 |  | PVC | 1958 | Yes |  | 2024-03-15 |  | Non-lead
004387 | 81800 OVERSEAS HWY |  | Polytube | Yes |  | 2022-06-23 |  | PVC | 1953 | Yes |  | 2022-06-23 |  | Non-lead
004388 | 139 BAYVIEW DR |  | Polytube | Yes |  | 2023-01-30 |  | PVC | 1950 | Yes |  | 2023-01-30 |  | Non-lead
004390 | 119 STERLING DR |  | Polytube | Yes |  | 2023-02-09 |  | PVC | 1951 | Yes |  | 2023-02-09 |  | Non-lead
004391 | 81905 OLD RD |  | Polytube | Yes |  | 2022-09-19 |  | PVC | 1952 | Yes |  | 2022-09-19 |  | Non-lead
004392 | 180 HARBORVIEW & DIC DR |  | Polytube | Yes |  | 2023-01-30 |  | PVC | 1945 | Yes |  | 2023-01-30 |  | Non-lead
004394 | 4291 GULFVIEW AVE |  | Polytube | Yes |  | 2022-10-20 |  | PVC | 1953 | Yes |  | 2022-10-20 |  | Non-lead
004396 | 99490 OVERSEAS HWY |  | Unknown | No |  |  |  | Unknown | 1957 | No |  |  |  | Lead Status Unknown
004397 | 816 TERRY LN |  | Unknown, Non-Lead | Yes |  | 2023-01-06 |  | Unknown, Non-Lead | 2006 | Yes |  | 2023-01-06 |  | Non-lead
004398 | 1314 WHALTON ST |  | Polytube | Yes |  | 2022-10-18 |  | PVC | 1938 | Yes |  | 2022-10-18 |  | Non-lead
004399 | 2103 STAPLES AVE |  | Copper | Yes |  | 2023-04-26 |  | PVC | 1958 | Yes |  | 2023-04-26 |  | Non-lead
004400 | 2106 STAPLES AVE |  | Polytube | Yes |  | 2023-04-26 |  | PVC | 1958 | Yes |  | 2023-04-26 |  | Non-lead
004402 | 2014 SEIDENBERG AVE |  | Polytube | Yes |  | 2023-04-26 |  | PVC | 1950 | Yes |  | 2023-04-26 |  | Non-lead
004404 | 707 TRUMAN AVE |  | Polytube | Yes |  | 2023-03-23 |  | PVC | 1943 | Yes |  | 2023-03-23 |  | Non-lead
004405 | 2012 FOGARTY AVE |  | Copper | Yes |  | 2022-09-19 |  | PVC | 1949 | Yes |  | 2022-09-19 |  | Non-lead
004406 | 17279 OLEANDER LN |  | Polytube | Yes |  | 2025-07-18 |  | PVC | 1958 | Yes |  | 2025-07-18 |  | Non-lead
004407 | #7 5450 McDONALD AVE |  | Unknown, Non-Lead | Yes |  | 2024-07-23 |  | Unknown, Non-Lead | 2001 | Yes |  | 2024-07-23 |  | Non-lead
004408 | UNIT 102 207 PETRONIA ST |  | Polytube | Yes |  | 2022-06-10 |  | PVC | 1997 | Yes |  | 2022-06-10 |  | Non-lead
004409 | 2527 SEIDENBERG AVE |  | Copper | Yes |  | 2022-06-10 |  | PVC | 1949 | Yes |  | 2022-06-10 |  | Non-lead
004410 | 1220 51ST GULF ST |  | Polytube | Yes |  | 2022-10-20 |  | PVC | 1954 | Yes |  | 2022-10-20 |  | Non-lead
004411 | 90 S CONCH AVE |  | Polytube | Yes |  | 2022-10-22 |  | PVC | 1979 | Yes |  | 2022-10-22 |  | Non-lead
004412 | 29 BOWEN DR |  | Unknown | Yes |  | 2024-04-11 |  | Unknown | 1959 | Yes |  | 2024-04-11 |  | Lead Status Unknown
004413 | 1434 VIRGINIA ST |  | Polytube | Yes |  | 2023-03-23 |  | PVC | 1933 | Yes |  | 2023-03-23 |  | Non-lead
004414 | #DWN 1112 VIRGINIA ST |  | Polytube | Yes |  | 2023-04-04 |  | PVC | 1943 | Yes |  | 2023-04-04 |  | Non-lead
004415 | APT C 507 SOUTH ST |  | Polytube | Yes |  | 2022-09-26 |  | PVC | 1963 | Yes |  | 2022-09-26 |  | Non-lead
004416 | 1413 GRINNELL ST |  | Polytube | Yes |  | 2024-05-13 |  | PVC | 1943 | Yes |  | 2024-05-13 |  | Non-lead
004417 | 1217 KNOWLES LN |  | Polytube | Yes |  | 2023-03-23 |  | PVC | 1943 | Yes |  | 2023-03-23 |  | Non-lead
004418 | 2016 FOGARTY AVE |  | Polytube | Yes |  | 2023-04-26 |  | PVC | 1953 | Yes |  | 2023-04-26 |  | Non-lead
004419 | 2117 FOGARTY AVE |  | Polytube | Yes |  | 2023-04-26 |  | PVC | 1949 | Yes |  | 2023-04-26 |  | Non-lead
004420 | APT UP 1112 VIRGINIA ST |  | Polytube | Yes |  | 2023-03-23 |  | PVC | 1943 | Yes |  | 2023-03-23 |  | Non-lead
004421 | 408 UNITED ST |  | Polytube | Yes |  | 2024-05-08 |  | Polytube | 1948 | Yes |  | 2024-05-08 |  | Non-Lead
004422 | 532 GRINNELL ST |  | Polytube | Yes |  | 2023-02-10 |  | PVC | 1928 | Yes |  | 2023-02-10 |  | Non-lead
004423 | APT A 815 SOUTHARD ST |  | Polytube | Yes |  | 2023-03-06 |  | PVC | 1930 | Yes |  | 2023-03-06 |  | Non-lead
004424 | 1623 LAIRD ST |  | Polytube | Yes |  | 2023-04-26 |  | PVC | 1958 | Yes |  | 2023-04-26 |  | Non-lead
004425 | GUEST HOUSE 224 PETRONIA ST |  | Unknown, Non-Lead | Yes |  | 2024-03-08 |  | Unknown, Non-Lead | 1989 | Yes |  | 2024-03-08 |  | Non-lead
004426 | 2007 STAPLES AVE |  | Polytube | Yes |  | 2023-04-26 |  | Copper | 1958 | Yes |  | 2023-04-26 |  | Non-lead
004427 | 2115 FLAGLER AVE |  | Polytube | Yes |  | 2024-03-15 |  | PVC | 1950 | Yes |  | 2024-03-15 |  | Non-lead
004428 | 1311 LAIRD ST |  | Polytube | Yes |  | 2022-09-23 |  | PVC | 1973 | Yes |  | 2022-09-23 |  | Non-lead
004429 | GARAGE 408 UNITED ST |  | Polytube | No |  |  |  | None | 1938 | No |  |  |  | Non-lead
004430 | APT A 624 FLEMING ST |  | Polytube | Yes |  | 2023-03-06 |  | PVC | 1980 | Yes |  | 2023-03-06 |  | Non-lead
004431 | 3605 EAGLE AVE |  | Polytube | Yes |  | 2022-06-14 |  | PVC | 1965 | Yes |  | 2022-06-14 |  | Non-lead
004433 | 2108 HARRIS AVE |  | Polytube | Yes |  | 2023-04-26 |  | PVC | 1950 | Yes |  | 2023-04-26 |  | Non-lead
004434 | 2311 SEIDENBERG AVE |  | Polytube | Yes |  | 2022-08-18 |  | PVC | 1953 | Yes |  | 2022-08-18 |  | Non-lead
004435 | 109 AVOCADO ST |  | Polytube | Yes |  | 2022-06-22 |  | PVC | 1963 | Yes |  | 2022-06-22 |  | Non-lead
004436 | 101 908 SOUTHARD ST |  | Unknown | Yes |  | 2023-01-04 |  | PVC | 1987 | Yes |  | 2023-01-04 |  | Lead Status Unknown
004437 | APT A 717 EISENHOWER DR |  | Polytube | Yes |  | 2022-09-07 |  | PVC | 1968 | Yes |  | 2022-09-07 |  | Non-lead
004438 | APT B 717 EISENHOWER DR |  | Polytube | Yes |  | 2022-09-07 |  | PVC | 1968 | Yes |  | 2022-09-07 |  | Non-lead
004441 | 271 S BAY HARBOR DR |  | Polytube | Yes |  | 2022-07-21 |  | PVC | 1973 | Yes |  | 2022-07-21 |  | Non-lead
004444 | 2109 FOGARTY AVE |  | Polytube | Yes |  | 2023-04-26 |  | PVC | 1949 | Yes |  | 2023-04-26 |  | Non-lead
004445 | 201 PRESTON ST |  | Polytube | Yes |  | 2022-06-27 |  | PVC | 1958 | Yes |  | 2022-06-27 |  | Non-lead
004446 | APT REAR 1505 WHITE ST |  | Polytube | Yes |  | 2023-10-12 |  | PVC | 1958 | Yes |  | 2023-10-12 |  | Non-lead
004447 | 2106 SEIDENBERG AVE |  | Polytube | Yes |  | 2023-04-26 |  | PVC | 1950 | Yes |  | 2023-04-26 |  | Non-lead
004448 | 2119 FLAGLER AVE |  | Polytube | Yes |  | 2022-08-24 |  | PVC | 1950 | Yes |  | 2022-08-24 |  | Non-lead
004449 | 2019 STAPLES AVE |  | Polytube | Yes |  | 2020-08-17 |  | Copper | 1958 | Yes |  | 2020-08-17 |  | Non-lead
004450 | 2026 SEIDENBERG AVE |  | Polytube | Yes |  | 2023-04-26 |  | Copper | 1950 | Yes |  | 2023-04-26 |  | Non-lead
004451 | 2002 SEIDENBERG AVE |  | Polytube | Yes |  | 2023-04-26 |  | PVC | 1958 | Yes |  | 2023-04-26 |  | Non-lead
004452 | 2003 STAPLES AVE |  | Polytube | Yes |  | 2024-05-15 |  | PVC | 1949 | Yes |  | 2024-05-15 |  | Non-lead
004453 | 2103 FLAGLER AVE |  | Polytube | Yes |  | 2022-08-24 |  | PVC | 1958 | Yes |  | 2022-08-24 |  | Non-lead
004454 | 3533 FLAGLER AVE |  | Polytube | Yes |  | 2023-05-04 |  | PVC | 1955 | Yes |  | 2023-05-04 |  | Non-lead
004455 | 2107 FLAGLER AVE |  | Polytube | Yes |  | 2022-08-24 |  | PVC | 1958 | Yes |  | 2022-08-24 |  | Non-lead
004456 | 1026 VON PHISTER ST |  | Polytube | Yes |  | 2022-11-04 |  | PVC | 1958 | Yes |  | 2022-11-04 |  | Non-lead
004457 | 1009 1/2 SOUTH ST |  | Polytube | Yes |  | 2022-10-27 |  | PVC | 1933 | Yes |  | 2022-10-27 |  | Non-lead
004459 | 2203 FLAGLER AVE |  | Polytube | Yes |  | 2022-08-24 |  | Copper | 1962 | Yes |  | 2022-08-24 |  | Non-lead
004460 | 2205 FLAGLER AVE |  | Polytube | Yes |  | 2022-08-24 |  | Copper | 1962 | Yes |  | 2022-08-24 |  | Non-lead
004461 | 75280 OVERSEAS HWY |  | Polytube | Yes |  | 2023-10-16 |  | PVC | 1993 | Yes |  | 2023-10-16 |  | Non-lead
004462 | 323 ANGELA ST |  | Polytube | Yes |  | 2022-06-02 |  | Polytube | 1920 | Yes |  | 2022-06-02 |  | Non-lead
004463 | 2113 FOGARTY AVE |  | Polytube | Yes |  | 2024-03-13 |  | PVC | 1949 | Yes |  | 2024-03-13 |  | Non-lead
004464 | 314 VIRGINIA ST |  | Polytube | Yes |  | 2022-06-28 |  | Polytube | 1938 | Yes |  | 2022-06-28 |  | Non-lead
004465 | 88901 OVERSEAS HWY |  | Polytube | Yes |  | 2022-06-14 |  | PVC | 1983 | Yes |  | 2022-06-14 |  | Non-lead
004466 | 903 CASA MARINA CT |  | Polytube | Yes |  | 2022-06-10 |  | Polytube | 1948 | Yes |  | 2022-06-10 |  | Non-lead
004467 | 1615 LAIRD ST |  | Copper | Yes |  | 2023-04-26 |  | PVC | 1938 | Yes |  | 2023-04-26 |  | Non-lead
004468 | 705 CHAPMAN LN |  | Polytube | Yes |  | 2022-07-12 |  | PVC | 1933 | Yes |  | 2022-07-12 |  | Non-lead
004470 | 2200 PATTERSON AVE |  | Polytube | Yes |  | 2023-04-26 |  | PVC | 1950 | Yes |  | 2023-04-26 |  | Non-lead
004471 | APT 3 1500 SEMINARY ST |  | Polytube | Yes |  | 2022-10-31 |  | PVC | 1928 | Yes |  | 2022-10-31 |  | Non-lead
004472 | UNIT 4E 1500 SEMINARY ST |  | Polytube | Yes |  | 2022-10-31 |  | PVC | 1928 | Yes |  | 2022-10-31 |  | Non-lead
004473 | 7 THOMPSON LN |  | Polytube | Yes |  | 2024-05-20 |  | PVC | 1933 | Yes |  | 2024-05-20 |  | Non-lead
004474 | 2005 FOGARTY AVE |  | Polytube | Yes |  | 2023-04-26 |  | Copper | 1949 | Yes |  | 2023-04-26 |  | Non-lead
004475 | 2110 STAPLES AVE |  | Polytube | Yes |  | 2023-04-26 |  | PVC | 1959 | Yes |  | 2023-04-26 |  | Non-lead
004476 | 212 PRESTON ST |  | Polytube | Yes |  | 2022-06-27 |  | PVC | 1950 | Yes |  | 2022-06-27 |  | Non-lead
004477 | 214 PRESTON ST |  | Polytube | Yes |  | 2022-06-27 |  | PVC | 1950 | Yes |  | 2022-06-27 |  | Non-lead
004478 | 109 BEACH RD |  | Polytube | Yes |  | 2022-06-27 |  | PVC | 1938 | Yes |  | 2022-06-27 |  | Non-lead
004479 | 95450 OVERSEAS TRACT 7A HWY |  | Polytube | Yes |  | 2022-09-20 |  | Polytube | 1981 | Yes |  | 2022-09-20 |  | Non-lead
004480 | 95410 OVERSEAS HWY POLE #447 |  | Polytube | Yes |  | 2024-07-10 |  | PVC | 1963 | Yes |  | 2024-07-10 |  | Non-lead
004481 | 3434 EAGLE AVE |  | Polytube | Yes |  | 2022-06-14 |  | PVC | 1958 | Yes |  | 2022-06-14 |  | Non-lead
004483 | 2603 FLAGLER AVE |  | Polytube | Yes |  | 2023-07-17 |  | PVC | 1963 | Yes |  | 2023-07-17 |  | Non-lead
004484 | 2123 STAPLES AVE |  | Polytube | Yes |  | 2023-04-26 |  | PVC | 1950 | Yes |  | 2023-04-26 |  | Non-lead
004485 | SLIP D06 1801 N ROOSEVELT BLVD |  | Polytube | Yes |  | 2022-07-12 |  | Unknown | 1983 | Yes |  | 2022-07-12 |  | Lead Status Unknown
004486 | 28575 OVERSEAS HWY |  | Polytube | Yes |  | 2023-01-24 |  | PVC | 1958 | Yes |  | 2023-01-24 |  | Non-lead
004487 | 75690 OVERSEAS HWY |  | Polytube | Yes |  | 2022-07-05 |  | PVC | 1968 | Yes |  | 2022-07-05 |  | Non-lead
004488 | 817 WADDELL AVE |  | Unknown, Non-Lead | Yes |  | 2020-12-14 |  | PVC | 2012 | Yes |  | 2020-12-14 |  | Non-lead
004489 | 2114 STAPLES AVE |  | Copper | No |  |  |  | Copper | 1953 | No |  |  |  | Non-lead
004490 | 615 AMELIA ST |  | Unknown, Non-Lead | Yes |  | 2019-02-22 |  | Unknown, Non-Lead | 1990 | Yes |  | 2019-02-22 |  | Non-lead
004492 | 1415 ROSE ST |  | Copper | Yes |  | 2022-08-29 |  | PVC | 1953 | Yes |  | 2022-08-29 |  | Non-lead
004493 | APT 2 UP 530 PETRONIA ST |  | Polytube | Yes |  | 2022-10-31 |  | PVC | 1948 | Yes |  | 2022-10-31 |  | Non-lead
004495 | 156 S BAY HARBOR DR |  | Polytube | Yes |  | 2022-05-12 |  | PVC | 1963 | Yes |  | 2022-05-12 |  | Non-lead
004497 | 824 SHAVERS LN |  | Polytube | Yes |  | 2022-09-26 |  | PVC | 1933 | Yes |  | 2022-09-26 |  | Non-lead
004498 | 1117 GEORGIA ST |  | Polytube | Yes |  | 2023-05-04 |  | PVC | 1939 | Yes |  | 2023-05-04 |  | Non-lead
004500 | 12 DUVAL ST |  | Polytube | Yes |  | 2023-12-06 |  | PVC | 1980 | Yes |  | 2023-12-06 |  | Non-lead
004501 | 629 ELIZABETH ST |  | Copper | Yes |  | 2023-01-03 |  | PVC | 1900 | Yes |  | 2023-01-03 |  | Non-lead
004502 | 18 N CONCH AVE |  | Polytube | Yes |  | 2024-06-10 |  | Polytube | 1968 | Yes |  | 2024-06-10 |  | Non-lead
004503 | 912-914 DUVAL ST |  | Unknown, Non-Lead | Yes |  | 2019-09-24 |  | PVC | 1996 | Yes |  | 2019-09-24 |  | Non-lead
004504 | 1410 LAIRD ST |  | Polytube | Yes |  | 2022-09-26 |  | PVC | 1954 | Yes |  | 2022-09-26 |  | Non-lead
004505 | 8 HAVANA LN |  | Polytube | Yes |  | 2024-06-24 |  | PVC | 1919 | Yes |  | 2024-06-24 |  | Non-lead
004506 | 1103 TRUMAN AVE |  | Polytube | Yes |  | 2023-03-23 |  | PVC | 1925 | Yes |  | 2023-03-23 |  | Non-lead
004507 | 1424 S ROOSEVELT BLVD |  | Polytube | Yes |  | 2023-08-22 |  | PVC | 1958 | Yes |  | 2023-08-22 |  | Non-lead
004508 | 803 EMMA ST |  | Polytube | Yes |  | 2024-02-15 |  | PVC | 1943 | Yes |  | 2024-02-15 |  | Non-lead
004509 | 517 MARGARET ST |  | Polytube | Yes |  | 2023-01-31 |  | PVC | 1933 | Yes |  | 2023-01-31 |  | Non-lead
004510 | APT 1 722 ELIZABETH ST |  | Polytube | Yes |  | 2023-01-03 |  | PVC | 1982 | Yes |  | 2023-01-03 |  | Non-lead
004511 | 425 CATHERINE ST |  | Polytube | Yes |  | 2023-05-04 |  | PVC | 1933 | Yes |  | 2023-05-04 |  | Non-lead
004513 | 1013 WATSON ST |  | Polytube | Yes |  | 2023-06-23 |  | PVC | 1914 | Yes |  | 2023-06-23 |  | Non-lead
004515 | 1105 ANGELA ST |  | Unknown, Non-Lead | No |  |  |  | No Piping | 1938 | No |  |  |  | Non-lead
004516 | 501 FRONT ST |  | Polytube | Yes |  | 2022-10-12 |  | PVC | 1975 | Yes |  | 2022-10-12 |  | Non-lead
004517 | 715 FLEMING ST |  | Polytube | Yes |  | 2023-03-06 |  | PVC | 1948 | Yes |  | 2023-03-06 |  | Non-lead
004518 | 2119 STAPLES AVE |  | Polytube | Yes |  | 2023-04-26 |  | PVC | 1963 | Yes |  | 2023-04-26 |  | Non-lead
004519 | 316 PETRONIA ST |  | Polytube | Yes |  | 2024-08-27 |  | Copper | 1928 | Yes |  | 2024-08-27 |  | Non-lead
004520 | FRNT 2120 PATTERSON AVE |  | Polytube | Yes |  | 2023-04-26 |  | PVC | 1958 | Yes |  | 2023-04-26 |  | Non-lead
004521 | 94930 OVERSEAS HWY |  | Polytube | Yes |  | 2022-07-21 |  | PVC | 1950 | Yes |  | 2022-07-21 |  | Non-lead
004522 | 1108 SOUTH ST |  | Polytube | Yes |  | 2023-08-18 |  | PVC | 1963 | Yes |  | 2023-08-18 |  | Non-lead
004523 | 60 S CONCH AVE |  | Polytube | Yes |  | 2022-10-22 |  | PVC | 1948 | Yes |  | 2022-10-22 |  | Non-lead
004524 | 97 N CONCH KEY AVE |  | Polytube | Yes |  | 2023-02-16 |  | Polytube | 1948 | Yes |  | 2023-02-16 |  | Non-lead
004525 | 43 N CONCH AVE |  | Polytube | Yes |  | 2024-08-12 |  | PVC | 1953 | Yes |  | 2024-08-12 |  | Non-lead
004526 | 63 N CONCH AVE |  | Polytube | Yes |  | 2024-07-03 |  | Polytube | 1953 | Yes |  | 2024-07-03 |  | Non-lead
004528 | 83 N CONCH AVE |  | Polytube | Yes |  | 2022-10-22 |  | PVC | 1933 | Yes |  | 2022-10-22 |  | Non-lead
004529 | STE B 507 SOUTH ST |  | Polytube | Yes |  | 2023-12-08 |  | PVC | 1963 | Yes |  | 2023-12-08 |  | Non-lead
004530 | 101740 OVERSEAS HWY |  | Polytube | Yes |  | 2023-02-09 |  | PVC | 1951 | Yes |  | 2023-02-09 |  | Non-lead
004531 | 240 LINCOLN AVE |  | Polytube | Yes |  | 2023-02-06 |  | PVC | 1940 | Yes |  | 2023-02-06 |  | Non-lead
004532 | 228 LINCOLN AVE |  | Polytube | Yes |  | 2023-02-06 |  | PVC | 1950 | Yes |  | 2023-02-06 |  | Non-lead
004533 | 104 CARROLL St |  | Polytube | Yes |  | 2022-06-27 |  | PVC | 1958 | Yes |  | 2022-06-27 |  | Non-lead
004534 | 3544 DUCK AVE |  | Polytube | Yes |  | 2023-05-04 |  | PVC | 1953 | Yes |  | 2023-05-04 |  | Non-lead
004535 | APT 1 1413 LAIRD ST |  | Polytube | Yes |  | 2024-07-18 |  | PVC | 1958 | Yes |  | 2024-07-18 |  | Non-lead
004536 | 1720 VON PHISTER ST |  | Polytube | Yes |  | 2022-11-04 |  | PVC | 1953 | Yes |  | 2022-11-04 |  | Non-lead
004538 | 806 WASHINGTON ST |  | Polytube | Yes |  | 2023-04-25 |  | Polytube | 1958 | Yes |  | 2023-04-25 |  | Non-lead
004539 | 731 UNITED ST |  | Polytube | Yes |  | 2023-04-25 |  | PVC | 1928 | Yes |  | 2023-04-25 |  | Non-lead
004540 | APT 1 1004 WATSON ST |  | Polytube | Yes |  | 2023-03-23 |  | PVC | 1923 | Yes |  | 2023-03-23 |  | Non-lead
004541 | 901 WASHINGTON ST |  | Polytube | Yes |  | 2022-10-14 |  | PVC | 1958 | Yes |  | 2022-10-14 |  | Non-lead
004542 | 1921 FOGARTY AVE |  | Polytube | Yes |  | 2023-05-05 |  | PVC | 1963 | Yes |  | 2023-05-05 |  | Non-lead
004544 | 1405 WASHINGTON ST |  | Polytube | Yes |  | 2022-10-14 |  | PVC | 1933 | Yes |  | 2022-10-14 |  | Non-lead
004545 | 319 43RD GULF ST |  | Polytube | Yes |  | 2023-09-13 |  | PVC | 1976 | Yes |  | 2023-09-13 |  | Non-lead
004546 | 76080 OVERSEAS HWY |  | Polytube | Yes |  | 2023-01-06 |  | PVC | 2002 | Yes |  | 2023-01-06 |  | Non-lead
004547 | 1901 OVERSEAS Hwy |  | Polytube | Yes |  | 2024-02-26 |  | PVC | 1958 | Yes |  | 2024-02-26 |  | Non-lead
004548 | 82768 OVERSEAS HWY |  | Unknown, Non-Lead | Yes |  | 2019-02-13 |  | Unknown, Non-Lead | 2017 | Yes |  | 2019-02-13 |  | Non-lead
004549 | 2104 PATTERSON AVE |  | Copper | Yes |  | 2023-04-26 |  | Copper | 1949 | Yes |  | 2023-04-26 |  | Non-lead
004550 | 1307 LAIRD ST |  | Polytube | Yes |  | 2023-07-13 |  | PVC | 1953 | Yes |  | 2023-07-13 |  | Non-lead
004551 | 826 68TH OCEAN ST |  | Polytube | Yes |  | 2023-03-15 |  | PVC | 1958 | Yes |  | 2023-03-15 |  | Non-lead
004552 | 1411 FLAGLER AVE |  | PVC | Yes |  | 2022-05-13 |  | PVC | 1953 | Yes |  | 2022-05-13 |  | Non-lead
004553 | 515 MARGARET ST |  | PVC | Yes |  | 2023-01-31 |  | PVC | 1933 | Yes |  | 2023-01-31 |  | Non-lead
004555 | 124 S BAY HARBOR DR |  | Polytube | Yes |  | 2022-07-21 |  | PVC | 1947 | Yes |  | 2022-07-21 |  | Non-lead
004556 | STORE 214 31000 OVERSEAS HWY |  | Polytube | Yes |  | 2023-12-22 |  | PVC | 1976 | Yes |  | 2023-12-22 |  | Non-lead
004557 | 409 MARGARET ST |  | Polytube | Yes |  | 2022-09-29 |  | PVC | 1933 | Yes |  | 2022-09-29 |  | Non-lead
004559 | 2017 FOGARTY AVE |  | Polytube | Yes |  | 2023-04-26 |  | PVC | 1958 | Yes |  | 2023-04-26 |  | Non-lead
004561 | 520 LOUISA ST |  | Polytube | Yes |  | 2022-09-26 |  | PVC | 1948 | Yes |  | 2022-09-26 |  | Non-lead
004562 | 408 ELIZABETH ST |  | Polytube | Yes |  | 2023-02-16 |  | PVC | 1909 | Yes |  | 2023-02-16 |  | Non-lead
004563 | FRONT 1828 FOGARTY AVE |  | Polytube | Yes |  | 2022-08-19 |  | Polytube | 1959 | Yes |  | 2022-08-19 |  | Non-lead
004564 | 329 ATLANTIC St |  | Unknown, Non-Lead | Yes |  | 2020-09-17 |  | PVC | 1995 | Yes |  | 2020-09-17 |  | Non-lead
004565 | 629 GRINNELL |  | Polytube | Yes |  | 2023-03-06 |  | PVC |  | Yes |  | 2023-03-06 |  | Non-lead
004566 | UP 519 ELIZABETH ST |  | Unknown, Non-Lead | No |  |  |  | No Piping | 1938 | No |  |  |  | Non-lead
004567 | 95 SEAVIEW AVE |  | Polytube | Yes |  | 2022-10-22 |  | Polytube | 1958 | Yes |  | 2022-10-22 |  | Non-lead
004568 | 1423 ROSE ST |  | Polytube | Yes |  | 2022-07-15 |  | Polytube | 1958 | Yes |  | 2022-07-15 |  | Non-lead
004569 | 101780 OVERSEAS HWY |  | Polytube | Yes |  | 2023-02-09 |  | PVC | 1968 | Yes |  | 2023-02-09 |  | Non-lead
004570 | APT A 1227 FLAGLER AVE |  | Polytube | Yes |  | 2022-08-12 |  | PVC | 1958 | Yes |  | 2022-08-12 |  | Non-lead
004571 | 3380 OVERSEAS HWY |  | Unknown, Non-Lead | Yes |  | 2022-10-12 |  | PVC | 1970 | Yes |  | 2022-10-12 |  | Non-lead
004572 | #1 3422 DUCK AVE |  | Copper | Yes |  | 2022-11-15 |  | Copper | 1945 | Yes |  | 2022-11-15 |  | Non-lead
004573 | 1411 PETRONIA ST |  | Polytube | Yes |  | 2022-09-19 |  | PVC | 1933 | Yes |  | 2022-09-19 |  | Non-lead
004574 | APT 3 629 CAROLINE ST |  | Polytube | Yes |  | 2022-10-27 |  | PVC | 1923 | Yes |  | 2022-10-27 |  | Non-lead
004575 | APT 1 629 CAROLINE ST |  | Polytube | Yes |  | 2022-10-27 |  | PVC | 1923 | Yes |  | 2022-10-27 |  | Non-lead
004576 | GUEST HOUSE 02 & 02A 717 SOUTH ST |  | Polytube | Yes |  | 2023-12-15 |  | PVC | 1950 | Yes |  | 2023-12-15 |  | Non-lead
004577 | 719 OLIVIA ST |  | Polytube | Yes |  | 2023-01-12 |  | PVC | 1938 | Yes |  | 2023-01-12 |  | Non-lead
004578 | 1815 SEIDENBERG AVE |  | Unknown, Non-Lead | Yes |  | 2023-10-13 |  | Unknown, Non-Lead | 2009 | Yes |  | 2023-10-13 |  | Non-lead
004579 | APT 4 831 THOMAS ST |  | Polytube | Yes |  | 2023-05-04 |  | PVC | 1964 | Yes |  | 2023-05-04 |  | Non-lead
004581 | 775 107TH OCEAN ST |  | Polytube | Yes |  | 2022-11-23 |  | PVC | 1959 | Yes |  | 2022-11-23 |  | Non-lead
004583 | 1410 PETRONIA ST |  | Polytube | Yes |  | 2022-09-19 |  | PVC | 1933 | Yes |  | 2022-09-19 |  | Non-lead
004584 | 223 EANES LN |  | Polytube | Yes |  | 2022-09-26 |  | Polytube | 1938 | Yes |  | 2022-09-26 |  | Non-lead
004586 | 401 DUVAL ST |  | Polytube | Yes |  | 2022-11-30 |  | PVC | 1929 | Yes |  | 2022-11-30 |  | Non-lead
004587 | 1300 19TH ST |  | Polytube | Yes |  | 2023-05-04 |  | Polytube | 1963 | Yes |  | 2023-05-04 |  | Non-lead
004588 | #4 3770 OVERSEAS HWY |  | Unknown, Non-Lead | Yes |  | 2022-09-30 |  | PVC | 1950 | Yes |  | 2022-09-30 |  | Non-lead
004589 | 75560 OVERSEAS HWY |  | Polytube | Yes |  | 2024-11-01 |  | PVC | 2005 | Yes |  | 2018-03-26 |  | Non-lead
004590 | 187 63RD GULF CT |  | Polytube | Yes |  | 2023-12-13 |  | PVC | 1957 | Yes |  | 2023-12-13 |  | Non-lead
004591 | 1118 PEARL ST |  | Polytube | Yes |  | 2022-09-23 |  | PVC | 1938 | Yes |  | 2022-09-23 |  | Non-lead
004592 | 2116 FOGARTY AVE |  | Polytube | Yes |  | 2024-04-17 |  | Copper | 1949 | Yes |  | 2024-04-17 |  | Non-lead
004593 | 2105 FOGARTY AVE |  | Polytube | Yes |  | 2023-03-15 |  | PVC | 1958 | Yes |  | 2023-03-15 |  | Non-lead
004594 | 617 ASHE ST |  | Polytube | Yes |  | 2023-03-10 |  | PVC | 1928 | Yes |  | 2023-03-10 |  | Non-lead
004595 | 4540 OVERSEAS HWY |  | Polytube | Yes |  | 2022-09-19 |  | PVC | 1953 | Yes |  | 2022-09-19 |  | Non-lead
004596 | 2108 FOGARTY AVE |  | Polytube | Yes |  | 2023-08-17 |  | Polytube | 1949 | Yes |  | 2023-08-17 |  | Non-lead
004597 | 521 UNITED ST |  | Polytube | Yes |  | 2023-07-06 |  | Polytube | 1938 | Yes |  | 2023-07-06 |  | Non-Lead
004598 | 1433 FLAGLER AVE |  | Polytube | Yes |  | 2022-08-12 |  | PVC | 1953 | Yes |  | 2022-08-12 |  | Non-lead
004599 | 58152 OVERSEAS HWY |  | Unknown, Non-Lead | Yes |  | 2023-05-17 |  | Polytube | 2003 | Yes |  | 2023-05-17 |  | Non-lead
004600 | APT FRONT 58090 OVERSEAS HWY |  | Polytube | Yes |  | 2022-10-22 |  | PVC | 1979 | Yes |  | 2022-10-22 |  | Non-lead
004601 | 1410 VON PHISTER ST |  | Polytube | Yes |  | 2023-10-12 |  | PVC | 1963 | Yes |  | 2023-10-12 |  | Non-lead
004602 | 2116 PATTERSON AVE |  | Copper | Yes |  | 2023-04-26 |  | PVC | 1958 | Yes |  | 2023-04-26 |  | Non-lead
004604 | 220 EANES LN |  | Unknown | Yes |  | 2022-09-26 |  | Unknown | 1933 | Yes |  | 2022-09-26 |  | Lead Status Unknown
004605 | 1403 PATRICIA ST |  | Polytube | Yes |  | 2022-08-29 |  | PVC | 1953 | Yes |  | 2022-08-29 |  | Non-lead
004606 | 1021 WATSON LN |  | Polytube | Yes |  | 2023-03-23 |  | Polytube | 1938 | Yes |  | 2023-03-23 |  | Non-lead
004607 | 711 LOVE LN |  | Polytube | Yes |  | 2023-03-06 |  | PVC | 1933 | Yes |  | 2023-03-06 |  | Non-lead
004609 | 1111 SOUTH ST |  | Polytube | Yes |  | 2022-06-09 |  | PVC | 1951 | Yes |  | 2022-06-09 |  | Non-lead
004610 | 325 PEACON LN |  | Polytube | Yes |  | 2023-02-01 |  | PVC | 1933 | Yes |  | 2023-02-01 |  | Non-lead
004612 | UP #6 826 DUVAL ST |  | Polytube | Yes |  | 2022-08-11 |  | PVC | 1933 | Yes |  | 2022-08-11 |  | Non-lead
004613 | 906 THOMAS ST |  | Copper | Yes |  | 2023-05-04 |  | PVC | 1933 | Yes |  | 2023-05-04 |  | Non-lead
004614 | 30 S CONCH AVE |  | Polytube | Yes |  | 2022-10-22 |  | Polytube | 1953 | Yes |  | 2022-10-22 |  | Non-lead
004615 | 40 S CONCH AVE |  | Polytube | Yes |  | 2024-09-06 |  | PVC | 1963 | Yes |  | 2024-09-06 |  | Non-lead
004616 | 1801 SEIDENBERG AVE |  | Polytube | Yes |  | 2023-04-26 |  | PVC | 1958 | Yes |  | 2023-04-26 |  | Non-lead
004617 | 1811 SEIDENBERG AVE |  | Polytube | Yes |  | 2023-04-26 |  | Copper | 1958 | Yes |  | 2023-04-26 |  | Non-lead
004618 | 800 WASHINGTON ST |  | Polytube | Yes |  | 2023-04-25 |  | PVC | 1958 | Yes |  | 2023-04-25 |  | Non-lead
004620 | 82899 OLD RD |  | Polytube | Yes |  | 2022-06-22 |  | PVC | 1961 | Yes |  | 2022-06-22 |  | Non-lead
004621 | 721 WINDSOR LN |  | Polytube | Yes |  | 2023-02-01 |  | PVC | 1938 | Yes |  | 2023-02-01 |  | Non-lead
004622 | 2112 FOGARTY AVE |  | Polytube | Yes |  | 2023-04-26 |  | PVC | 1949 | Yes |  | 2023-04-26 |  | Non-lead
004623 | 2121 HARRIS AVE |  | Polytube | Yes |  | 2023-07-18 |  | Copper | 1949 | Yes |  | 2023-07-18 |  | Non-lead
004625 | MASTER TAP 111 79775 OVERSEAS HWY |  | Stainless | Yes |  | 2023-12-07 |  | PVC | 1971 | Yes |  | 2023-12-07 |  | Non-lead
004626 | 3419 FLAGLER AVE |  | Polytube | Yes |  | 2023-05-04 |  | PVC | 1955 | Yes |  | 2023-05-04 |  | Non-lead
004627 | 101680 OVERSEAS HWY |  | Polytube | Yes |  | 2023-02-09 |  | PVC | 1956 | Yes |  | 2023-02-09 |  | Non-lead
004628 | 718 LOVE LN |  | Polytube | Yes |  | 2023-03-06 |  | PVC | 1933 | Yes |  | 2023-03-06 |  | Non-lead
004629 | 627 EATON ST DWN |  | Polytube | Yes |  | 2023-03-06 |  | PVC | 1933 | Yes |  | 2023-03-06 |  | Non-lead
004630 | UP 627 EATON ST |  | Polytube | Yes |  | 2023-03-06 |  | PVC | 1933 | Yes |  | 2023-03-06 |  | Non-lead
004631 | 906 OLIVIA ST |  | Polytube | Yes |  | 2023-03-23 |  | PVC | 1923 | Yes |  | 2023-03-23 |  | Non-lead
004632 | UP 528 WILLIAM ST |  | Polytube | Yes |  | 2023-01-04 |  | PVC | 1933 | Yes |  | 2023-01-04 |  | Non-lead
004634 | 42 N CONCH AVE |  | Polytube | Yes |  | 2022-10-22 |  | PVC | 1973 | Yes |  | 2022-10-22 |  | Non-lead
004636 | 614 ROBERTS LN |  | Polytube | Yes |  | 2023-03-23 |  | Polytube | 1901 | Yes |  | 2023-03-23 |  | Non-lead
004637 | 1425 NEWTON ST |  | Polytube | Yes |  | 2022-06-17 |  | PVC | 1938 | Yes |  | 2022-06-17 |  | Non-lead
004638 | 2100 FOGARTY AVE |  | Polytube | Yes |  | 2023-04-26 |  | PVC | 1949 | Yes |  | 2023-04-26 |  | Non-lead
004639 | 3880 GULFVIEW AVE |  | Unknown, Non-Lead | No |  |  |  | Unknown, Non-Lead | 2007 | No |  |  |  | Non-lead
004641 | 413 APPLEROUTH LN |  | Polytube | Yes |  | 2022-06-02 |  | PVC | 1977 | Yes |  | 2022-06-02 |  | Non-lead
004642 | 159 FLORIDA AVE |  | Unknown, Non-Lead | Yes |  | 2022-12-16 |  | Unknown, Non-Lead | 2003 | Yes |  | 2022-12-16 |  | Non-lead
004643 | BAYVIEW PK BOYS & GIRLS CL 1400 TRUMAN AVE |  | Polytube | Yes |  | 2022-09-09 |  | Copper | 1975 | Yes |  | 2022-09-09 |  | Non-lead
004644 | CAPT PIPS MAR 1480 OVERSEAS HWY |  | Copper | Yes |  | 2023-08-31 |  | Copper |  | Yes |  | 2023-08-31 |  | Non-lead
004645 | 1425 LAIRD ST |  | Polytube | Yes |  | 2022-09-23 |  | PVC | 1943 | Yes |  | 2022-09-23 |  | Non-lead
004646 | 130 W CONCH AVE |  | Polytube | Yes |  | 2023-10-19 |  | PVC | 1996 | Yes |  | 2023-10-19 |  | Non-lead
004647 | 25 SEAVIEW AVE |  | Polytube | Yes |  | 2023-10-10 |  | PVC | 1958 | Yes |  | 2023-10-10 |  | Non-lead
004648 | 5300 OVERSEAS HWY |  | Polytube | Yes |  | 2024-06-28 |  | PVC | 1963 | Yes |  | 2024-06-28 |  | Non-lead
004649 | APT 6 910 SIMONTON ST |  | Polytube | Yes |  | 2022-10-31 |  | PVC | 1963 | Yes |  | 2022-10-31 |  | Non-lead
004650 | 807 THOMAS ST |  | Unknown, Non-Lead | No |  |  |  | Unknown, Non-Lead | 1995 | No |  |  |  | Non-lead
004651 | UNIT B 628 WILLIAM ST |  | Unknown, Non-Lead | No |  |  |  | No Piping | 1928 | No |  |  |  | Non-lead
004652 | APT REAR 615 GRINNELL ST |  | Polytube | Yes |  | 2023-02-10 |  | PVC | 1945 | Yes |  | 2023-02-10 |  | Non-lead
004653 | 310 MARGARET ST |  | Polytube | Yes |  | 2023-01-31 |  | PVC | 1954 | Yes |  | 2023-01-31 |  | Non-lead
004654 | 97270 OVERSEAS HWY |  | Polytube | Yes |  | 2023-05-04 |  | PVC | 1954 | Yes |  | 2023-05-04 |  | Non-lead
004655 | 149 STERLING DR |  | Unknown, Non-Lead | Yes |  | 2023-10-19 |  | Unknown, Non-Lead | 2006 | Yes |  | 2023-10-19 |  | Non-lead
004656 | 76261 OVERSEAS HWY |  | Polytube | Yes |  | 2022-07-07 |  | PVC | 1982 | Yes |  | 2022-07-07 |  | Non-lead
004657 | 61 S CONCH AVE |  | Polytube | Yes |  | 2022-10-22 |  | PVC | 1953 | Yes |  | 2022-10-22 |  | Non-lead
004658 | 45 SEAVIEW AVE |  | Unknown, Non-Lead | Yes |  | 2022-03-10 |  | Unknown, Non-Lead | 1999 | Yes |  | 2022-03-10 |  | Non-lead
004659 | 621 TRUMAN AVE |  | Polytube | Yes |  | 2023-03-23 |  | PVC | 1958 | Yes |  | 2023-03-23 |  | Non-lead
004660 | 811 FLEMING ST |  | Polytube | Yes |  | 2022-12-02 |  | PVC | 1929 | Yes |  | 2022-12-02 |  | Non-lead
004661 | 835 OLIVIA ST |  | Copper | Yes |  | 2023-03-23 |  | PVC | 1923 | Yes |  | 2023-03-23 |  | Non-lead
004662 | 1912 PATTERSON AVE |  | Polytube | Yes |  | 2023-04-26 |  | PVC | 1958 | Yes |  | 2023-04-26 |  | Non-lead
004664 | 35 SEAVIEW AVE |  | Polytube | Yes |  | 2023-11-06 |  | Polytube | 1948 | Yes |  | 2023-11-06 |  | Non-lead
004665 | 1407 PATRICIA ST |  | Polytube | Yes |  | 2023-11-01 |  | PVC | 1953 | Yes |  | 2023-11-01 |  | Non-lead
004666 | 625 ANGELA ST |  | Polytube | Yes |  | 2023-10-04 |  | PVC | 1928 | Yes |  | 2023-10-04 |  | Non-lead
004667 | 82238 OVERSEAS HWY |  | Unknown, Non-Lead | Yes |  | 2021-04-21 |  | Unknown, Non-Lead | 2015 | Yes |  | 2021-04-21 |  | Non-lead
004668 | 1411 PATRICIA ST |  | Polytube | Yes |  | 2022-06-09 |  | PVC | 1952 | Yes |  | 2022-06-09 |  | Non-lead
004669 | A&B 3 125TH ST |  | Polytube | Yes |  | 2024-02-14 |  | PVC | 1952 | Yes |  | 2024-02-14 |  | Non-lead
004670 | 13755 OVERSEAS HWY |  | Polytube | Yes |  | 2024-08-21 |  | PVC | 1957 | Yes |  | 2024-08-21 |  | Non-lead
004671 | 1406 PETRONIA ST |  | Polytube | Yes |  | 2022-09-19 |  | PVC | 1900 | Yes |  | 2022-09-19 |  | Non-lead
004672 | 1920 PATTERSON AVE |  | Polytube | Yes |  | 2024-07-03 |  | None |  | Yes |  | 2024-07-03 |  | Non-lead
004673 | 224 ATLANTIC ST |  | Polytube | Yes |  | 2022-06-22 |  | PVC | 1986 | Yes |  | 2022-06-22 |  | Non-lead
004674 | 58 SUNSET RD |  | Polytube | Yes |  | 2024-08-13 |  | PVC | 1950 | Yes |  | 2024-08-13 |  | Non-lead
004675 | 166 PLANTATION BLVD |  | Polytube | Yes |  | 2024-04-17 |  | Copper | 1963 | Yes |  | 2024-04-17 |  | Non-lead
004677 | 123 COCONUT ROW |  | Polytube | Yes |  | 2023-01-30 |  | PVC | 1943 | Yes |  | 2023-01-30 |  | Non-lead
004678 | 135 MADEIRA RD |  | Polytube | Yes |  | 2022-06-22 |  | PVC | 1951 | Yes |  | 2022-06-22 |  | Non-lead
004679 | APT FRONT 2004 PATTERSON AVE |  | Copper | Yes |  | 2023-04-26 |  | PVC | 1958 | Yes |  | 2023-04-26 |  | Non-lead
004684 | APT C 1310 PETRONIA ST |  | Copper | Yes |  | 2022-09-19 |  | PVC | 1972 | Yes |  | 2022-09-19 |  | Non-lead
004685 | 2020 PATTERSON AVE |  | Polytube | Yes |  | 2023-04-26 |  | PVC | 1953 | Yes |  | 2023-04-26 |  | Non-lead
004686 | DWN 522 ROSE LN |  | Polytube | Yes |  | 2022-12-02 |  | PVC | 1923 | Yes |  | 2022-12-02 |  | Non-lead
004688 | 116 COCO PLUM SO PRT RD |  | Unknown, Non-Lead | Yes |  | 2021-02-22 |  | Unknown, Non-Lead | 1997 | Yes |  | 2021-02-22 |  | Non-lead
004690 | 81989 OLD HWY |  | Polytube | Yes |  | 2022-06-28 |  | PVC | 1953 | Yes |  | 2022-06-28 |  | Non-lead
004691 | REAR #2 1011 TRUMAN AVE |  | Unknown | Yes |  | 2023-03-23 |  | PVC | 1918 | Yes |  | 2023-03-23 |  | Lead Status Unknown
004692 | 2016 PATTERSON AVE |  | Polytube | Yes |  | 2023-04-26 |  | PVC | 1949 | Yes |  | 2023-04-26 |  | Non-lead
004693 | CLUBHOUSE 5510 OVERSEAS HWY |  | Polytube | Yes |  | 2023-03-06 |  | PVC | 1963 | Yes |  | 2023-03-06 |  | Non-lead
004694 | 2012 PATTERSON AVE |  | Polytube | Yes |  | 2022-08-16 |  | PVC | 1949 | Yes |  | 2022-08-16 |  | Non-lead
004695 | #101 2357 OVERSEAS HWY |  | Polytube | Yes |  | 2022-06-28 |  | PVC | 1965 | Yes |  | 2022-06-28 |  | Non-lead
004696 | 2008 PATTERSON AVE |  | Polytube | Yes |  | 2023-04-26 |  | PVC | 1959 | Yes |  | 2023-04-26 |  | Non-lead
004697 | 2104 FOGARTY AVE |  | Polytube | Yes |  | 2023-04-26 |  | PVC | 1949 | Yes |  | 2023-04-26 |  | Non-lead
004698 | 1916 PATTERSON AVE |  | Polytube | Yes |  | 2023-04-26 |  | PVC | 1958 | Yes |  | 2023-04-26 |  | Non-lead
004699 | 1908 PATTERSON AVE |  | Polytube | Yes |  | 2022-12-16 |  | Copper | 1949 | Yes |  | 2022-12-16 |  | Non-lead
004700 | GUEST HOUSE 01 717 SOUTH ST |  | Polytube | Yes |  | 2024-09-20 |  | PVC | 1950 | Yes |  | 2024-09-20 |  | Non-lead
004701 | GUST HOUSE 03 717 SOUTH ST |  | Polytube | Yes |  | 2023-04-25 |  | PVC | 1950 | Yes |  | 2023-04-25 |  | Non-lead
004702 | 1440 17TH ST |  | Polytube | Yes |  | 2023-05-04 |  | PVC | 1958 | Yes |  | 2023-05-04 |  | Non-lead
004703 | 3410 EAGLE AVE |  | Copper | Yes |  | 2023-05-04 |  | PVC | 1953 | Yes |  | 2023-05-04 |  | Non-lead
004704 | 1218 GRINNELL ST |  | Polytube | Yes |  | 2023-03-16 |  | PVC | 1929 | Yes |  | 2023-03-16 |  | Non-lead
004705 | 929 UNITED ST |  | Unknown, Non-Lead | Yes |  | 2020-09-09 |  | Polytube | 2008 | Yes |  | 2020-09-09 |  | Non-lead
004706 | 1222 GRINNELL ST |  | Polytube | Yes |  | 2023-03-16 |  | PVC | 1953 | Yes |  | 2023-03-16 |  | Non-lead
004707 | 1819 SEIDENBERG AVE |  | Copper | Yes |  | 2023-04-26 |  | PVC | 1950 | Yes |  | 2023-04-26 |  | Non-lead
004708 | APT A DOWN 623 THOMAS ST |  | Polytube | Yes |  | 2023-05-04 |  | PVC | 1928 | Yes |  | 2023-05-04 |  | Non-lead
004712 | 2191 OVERSEAS HWY |  | Polytube | Yes |  | 2022-11-28 |  | PVC | 1948 | Yes |  | 2022-11-28 |  | Non-lead
004713 | 712 51ST ST GULF |  | Polytube | Yes |  | 2024-05-20 |  | PVC | 1962 | Yes |  | 2024-05-20 |  | Non-lead
004715 | 916 WASHINGTON ST |  | Unknown, Non-Lead | Yes |  | 2022-02-11 |  | Unknown, Non-Lead | 2007 | Yes |  | 2022-02-11 |  | Non-lead
004716 | 1321 JOHNSON ST |  | Polytube | Yes |  | 2023-09-07 |  | PVC | 1958 | Yes |  | 2023-09-07 |  | Non-lead
004717 | 9 6200 3RD ST |  | Unknown, Non-Lead | Yes |  | 2024-02-27 |  | Unknown, Non-Lead | 2001 | Yes |  | 2024-02-27 |  | Non-lead
004718 | 1004 DUVAL ST |  | Unknown, Non-Lead | Yes |  | 2022-10-22 |  | No Piping | 1948 | Yes |  | 2022-10-22 |  | Non-lead
004720 | 239 S BAY HARBOR DR |  | Polytube | Yes |  | 2023-05-04 |  | PVC | 1950 | Yes |  | 2023-05-04 |  | Non-lead
004721 | 102601 OVERSEAS HWY |  | Polytube | Yes |  | 2023-02-08 |  | Polytube | 1984 | Yes |  | 2023-02-08 |  | Non-lead
004722 | ABELS 84341 OLD RD |  | Polytube | Yes |  | 2022-06-28 |  | PVC | 1968 | Yes |  | 2022-06-28 |  | Non-lead
004725 | APT 4 UP REAR 904 TERRY LN |  | PVC | Yes |  | 2023-06-14 |  | PVC | 1928 | Yes |  | 2023-06-14 |  | Non-lead
004726 | 12 HILTON HAVEN RD |  | Polytube | Yes |  | 2024-01-12 |  | PVC | 1958 | Yes |  | 2024-01-12 |  | Non-lead
004727 | 715 & 721 SEMINOLE ST |  | Polytube | Yes |  | 2023-04-25 |  | PVC | 1948 | Yes |  | 2023-04-25 |  | Non-lead
004728 | APT 101 311 73RD OCEAN St |  | Unknown, Non-Lead | Yes |  | 2024-05-17 |  | Unknown, Non-Lead | 2016 | Yes |  | 2024-05-17 |  | Non-lead
004729 | 326 VIRGINIA ST |  | Polytube | Yes |  | 2022-06-28 |  | Polytube | 1928 | Yes |  | 2022-06-28 |  | Non-lead
004730 | 7251 OVERSEAS HWY |  | Polytube | Yes |  | 2023-03-15 |  | PVC | 1967 | Yes |  | 2023-03-15 |  | Non-lead
004731 | APT 1 1124 CATHERINE ST |  | PVC | Yes |  | 2023-03-30 |  | PVC | 1923 | Yes |  | 2023-03-30 |  | Non-lead
004734 | APT 2 1124 CATHERINE ST |  | PVC | Yes |  | 2023-03-30 |  | PVC | 1923 | Yes |  | 2023-03-30 |  | Non-lead
004735 | 91991 OVERSEAS HWY |  | Unknown, Non-Lead | Yes |  | 2018-05-18 |  | Unknown, Non-Lead | 2003 | Yes |  | 2018-05-18 |  | Non-lead
004736 | 2404 SEIDENBERG AVE |  | Polytube | Yes |  | 2022-08-18 |  | Copper | 1958 | Yes |  | 2022-08-18 |  | Non-lead
004737 | 737 LOVE LN |  | Polytube | Yes |  | 2023-03-06 |  | PVC | 1928 | Yes |  | 2023-03-06 |  | Non-lead
004739 | 2188 OVERSEAS HWY |  | Unknown, Non-Lead | No |  |  |  | Unknown, Non-Lead | 2016 | No |  |  |  | Non-lead
004740 | 81933 OVERSEAS HWY |  | Polytube | Yes |  | 2022-06-27 |  | PVC | 1950 | Yes |  | 2022-06-27 |  | Non-lead
004742 | 2 120 MADEIRA AVE |  | Polytube | Yes |  | 2022-06-22 |  | PVC | 1947 | Yes |  | 2022-06-22 |  | Non-lead
004744 | 95480 OVERSEAS HWY |  | Unknown, Non-Lead | Yes |  | 2022-04-20 |  | PVC | 1992 | Yes |  | 2022-04-20 |  | Non-lead
004745 | SEC 28 100099 OVERSEAS HWY |  | Unknown, Non-Lead | Yes |  | 2020-05-28 |  | PVC | 1990 | Yes |  | 2020-05-28 |  | Non-lead
004746 | 671 LAZY LN |  | Polytube | Yes |  | 2023-02-01 |  | PVC | 1953 | Yes |  | 2023-02-01 |  | Non-lead
004747 | 1700 VON PHISTER ST |  | Polytube | Yes |  | 2022-11-04 |  | PVC | 1977 | Yes |  | 2022-11-04 |  | Non-lead
004748 | 3755 S ROOSEVELT BLVD |  | Polytube | Yes |  | 2022-07-15 |  | PVC | 1952 | Yes |  | 2022-07-15 |  | Non-lead
004749 | TRACT 1B 97260 OVERSEAS HWY |  | Polytube | Yes |  | 2023-05-04 |  | PVC | 1949 | Yes |  | 2023-05-04 |  | Non-lead
004750 | 207 CARROLL ST |  | Polytube | Yes |  | 2022-06-28 |  | PVC | 1961 | Yes |  | 2022-06-28 |  | Non-lead
004752 | 1603 LAIRD ST |  | Copper | Yes |  | 2023-04-26 |  | PVC | 1958 | Yes |  | 2023-04-26 |  | Non-lead
004753 | 900 WASHINGTON ST |  | Copper | Yes |  | 2022-10-14 |  | PVC | 1948 | Yes |  | 2022-10-14 |  | Non-lead
004754 | 1316 LAIRD ST |  | PVC | Yes |  | 2022-06-21 |  | Copper | 1918 | Yes |  | 2022-06-21 |  | Non-lead
004755 | 71 S CONCH AVE |  | Polytube | Yes |  | 2022-10-22 |  | PVC | 1953 | Yes |  | 2022-10-22 |  | Non-lead
004756 | #102 2375 OVERSEAS HWY |  | PVC | Yes |  | 2024-04-24 |  | PVC | 1965 | Yes |  | 2024-04-24 |  | Non-lead
004758 | 1406 LAIRD ST |  | Polytube | Yes |  | 2022-09-23 |  | Copper | 1951 | Yes |  | 2022-09-23 |  | Non-lead
004759 | 1111 VARELA ST |  | Polytube | Yes |  | 2024-01-10 |  | PVC | 1938 | Yes |  | 2024-01-10 |  | Non-lead
004760 | APT A DOWN 804 EISENHOWER DR |  | Polytube | Yes |  | 2022-09-07 |  | PVC | 1933 | Yes |  | 2022-09-07 |  | Non-lead
004761 | APT B 804 EISENHOWER DR |  | Polytube | Yes |  | 2022-09-07 |  | PVC | 1933 | Yes |  | 2022-09-07 |  | Non-lead
004764 | 76290 OVERSEAS HWY |  | Polytube | Yes |  | 2022-07-07 |  | PVC | 1958 | Yes |  | 2022-07-07 |  | Non-lead
004765 | 1818 HARRIS AVE |  | Polytube | Yes |  | 2022-08-16 |  | Polytube | 1953 | Yes |  | 2022-08-16 |  | Non-lead
004766 | 1802 HARRIS AVE |  | Copper | Yes |  | 2022-08-16 |  | PVC | 1958 | Yes |  | 2022-08-16 |  | Non-lead
004767 | 728 WINDSOR LN |  | Polytube | Yes |  | 2023-12-06 |  | PVC | 1975 | Yes |  | 2023-12-06 |  | Non-lead
004768 | 410 ANGELA ST |  | Unknown, Non-Lead | No |  |  |  | Unknown, Non-Lead | 1998 | No |  |  |  | Non-lead
004769 | 1732 JOHNSON ST |  | Polytube | Yes |  | 2022-11-03 |  | PVC | 1953 | Yes |  | 2022-11-03 |  | Non-lead
004770 | HOSE BIBBS 119 DUVAL ST |  | Unknown, Non-Lead | Yes |  | 2024-01-05 |  | Unknown, Non-Lead | 2000 | Yes |  | 2024-01-05 |  | Non-lead
004771 | APT FRONT 201 117 DUVAL ST |  | Unknown, Non-Lead | Yes |  | 2018-11-08 |  | Unknown, Non-Lead | 2000 | Yes |  | 2018-11-08 |  | Non-lead
004773 | 3713 FLAGLER AVE |  | Polytube | Yes |  | 2022-05-26 |  | Copper | 1952 | Yes |  | 2022-05-26 |  | Non-lead
004774 | 523 PETRONIA ST |  | Polytube | Yes |  | 2022-10-31 |  | PVC | 1933 | Yes |  | 2022-10-31 |  | Non-lead
004775 | 1004 DUVAL ST |  | Unknown, Non-Lead | Yes |  | 2022-10-22 |  | No Piping | 1948 | Yes |  | 2022-10-22 |  | Non-lead
004777 | 2108 PATTERSON AVE |  | Polytube | Yes |  | 2023-04-26 |  | Copper | 1949 | Yes |  | 2023-04-26 |  | Non-lead
004779 | 915 VON PHISTER ST |  | Polytube | Yes |  | 2022-10-24 |  | PVC | 1940 | Yes |  | 2022-10-24 |  | Non-lead
004780 | 815 SAWYERS LN |  | Polytube | Yes |  | 2023-03-06 |  | PVC | 1948 | Yes |  | 2023-03-06 |  | Non-lead
004781 | 2400 STAPLES AVE |  | Polytube | Yes |  | 2022-08-15 |  | Copper | 1953 | Yes |  | 2022-08-15 |  | Non-lead
004783 | 1835 FLAGLER ST |  | Polytube | Yes |  | 2022-11-08 |  | Copper | 1951 | Yes |  | 2022-11-08 |  | Non-lead
004784 | 1204 PINE ST |  | Polytube | Yes |  | 2023-05-04 |  | PVC | 1938 | Yes |  | 2023-05-04 |  | Non-lead
004785 | 1322 GEORGE ST |  | Polytube | Yes |  | 2022-09-21 |  | PVC | 1949 | Yes |  | 2022-09-21 |  | Non-lead
004786 | 1717 SOUTH ST |  | Polytube | Yes |  | 2024-07-15 |  | Copper | 1949 | Yes |  | 2024-07-15 |  | Non-lead
004787 | 1211 WATSON ST |  | Polytube | Yes |  | 2023-03-23 |  | PVC | 1938 | Yes |  | 2023-03-23 |  | Non-lead
004790 | 540 AVE C |  | Unknown, Non-Lead | Yes |  | 2023-02-14 |  | Unknown, Non-Lead | 2011 | Yes |  | 2023-02-14 |  | Non-lead
004791 | 1100 SOUTHARD ST |  | Polytube | Yes |  | 2023-04-10 |  | Polytube | 1943 | Yes |  | 2023-04-10 |  | Non-lead
004792 | 1409 FLAGLER AVE |  | Polytube | Yes |  | 2021-05-12 |  | PVC | 1953 | Yes |  | 2021-05-12 |  | Non-lead
004793 | APT REAR 812 SIMONTON ST |  | Polytube | Yes |  | 2022-10-31 |  | Copper | 1928 | Yes |  | 2022-10-31 |  | Non-lead
004794 | MAIN HOUSE 433 BARRY AVE |  | Polytube | Yes |  | 2023-01-25 |  | PVC | 1943 | Yes |  | 2023-01-25 |  | Non-lead
004795 | 1212 NEWTON ST |  | Unknown, Non-Lead | Yes |  | 2019-09-12 |  | Unknown, Non-Lead | 2002 | Yes |  | 2019-09-12 |  | Non-lead
004796 | 1406 S ROOSEVELT BLVD |  | Polytube | Yes |  | 2024-09-23 |  | PVC | 1953 | Yes |  | 2024-09-23 |  | Non-lead
004797 | 1514 VON PHISTER ST |  | Polytube | Yes |  | 2022-11-04 |  | Copper | 1951 | Yes |  | 2022-11-04 |  | Non-lead
004798 | 6401 MALONEY AVE |  | Polytube | Yes |  | 2023-06-28 |  | PVC | 1970 | Yes |  | 2023-06-28 |  | Non-lead
004799 | REAR 818 ASHE ST |  | Polytube | Yes |  | 2023-03-17 |  | PVC | 1924 | Yes |  | 2023-03-17 |  | Non-lead
004800 | APT FRONT 818 ASHE ST |  | Polytube | Yes |  | 2023-03-10 |  | PVC | 1924 | Yes |  | 2023-03-10 |  | Non-lead
004801 | 723 CATHERINE ST |  | Polytube | Yes |  | 2023-03-30 |  | PVC | 1948 | Yes |  | 2023-03-30 |  | Non-lead
004803 | 807 WADDELL AVE |  | Polytube | Yes |  | 2022-05-11 |  | PVC | 1958 | Yes |  | 2022-05-11 |  | Non-lead
004804 | 813 WADDELL AVE |  | Polytube | Yes |  | 2023-04-25 |  | PVC | 1954 | Yes |  | 2023-04-25 |  | Non-lead
004805 | UNIT REAR 185 LOWE ST |  | Polytube | Yes |  | 2023-01-30 |  | PVC | 1943 | Yes |  | 2023-01-30 |  | Non-lead
004806 | 2020 FOGARTY AVE |  | Polytube | Yes |  | 2023-04-26 |  | Copper | 1953 | Yes |  | 2023-04-26 |  | Non-lead
004809 | 95 N CONCH AVE |  | Polytube | Yes |  | 2023-10-06 |  | Polytube | 1948 | Yes |  | 2023-10-06 |  | Non-lead
004810 | 5300 FLAGLER VILLAGE |  | Unknown, Non-Lead | No |  |  |  | Unknown, Non-Lead | 2009 | No |  |  |  | Non-lead
004811 | UP REAR 417 SIMONTON ST |  | Polytube | Yes |  | 2023-06-07 |  | PVC | 1933 | Yes |  | 2023-06-07 |  | Non-lead
004812 | 10877 OVERSEAS HWY |  | Unknown, Non-Lead | Yes |  | 2022-12-19 |  | No Piping | 1962 | Yes |  | 2022-12-19 |  | Non-lead
004813 | GULF 12670 OVERSEAS HWY |  | Polytube | Yes |  | 2022-10-22 |  | PVC | 1962 | Yes |  | 2022-10-22 |  | Non-lead
004814 | 2600 HARRIS AVE |  | Polytube | Yes |  | 2022-12-14 |  | Polytube | 1956 | Yes |  | 2022-12-14 |  | Non-lead
004815 | 1435 OCEAN TERR |  | Copper | Yes |  | 2024-04-18 |  | PVC | 1953 | Yes |  | 2024-04-18 |  | Non-lead
004816 | APT 1 UP 826 DUVAL ST |  | Polytube | Yes |  | 2023-06-06 |  | PVC | 1933 | Yes |  | 2023-06-06 |  | Non-lead
004817 | UNIT DOWN 824 DUVAL ST |  | Polytube | Yes |  | 2022-12-29 |  | PVC | 1933 | Yes |  | 2022-12-29 |  | Non-lead
004818 | APT A 813 BAPTIST LN |  | PVC | Yes |  | 2022-07-12 |  | PVC | 1933 | Yes |  | 2022-07-12 |  | Non-lead
004820 | APT 2 812 BAPTIST LN |  | PVC | Yes |  | 2024-09-06 |  | PVC | 1929 | Yes |  | 2024-09-06 |  | Non-lead
004821 | APT C/3 812 BAPTIST LN |  | PVC | Yes |  | 2024-03-15 |  | PVC | 1929 | Yes |  | 2024-03-15 |  | Non-lead
004822 | APT D 812 BAPTIST LN |  | PVC | Yes |  | 2022-07-12 |  | PVC | 1929 | Yes |  | 2022-07-12 |  | Non-lead
004824 | 1502 VERNON AVE |  | Unknown, Non-Lead | No |  |  |  | Unknown, Non-Lead | 1995 | No |  |  |  | Non-lead
004825 | 809 SHAVERS LN |  | Polytube | Yes |  | 2024-05-10 |  | PVC | 1933 | Yes |  | 2024-05-10 |  | Non-lead
004826 | 1724 FLAGLER AVE |  | Polytube | Yes |  | 2022-08-26 |  | Polytube | 1950 | Yes |  | 2022-08-26 |  | Non-lead
004827 | 820 GEORGIA ST |  | Polytube | Yes |  | 2023-05-04 |  | PVC | 1933 | Yes |  | 2023-05-04 |  | Non-lead
004828 | 11 NASSAU LN |  | Polytube | Yes |  | 2024-06-21 |  | PVC | 1928 | Yes |  | 2024-06-21 |  | Non-lead
004829 | 2121 FOGARTY AVE |  | Polytube | Yes |  | 2023-04-26 |  | Copper | 1949 | Yes |  | 2023-04-26 |  | Non-lead
004830 | 51 S CONCH AVE |  | Unknown, Non-Lead | Yes |  | 2023-09-08 |  | Unknown, Non-Lead | 2017 | Yes |  | 2023-09-08 |  | Non-lead
004831 | 1119 ROYAL ST |  | Polytube | Yes |  | 2022-09-16 |  | PVC | 1943 | Yes |  | 2022-09-16 |  | Non-lead
004832 | WENDYS 5150 OVERSEAS HWY |  | Polytube | Yes |  | 2022-10-20 |  | PVC | 1985 | Yes |  | 2022-10-20 |  | Non-lead
004833 | 509 LOUISA ST |  | Polytube | Yes |  | 2022-09-26 |  | PVC | 1953 | Yes |  | 2022-09-26 |  | Non-lead
004834 | 1631 LAIRD ST |  | Polytube | Yes |  | 2023-06-09 |  | Copper | 1958 | Yes |  | 2023-06-09 |  | Non-lead
004835 | 2208 HARRIS AVE |  | Copper | Yes |  | 2023-04-26 |  | Copper | 1950 | Yes |  | 2023-04-26 |  | Non-lead
004836 | APT REAR 1409 VON PHISTER ST |  | Polytube | Yes |  | 2022-11-04 |  | PVC | 1948 | Yes |  | 2022-11-04 |  | Non-lead
004837 | 1612 WASHINGTON ST |  | Copper | Yes |  | 2022-10-18 |  | Copper | 1947 | Yes |  | 2022-10-18 |  | Non-lead
004838 | 2437 HARRIS AVE |  | Polytube | Yes |  | 2022-08-16 |  | PVC | 1948 | Yes |  | 2022-08-16 |  | Non-lead
004840 | 2417 HARRIS AVE |  | Polytube | Yes |  | 2022-08-16 |  | PVC | 1955 | Yes |  | 2022-08-16 |  | Non-lead
004841 | PT/L9 B1 82749 OVERSEAS HWY |  | Polytube | Yes |  | 2022-06-28 |  | PVC | 1961 | Yes |  | 2022-06-28 |  | Non-lead
004842 | 2607 FLAGLER AVE |  | Unknown, Non-Lead | No |  |  |  | Unknown, Non-Lead | 2007 | No |  |  |  | Non-lead
004843 | UP 513 WHITEHEAD ST |  | Polytube | Yes |  | 2022-06-02 |  | PVC | 1948 | Yes |  | 2022-06-02 |  | Non-lead
004844 | 1402 TROPICAL ST |  | Polytube | Yes |  | 2022-09-09 |  | PVC | 1923 | Yes |  | 2022-09-09 |  | Non-lead
004845 | 120 TAVERN DR |  | Polytube | Yes |  | 2023-01-30 |  | Polytube | 1934 | Yes |  | 2023-01-30 |  | Non-lead
004847 | 159 N BAY HARBOR DR |  | Polytube | Yes |  | 2022-07-21 |  | PVC | 1951 | Yes |  | 2022-07-21 |  | Non-lead
004849 | 150 PLANTATION BLVD |  | Unknown, Non-Lead | Yes |  | 2020-07-23 |  | PVC | 1997 | Yes |  | 2020-07-23 |  | Non-lead
004850 | 171 OCEAN LN |  | Polytube | Yes |  | 2022-10-11 |  | PVC | 1960 | Yes |  | 2022-10-11 |  | Non-lead
004851 | 19 AVOCADO ST |  | Unknown, Non-Lead | No |  |  |  | Unknown, Non-Lead | 2018 | No |  |  |  | Non-lead
004852 | 80531 OLD HWY |  | Polytube | Yes |  | 2022-06-17 |  | Copper | 1976 | Yes |  | 2022-06-17 |  | Non-lead
004854 | 53 N CONCH AVE |  | Polytube | Yes |  | 2023-04-04 |  | Polytube | 1953 | Yes |  | 2023-04-04 |  | Non-lead
004855 | 822 TERRY LN |  | Polytube | Yes |  | 2024-04-08 |  | PVC | 1918 | Yes |  | 2024-04-08 |  | Non-lead
004856 | APT 1 1302 FLAGLER AVE |  | Polytube | Yes |  | 2022-08-12 |  | PVC | 1958 | Yes |  | 2022-08-12 |  | Non-lead
004858 | 712 PASSOVER LN |  | Polytube | Yes |  | 2023-02-01 |  | PVC | 1908 | Yes |  | 2023-02-01 |  | Non-lead
004860 | 1107 SOUTHARD ST |  | Polytube | Yes |  | 2023-01-04 |  | Galvanized | 1933 | Yes |  | 2023-01-04 |  | Galvanized Requiring Replacement
004861 | 1000 JOHNSON ST |  | Unknown, Non-Lead | No |  |  |  | Unknown, Non-Lead | 2003 | No |  |  |  | Non-lead
004864 | APT REAR 2209 FLAGLER AVE |  | Polytube | Yes |  | 2022-12-19 |  | PVC | 1947 | Yes |  | 2022-12-19 |  | Non-lead
004865 | 2211 FLAGLER AVE |  | Polytube | Yes |  | 2022-08-12 |  | PVC | 1947 | Yes |  | 2022-08-12 |  | Non-lead
004867 | 1003 CASA MARINA CT |  | Polytube | Yes |  | 2023-09-20 |  | PVC | 1958 | Yes |  | 2023-09-20 |  | Non-lead
004868 | 75460 OVERSEAS HWY |  | Polytube | Yes |  | 2022-07-05 |  | PVC | 1979 | Yes |  | 2022-07-05 |  | Non-lead
004869 | 1418 LAIRD ST |  | Polytube | Yes |  | 2024-08-19 |  | PVC | 1953 | Yes |  | 2024-08-19 |  | Non-lead
004871 | 612 ASHE ST |  | Polytube | Yes |  | 2023-03-10 |  | Copper | 1928 | Yes |  | 2023-03-10 |  | Non-lead
004872 | 1120 VON PHISTER ST |  | Polytube | Yes |  | 2022-11-04 |  | PVC | 1953 | Yes |  | 2022-11-04 |  | Non-lead
004873 | 715 WILLIAM ST |  | Polytube | Yes |  | 2023-01-04 |  | PVC | 1933 | Yes |  | 2023-01-04 |  | Non-lead
004874 | 1010 TRUMAN AVE |  | Polytube | Yes |  | 2022-05-16 |  | PVC | 1958 | Yes |  | 2022-05-16 |  | Non-lead
004875 | 620 FRANCES ST |  | Polytube | Yes |  | 2023-03-14 |  | PVC | 1953 | Yes |  | 2023-03-14 |  | Non-lead
004876 | 1012 OLIVIA ST |  | Polytube | Yes |  | 2024-04-02 |  | Copper | 1903 | Yes |  | 2024-04-02 |  | Non-lead
004877 | 1010 OLIVIA ST |  | Polytube | Yes |  | 2024-04-03 |  | PVC | 1903 | Yes |  | 2024-04-03 |  | Non-lead
004879 | 816 THOMAS ST |  | Polytube | Yes |  | 2023-05-04 |  | PVC | 1908 | Yes |  | 2023-05-04 |  | Non-lead
004880 | 79901 OVERSEAS HWY |  | Unknown | Yes |  | 2022-06-22 |  | Unknown | 1976 | Yes |  | 2022-06-22 |  | Lead Status Unknown
004881 | 41 TRANSYLVANIA AVE |  | Polytube | Yes |  | 2022-10-31 |  | PVC | 1958 | Yes |  | 2022-10-31 |  | Non-lead
004883 | 1810 HARRIS AVE |  | Copper | Yes |  | 2023-03-17 |  | Polytube | 1958 | Yes |  | 2023-03-17 |  | Non-lead
004884 | 824 EATON ST |  | Polytube | Yes |  | 2023-03-06 |  | PVC | 1920 | Yes |  | 2023-03-06 |  | Non-lead
004885 | 31044 AVENUE B |  | Polytube | Yes |  | 2024-09-23 |  | PVC | 1958 | Yes |  | 2024-09-23 |  | Non-lead
004886 | 5212 OVERSEAS HWY |  | Polytube | Yes |  | 2024-08-28 |  | PVC | 1958 | Yes |  | 2024-08-28 |  | Non-lead
004888 | 1315 JOHNSON ST |  | Polytube | Yes |  | 2022-11-03 |  | PVC | 1956 | Yes |  | 2022-11-03 |  | Non-lead
004889 | 1523 WASHINGTON ST |  | Copper | Yes |  | 2022-10-14 |  | PVC | 1963 | Yes |  | 2022-10-14 |  | Non-lead
004890 | #2 638 UNITED ST |  | Polytube | Yes |  | 2024-04-10 |  | PVC | 1963 | Yes |  | 2024-04-10 |  | Non-lead
004891 | 3424 DUCK AVE |  | Polytube | Yes |  | 2023-05-04 |  | PVC | 1945 | Yes |  | 2023-05-04 |  | Non-lead
004892 | 3420 DUCK AVE |  | Copper | Yes |  | 2023-05-04 |  | Copper | 1945 | Yes |  | 2023-05-04 |  | Non-lead
004895 | 3460 DUCK AVE |  | Polytube | Yes |  | 2024-10-01 |  | PVC | 1943 | Yes |  | 2024-10-01 |  | Non-lead
004896 | APT FRONT 517 OLIVIA ST |  | Polytube | Yes |  | 2022-09-26 |  | PVC | 1943 | Yes |  | 2022-09-26 |  | Non-lead
004899 | 73 N CONCH AVE |  | Polytube | Yes |  | 2022-10-22 |  | PVC | 1933 | Yes |  | 2022-10-22 |  | Non-lead
004901 | 1419 PATRICIA ST |  | Polytube | Yes |  | 2022-08-29 |  | PVC | 1956 | Yes |  | 2022-08-29 |  | Non-lead
004902 | OCEAN 530 11TH ST |  | Polytube | Yes |  | 2022-11-30 |  | PVC | 1963 | Yes |  | 2022-11-30 |  | Non-lead
004903 | 1226 FLAGLER AVE |  | Polytube | Yes |  | 2024-05-15 |  | PVC | 1953 | Yes |  | 2024-05-15 |  | Non-lead
004904 | 1228 FLAGLER AVE |  | Polytube | Yes |  | 2024-07-10 |  | PVC | 1953 | Yes |  | 2024-07-10 |  | Non-lead
004905 | 711 BAKERS LN |  | Polytube | Yes |  | 2023-02-14 |  | PVC | 1938 | Yes |  | 2023-02-14 |  | Non-lead
004907 | 1415 PATRICIA ST |  | Polytube | Yes |  | 2023-01-20 |  | PVC | 1952 | Yes |  | 2023-01-20 |  | Non-lead
004908 | 1423 PATRICIA ST |  | Unknown, Non-Lead | Yes |  | 2024-07-10 |  | Unknown, Non-Lead | 2006 | Yes |  | 2024-07-10 |  | Non-lead
004909 | 915 JOHNSON ST |  | Polytube | Yes |  | 2022-11-03 |  | PVC | 1958 | Yes |  | 2022-11-03 |  | Non-lead
004910 | 407 FRONT ST |  | Polytube | Yes |  | 2022-12-02 |  | PVC | 1974 | Yes |  | 2022-12-02 |  | Non-lead
004912 | GULF 620 51ST ST |  | Unknown | Yes |  | 2022-10-20 |  | Unknown | 1953 | Yes |  | 2022-10-20 |  | Lead Status Unknown
004914 | 718 EATON DWN ST |  | Polytube | Yes |  | 2023-03-06 |  | PVC | 1948 | Yes |  | 2023-03-06 |  | Non-lead
004916 | 717 SOUTHARD ST |  | Polytube | Yes |  | 2022-11-08 |  | PVC | 1886 | Yes |  | 2022-11-08 |  | Non-lead
004917 | #A 728 EMMA ST |  | Polytube | Yes |  | 2022-07-12 |  | PVC | 1938 | Yes |  | 2022-07-12 |  | Non-lead
004918 | 1031 UNITED ST |  | Polytube | Yes |  | 2023-03-22 |  | PVC | 1948 | Yes |  | 2023-03-22 |  | Non-lead
004919 | IRRGATION 1214 PETRONIA ST |  | Polytube | Yes |  | 2022-09-19 |  | PVC | 1933 | Yes |  | 2022-09-19 |  | Non-lead
004920 | 1/2 608 DUVAL ST |  | Polytube | Yes |  | 2022-08-11 |  | PVC | 1901 | Yes |  | 2022-08-11 |  | Non-lead
004921 | APT 1 2120 SEIDENBERG AVE |  | Polytube | Yes |  | 2023-04-26 |  | PVC | 1953 | Yes |  | 2023-04-26 |  | Non-lead
004922 | APT 2 2120 SEIDENBERG AVE |  | Unknown, Non-Lead | No |  |  |  | No Piping | 1953 | No |  |  |  | Non-lead
004923 | APT 3 2120 SEIDENBERG AVE |  | Unknown, Non-Lead | No |  |  |  | No Piping | 1953 | No |  |  |  | Non-lead
004924 | 1501 ATLANTIC BLVD |  | Polytube | Yes |  | 2024-07-10 |  | PVC | 1948 | Yes |  | 2024-07-10 |  | Non-lead
004925 | 350 BUTTONWOOD BIGHT LN |  | Polytube | Yes |  | 2023-05-04 |  | PVC | 1987 | Yes |  | 2023-05-04 |  | Non-lead
004926 | 5 SEAGATE BLVD |  | Polytube | Yes |  | 2022-06-15 |  | PVC | 1952 | Yes |  | 2022-06-15 |  | Non-lead
004928 | 2611 FLAGLER AVE |  | Polytube | Yes |  | 2022-08-12 |  | PVC | 1963 | Yes |  | 2022-08-12 |  | Non-lead
004929 | 381 AVE F |  | Unknown | Yes |  | 2024-08-02 |  | Unknown | 1958 | Yes |  | 2024-08-02 |  | Lead Status Unknown
004930 | 809 LIME LN |  | Polytube | Yes |  | 2022-12-29 |  | PVC | 1958 | Yes |  | 2022-12-29 |  | Non-lead
004934 | LOCATION POPPS MOTEL 95500 OVERSEAS HWY |  | Polytube | Yes |  | 2022-07-21 |  | PVC | 1958 | Yes |  | 2022-07-21 |  | Non-lead
004935 | APT 2 1016 FLEMING ST |  | Unknown, Non-Lead | Yes |  | 2023-05-04 |  | No Piping | 1933 | Yes |  | 2023-05-04 |  | Non-lead
004936 | APT 1 1016 FLEMING ST |  | Unknown, Non-Lead | Yes |  | 2023-05-04 |  | No Piping | 1933 | Yes |  | 2023-05-04 |  | Non-lead
004937 | 717 GALVESTON LN |  | Polytube | Yes |  | 2023-04-25 |  | PVC | 1933 | Yes |  | 2023-04-25 |  | Non-lead
004938 | 713 GALVESTON LN |  | Polytube | Yes |  | 2023-08-08 |  | PVC | 1929 | Yes |  | 2023-08-08 |  | Non-lead
004940 | 58396 OVERSEAS HWY |  | Unknown, Non-Lead | Yes |  | 2024-02-09 |  | Unknown, Non-Lead | 1992 | Yes |  | 2024-02-09 |  | Non-lead
004942 | 94500 OVERSEAS HWY |  | Polytube | Yes |  | 2023-02-21 |  | PVC | 2005 | Yes |  | 2023-02-21 |  | Non-lead
004944 | 140 OCEAN LN |  | Polytube | Yes |  | 2022-07-11 |  | PVC | 1961 | Yes |  | 2022-07-11 |  | Non-lead
004946 | 607 SOUTH ST |  | Polytube | Yes |  | 2023-04-25 |  | PVC | 1953 | Yes |  | 2023-04-25 |  | Non-lead
004947 | 1418 VON PHISTER ST |  | Polytube | Yes |  | 2024-07-12 |  | Galvanized | 1958 | Yes |  | 2024-07-12 |  | Galvanized Requiring Replacement
004949 | 1224 JOHNSON ST |  | PVC | Yes |  | 2022-08-24 |  | Polytube | 1953 | Yes |  | 2022-08-24 |  | Non-lead
004950 | 85317 OLD HWY |  | Polytube | Yes |  | 2022-06-28 |  | PVC | 1963 | Yes |  | 2022-06-28 |  | Non-lead
004951 | UNIT A DOWN 902 THOMAS ST |  | Polytube | Yes |  | 2023-05-04 |  | PVC | 1938 | Yes |  | 2023-05-04 |  | Non-lead
004952 | 1022 PACKER ST |  | Polytube | Yes |  | 2023-03-22 |  | PVC | 1948 | Yes |  | 2023-03-22 |  | Non-lead
004953 | 1217 NEWTON ST |  | Polytube | Yes |  | 2023-05-04 |  | PVC | 1938 | Yes |  | 2023-05-04 |  | Non-lead
004954 | 2518 FOGARTY AVE |  | Polytube | Yes |  | 2022-08-23 |  | PVC | 1951 | Yes |  | 2022-08-23 |  | Non-lead
004955 | 805 VIRGINIA ST |  | Polytube | Yes |  | 2023-03-23 |  | PVC | 1933 | Yes |  | 2023-03-23 |  | Non-lead
004956 | 803 VIRGINIA ST |  | Polytube | Yes |  | 2023-03-23 |  | PVC | 1933 | Yes |  | 2023-03-23 |  | Non-lead
004957 | 801 VIRGINIA ST |  | Polytube | Yes |  | 2023-03-23 |  | PVC | 1933 | Yes |  | 2023-03-23 |  | Non-lead
004958 | 624 DUVAL ST |  | Polytube | Yes |  | 2022-08-17 |  | PVC | 1920 | Yes |  | 2022-08-17 |  | Non-lead
004959 | 826 EATON ST |  | Polytube | Yes |  | 2023-03-06 |  | Copper | 1953 | Yes |  | 2023-03-06 |  | Non-lead
004960 | 321 PEACON LN |  | Polytube | Yes |  | 2023-02-01 |  | PVC | 1926 | Yes |  | 2023-02-01 |  | Non-lead
004961 | 1201 SIMONTON ST |  | Polytube | Yes |  | 2024-07-18 |  | Copper | 1963 | Yes |  | 2024-07-18 |  | Non-lead
004962 | PELICAN COVE 84457 OLD HWY |  | Unknown, Non-Lead | Yes |  | 2024-04-26 |  | Cast Iron | 1988 | Yes |  | 2024-04-26 |  | Unknown
004963 | 182 CARROLL ST |  | Polytube | Yes |  | 2020-02-24 |  | PVC | 1981 | Yes |  | 2020-02-24 |  | Non-lead
004964 | 130 PALM LN |  | Polytube | Yes |  | 2022-06-07 |  | PVC | 1958 | Yes |  | 2022-06-07 |  | Non-lead
004965 | 195 LOWE ST |  | Polytube | Yes |  | 2022-10-12 |  | PVC | 1949 | Yes |  | 2022-10-12 |  | Non-lead
004966 | 321 TAVERNIER ST |  | Polytube | Yes |  | 2022-07-14 |  | PVC | 1975 | Yes |  | 2022-07-14 |  | Non-lead
004967 | 655 LAZY LN |  | Unknown | Yes |  | 2024-07-24 |  | Unknown | 1953 | Yes |  | 2024-07-24 |  | Lead Status Unknown
004968 | 88888 OVERSEAS HWY |  | Polytube | Yes |  | 2023-02-02 |  | PVC | 1972 | Yes |  | 2023-02-02 |  | Non-lead
004970 | 186 PLANTATION BLVD |  | Polytube | Yes |  | 2022-06-03 |  | PVC | 1973 | Yes |  | 2022-06-03 |  | Non-lead
004971 | 97671 OVERSEAS HWY |  | Polytube | Yes |  | 2022-09-15 |  | PVC | 1943 | Yes |  | 2022-09-15 |  | Non-lead
004972 | 1415 ATLANTIC BLVD |  | Polytube | Yes |  | 2022-09-22 |  | Copper | 1953 | Yes |  | 2022-09-22 |  | Non-lead
004973 | UNIT A 16 HILTON HAVEN RD |  | Polytube | Yes |  | 2024-02-16 |  | PVC | 1958 | Yes |  | 2024-02-16 |  | Non-lead
004974 | 1525 GRINNELL ST |  | Polytube | Yes |  | 2024-07-12 |  | PVC | 1939 | Yes |  | 2024-07-12 |  | Non-lead
004975 | DOWN 115 WHITEHEAD ST |  | PVC | Yes |  | 2023-08-10 |  | PVC | 1934 | Yes |  | 2023-08-10 |  | Non-lead
004976 | APT 5 901 DUVAL ST |  | Polytube | Yes |  | 2022-08-17 |  | PVC | 1923 | Yes |  | 2022-08-17 |  | Non-lead
004977 | 1118 PETRONIA ST |  | Polytube | Yes |  | 2023-03-23 |  | PVC | 1939 | Yes |  | 2023-03-23 |  | Non-lead
004979 | REAR 1515 JOSEPHINE ST |  | Copper | Yes |  | 2022-10-19 |  | Copper | 1943 | Yes |  | 2022-10-19 |  | Non-lead
004980 | 522 MARGARET ST |  | Polytube | Yes |  | 2023-01-31 |  | PVC | 1938 | Yes |  | 2023-01-31 |  | Non-lead
004981 | 704 GALVESTON LN |  | Unknown, Non-Lead | No |  |  |  | Unknown, Non-Lead | 1990 | No |  |  |  | Non-lead
004983 | 269 BAY DR |  | Polytube | Yes |  | 2023-01-30 |  | PVC | 1949 | Yes |  | 2023-01-30 |  | Non-lead
004984 | 1445 OCEAN BREEZE AVE |  | Polytube | Yes |  | 2023-05-24 |  | PVC | 1963 | Yes |  | 2023-05-24 |  | Non-lead
004985 | 75992 OVERSEAS HWY |  | Unknown, Non-Lead | Yes |  | 2023-03-30 |  | Unknown, Non-Lead | 2006 | Yes |  | 2023-03-30 |  | Non-lead
004986 | 103 41ST STREET GULF |  | Unknown, Non-Lead | Yes |  | 2018-10-30 |  | Unknown, Non-Lead | 2018 | Yes |  | 2018-10-30 |  | Non-lead
004987 | 509 SOUTHARD ST |  | Polytube | Yes |  | 2022-12-02 |  | PVC | 1938 | Yes |  | 2022-12-02 |  | Non-lead
004988 | 1010 WHITEHEAD ST |  | Copper | Yes |  | 2022-07-05 |  | PVC | 1938 | Yes |  | 2022-07-05 |  | Non-lead
004989 | APT 2 1413 LAIRD ST |  | Polytube | Yes |  | 2022-09-23 |  | PVC | 1958 | Yes |  | 2022-09-23 |  | Non-lead
004990 | 2309 FLAGLER AVE |  | Polytube | Yes |  | 2024-03-15 |  | PVC | 1953 | Yes |  | 2024-03-15 |  | Non-lead
004992 | 308 CATHERINE ST |  | Polytube | Yes |  | 2022-06-21 |  | PVC | 1928 | Yes |  | 2022-06-21 |  | Non-lead
004993 | 404 SOUTHARD ST |  | Unknown, Non-Lead | Yes |  | 2018-09-19 |  | Unknown, Non-Lead | 1995 | Yes |  | 2018-09-19 |  | Non-lead
004995 | 65 SEAVIEW AVE |  | Polytube | Yes |  | 2022-11-04 |  | Polytube | 1981 | Yes |  | 2022-11-04 |  | Non-lead
004996 | 716 EISENHOWER DR |  | Polytube | No |  |  |  | PVC | 1948 | No |  |  |  | Non-lead
004997 | 1925 FOGARTY AVE |  | Polytube | Yes |  | 2023-04-26 |  | PVC | 1958 | Yes |  | 2023-04-26 |  | Non-lead
004998 | 1002 WASHINGTON ST |  | Polytube | Yes |  | 2022-06-09 |  | Polytube | 1958 | Yes |  | 2022-06-09 |  | Non-lead
004999 | 1212 PACKER ST |  | Polytube | Yes |  | 2022-07-13 |  | PVC | 1933 | Yes |  | 2022-07-13 |  | Non-lead
005000 | 19749 DATE PALM DR |  | Unknown, Non-Lead | Yes |  | 2018-04-06 |  | PVC | 2017 | Yes |  | 2018-04-06 |  | Non-lead
005001 | 2407 FLAGLER AVE |  | Polytube | Yes |  | 2022-08-24 |  | PVC | 1958 | Yes |  | 2022-08-24 |  | Non-lead
005002 | 916 FRANCES ST |  | Polytube | Yes |  | 2023-03-14 |  | PVC | 1928 | Yes |  | 2023-03-14 |  | Non-lead
005003 | 431 50TH GULF ST |  | Unknown, Non-Lead | Yes |  | 2022-10-20 |  | PVC | 1976 | Yes |  | 2022-10-20 |  | Non-lead
005004 | 115 COCONUT ROW |  | Polytube | Yes |  | 2023-01-30 |  | PVC | 1948 | Yes |  | 2023-01-30 |  | Non-lead
005006 | 562 LAZY LN |  | Unknown | Yes |  | 2023-02-01 |  | PVC | 1952 | Yes |  | 2023-02-01 |  | Lead Status Unknown
005007 | 165 HARBORVIEW DR |  | Polytube | Yes |  | 2023-01-30 |  | PVC | 1948 | Yes |  | 2023-01-30 |  | Non-lead
005008 | 659 LAZY LN |  | Polytube | Yes |  | 2022-10-19 |  | PVC | 1948 | Yes |  | 2022-10-19 |  | Non-lead
005009 | 138 BAYVIEW DR |  | Polytube | Yes |  | 2023-01-30 |  | PVC | 1963 | Yes |  | 2023-01-30 |  | Non-lead
005010 | APT FRONT 909 CENTER ST |  | Polytube | Yes |  | 2023-05-04 |  | PVC | 1938 | Yes |  | 2023-05-04 |  | Non-lead
005013 | APT UP 1009 WINDSOR LN |  | Polytube | Yes |  | 2024-02-07 |  | PVC | 1928 | Yes |  | 2024-02-07 |  | Non-lead
005014 | UNIT 203 1016 TRUMAN AVE |  | Polytube | Yes |  | 2023-03-23 |  | PVC | 1923 | Yes |  | 2023-03-23 |  | Non-lead
005015 | UNIT 103 1012 TRUMAN AVE |  | Polytube | Yes |  | 2024-09-16 |  | PVC | 1914 | Yes |  | 2024-09-16 |  | Non-lead
005016 | 1610 STEVEN AVE |  | Polytube | Yes |  | 2024-07-12 |  | PVC | 1948 | Yes |  | 2024-07-12 |  | Non-lead
005017 | 1011 GRINNELL ST |  | Polytube | Yes |  | 2023-03-16 |  | PVC | 1943 | Yes |  | 2023-03-16 |  | Non-lead
005018 | 1304 TRUMAN AVE |  | Polytube | Yes |  | 2022-09-21 |  | Unknown | 1963 | Yes |  | 2022-09-21 |  | Lead Status Unknown
005019 | 823 THOMAS ST |  | Polytube | Yes |  | 2023-05-04 |  | PVC | 1933 | Yes |  | 2023-05-04 |  | Non-lead
005020 | 834 OLIVIA ST |  | Polytube | Yes |  | 2023-03-23 |  | PVC | 1948 | Yes |  | 2023-03-23 |  | Non-lead
005021 | 609 ELIZABETH ST |  | Polytube | Yes |  | 2023-02-01 |  | Copper | 1938 | Yes |  | 2023-02-01 |  | Non-lead
005022 | 1423 CATHERINE ST |  | PVC | Yes |  | 2022-08-12 |  | Polytube | 1938 | Yes |  | 2022-08-12 |  | Non-lead
005023 | 806 TRUMAN AVE |  | Polytube | Yes |  | 2023-03-23 |  | PVC | 1918 | Yes |  | 2023-03-23 |  | Non-lead
005024 | 228 TRUMAN AVE |  | Polytube | Yes |  | 2023-05-04 |  | Copper | 1928 | Yes |  | 2023-05-04 |  | Non-lead
005025 | 85 SEAVIEW AVE |  | Polytube | Yes |  | 2022-09-21 |  | Polytube | 1955 | Yes |  | 2022-09-21 |  | Non-lead
005026 | APT FRONT 1608 STEVEN AVE |  | Polytube | Yes |  | 2024-07-12 |  | Polytube | 1948 | Yes |  | 2024-07-12 |  | Non-lead
005027 | 82689 OLD HWY |  | Polytube | Yes |  | 2022-06-28 |  | PVC | 1973 | Yes |  | 2022-06-28 |  | Non-lead
005029 | 3675 S ROOSEVELT BLVD |  | Unknown | Yes |  | 2022-07-18 |  | Unknown |  | Yes |  | 2022-07-18 |  | Lead Status Unknown
005030 | 208 OLIVIA ST |  | Polytube | Yes |  | 2024-07-12 |  | PVC | 1933 | Yes |  | 2024-07-12 |  | Non-lead
005032 | 17373 LABRISA LANE |  | Polytube | Yes |  | 2024-07-23 |  | PVC | 1949 | Yes |  | 2024-07-23 |  | Non-lead
005033 | 2509 SEIDENBERG AVE |  | Copper | Yes |  | 2022-08-12 |  | PVC | 1943 | Yes |  | 2022-08-12 |  | Non-lead
005034 | 11050 5TH OCEAN AVE |  | PVC | Yes |  | 2022-08-31 |  | Polytube | 1953 | Yes |  | 2022-08-31 |  | Non-lead
005035 | 1214 LAIRD ST |  | Polytube | Yes |  | 2022-09-23 |  | PVC | 1952 | Yes |  | 2022-09-23 |  | Non-lead
005036 | 624 MICKENS LN |  | Copper | Yes |  | 2023-05-31 |  | PVC | 1933 | Yes |  | 2023-05-31 |  | Non-lead
005040 | 2609 FLAGLER AVE |  | Unknown, Non-Lead | No |  |  |  | Unknown, Non-Lead | 2007 | No |  |  |  | Non-lead
005041 | 1508 DUNCOMBE ST |  | Unknown, Non-Lead | No |  |  |  | Unknown, Non-Lead | 2007 | No |  |  |  | Non-lead
005043 | 511 UNITED ST |  | Polytube | No |  |  |  | Unknown | 1923 | No |  |  |  | Lead Status Unknown
005044 | 711 WILLIAM ST |  | Polytube | Yes |  | 2023-01-04 |  | PVC | 1914 | Yes |  | 2023-01-04 |  | Non-lead
005045 | 3733 FLAGLER AVE |  | Unknown, Non-Lead | No |  |  |  | Unknown, Non-Lead | 2005 | No |  |  |  | Non-lead
005046 | 921 THOMAS ST |  | Copper | Yes |  | 2022-09-02 |  | PVC | 1938 | Yes |  | 2022-09-02 |  | Non-lead
005047 | 200 D WASHINGTON ST |  | Unknown, Non-Lead | Yes |  | 2024-02-20 |  | PVC | 1989 | Yes |  | 2024-02-20 |  | Non-lead
005048 | 904 THOMAS ST |  | Polytube | Yes |  | 2023-05-04 |  | PVC | 1938 | Yes |  | 2023-05-04 |  | Non-lead
005049 | 544 110TH OCEAN ST |  | Polytube | Yes |  | 2022-09-02 |  | PVC | 1953 | Yes |  | 2022-09-02 |  | Non-lead
005050 | 1600 JOHNSON ST |  | Polytube | Yes |  | 2023-04-26 |  | PVC | 1948 | Yes |  | 2023-04-26 |  | Non-lead
005052 | 713 WADDELL AVE |  | Polytube | Yes |  | 2024-07-30 |  | Polytube | 1958 | Yes |  | 2024-07-30 |  | Non-lead
005054 | UNIT A 7 HILTON HAVEN RD |  | Unknown, Non-Lead | No |  |  |  | Unknown, Non-Lead | 1997 | No |  |  |  | Non-lead
005055 | DOWN 808 WHITEHEAD ST |  | Polytube | Yes |  | 2022-07-05 |  | PVC | 1939 | Yes |  | 2022-07-05 |  | Non-lead
005056 | APT 2 UP 909 THOMAS ST |  | Polytube | Yes |  | 2023-05-04 |  | PVC | 1976 | Yes |  | 2023-05-04 |  | Non-lead
005057 | 917 THOMAS ST |  | Polytube | Yes |  | 2023-05-04 |  | PVC | 1938 | Yes |  | 2023-05-04 |  | Non-lead
005058 | 1004 THOMAS ST |  | Polytube | Yes |  | 2023-05-04 |  | PVC | 1933 | Yes |  | 2023-05-04 |  | Non-lead
005059 | 1007 THOMAS ST |  | Polytube | Yes |  | 2024-06-05 |  | PVC | 1918 | Yes |  | 2024-06-05 |  | Non-lead
005062 | 1019 THOMAS ST |  | Polytube | Yes |  | 2023-05-04 |  | PVC | 1938 | Yes |  | 2023-05-04 |  | Non-lead
005064 | 1209 PETRONIA ST |  | Polytube | Yes |  | 2022-09-19 |  | PVC | 1952 | Yes |  | 2022-09-19 |  | Non-lead
005065 | 1208 NEWTON ST |  | Polytube | Yes |  | 2022-10-14 |  | PVC | 1933 | Yes |  | 2022-10-14 |  | Non-lead
005066 | 1023 THOMAS ST |  | Polytube | Yes |  | 2023-05-04 |  | PVC | 1938 | Yes |  | 2023-05-04 |  | Non-lead
005067 | 1105 THOMAS ST |  | Polytube | Yes |  | 2023-04-10 |  | PVC | 1938 | Yes |  | 2023-04-10 |  | Non-lead
005068 | 901 CATHERINE ST |  | Polytube | Yes |  | 2023-03-30 |  | PVC | 1958 | Yes |  | 2023-03-30 |  | Non-lead
005070 | 817 OCEANA DR |  | Polytube | Yes |  | 2022-08-19 |  | PVC | 1987 | Yes |  | 2022-08-19 |  | Non-lead
005071 | 300 TRUMAN AVE |  | Polytube | Yes |  | 2023-05-04 |  | Polytube | 1938 | Yes |  | 2023-05-04 |  | Non-lead
005072 | 1012 THOMAS ST |  | Polytube | Yes |  | 2023-05-04 |  | PVC | 1928 | Yes |  | 2023-05-04 |  | Non-lead
005073 | 719 SOUTH ST |  | Polytube | Yes |  | 2024-08-14 |  | PVC | 1958 | Yes |  | 2024-08-14 |  | Non-lead
005074 | 818 WHITE ST |  | Polytube | Yes |  | 2023-05-25 |  | PVC | 1939 | Yes |  | 2023-05-25 |  | Non-lead
005075 | 75790 OVERSEAS Hwy |  | Polytube | Yes |  | 2022-03-28 |  | PVC | 2006 | Yes |  | 2022-03-28 |  | Non-lead
005076 | 1009 THOMAS ST |  | Polytube | Yes |  | 2022-01-13 |  | PVC | 1918 | Yes |  | 2022-01-13 |  | Non-lead
005077 | 25163 OVERSEAS HWY |  | Polytube | Yes |  | 2023-12-28 |  | PVC | 1975 | Yes |  | 2023-12-28 |  | Non-lead
005079 | 1018 THOMAS ST |  | Polytube | Yes |  | 2023-05-04 |  | PVC | 1918 | Yes |  | 2023-05-04 |  | Non-lead
005081 | 2315 OVERSEAS HWY |  | Copper | Yes |  | 2023-05-24 |  | Unknown | 1958 | Yes |  | 2023-05-24 |  | Lead Status Unknown
005082 | APT 1 FRONT 1208 FLAGLER AVE |  | Polytube | Yes |  | 2022-08-12 |  | PVC | 1958 | Yes |  | 2022-08-12 |  | Non-lead
005083 | 2505 SEIDENBERG AVE |  | Polytube | Yes |  | 2023-05-04 |  | PVC | 1943 | Yes |  | 2023-05-04 |  | Non-lead
005084 | 2515 SEIDENBERG AVE |  | Polytube | Yes |  | 2022-08-18 |  | PVC | 1943 | Yes |  | 2022-08-18 |  | Non-lead
005085 | APT 2 1208 FLAGLER AVE |  | Polytube | Yes |  | 2022-08-12 |  | PVC | 1958 | Yes |  | 2022-08-12 |  | Non-lead
005086 | 6529 MALONEY AVE |  | Polytube | Yes |  | 2023-03-08 |  | PVC | 1975 | Yes |  | 2023-03-08 |  | Non-lead
005087 | 1910 HARRIS AVE |  | Polytube | Yes |  | 2024-08-16 |  | PVC | 1943 | Yes |  | 2024-08-16 |  | Non-lead
005088 | TR 1 97251 OVERSEAS HWY |  | Unknown, Non-Lead | Yes |  | 2022-04-27 |  | PVC | 2004 | Yes |  | 2022-04-27 |  | Non-lead
005089 | 91605 OVERSEAS HWY |  | Polytube | Yes |  | 2022-11-03 |  | PVC |  | Yes |  | 2022-11-03 |  | Non-lead
005091 | 219 WHITEHEAD ST |  | Polytube | Yes |  | 2022-06-02 |  | PVC | 1938 | Yes |  | 2022-06-02 |  | Non-lead
005092 | 5700 4TH AVE |  | Polytube | Yes |  | 2023-08-21 |  | PVC | 1948 | Yes |  | 2023-08-21 |  | Non-lead
005093 | 801 WADDELL AVE |  | Polytube | Yes |  | 2024-09-12 |  | PVC | 1958 | Yes |  | 2024-09-12 |  | Non-lead
005094 | 2510 HARRIS AVE |  | Polytube | Yes |  | 2022-08-16 |  | PVC | 1951 | Yes |  | 2022-08-16 |  | Non-lead
005096 | UNIT A 2420 PATTERSON AVE |  | Polytube | Yes |  | 2023-05-04 |  | PVC | 1943 | Yes |  | 2023-05-04 |  | Non-lead
005097 | 1025 THOMAS ST |  | Polytube | Yes |  | 2023-05-04 |  | Unknown | 1923 | Yes |  | 2023-05-04 |  | Lead Status Unknown
005098 | 1236 51ST GULF ST |  | Polytube | Yes |  | 2024-05-13 |  | PVC | 1954 | Yes |  | 2024-05-13 |  | Non-lead
005100 | 1513 JOSEPHINE ST |  | Copper | Yes |  | 2022-10-19 |  | Copper | 1958 | Yes |  | 2022-10-19 |  | Non-lead
005102 | L4 B1 126 POINT PLEASANT DR |  | Unknown, Non-Lead | Yes |  | 2021-07-27 |  | Unknown, Non-Lead | 2007 | Yes |  | 2021-07-27 |  | Non-lead
005103 | APT 3 C UP FRONT 2 NASSAU LN |  | Polytube | Yes |  | 2022-12-02 |  | PVC | 1938 | Yes |  | 2022-12-02 |  | Non-lead
005106 | 8045 OVERSEAS HWY |  | Polytube | Yes |  | 2023-01-05 |  | PVC | 1949 | Yes |  | 2023-01-05 |  | Non-lead
005107 | 665 LAZY LN |  | Unknown | Yes |  | 2023-02-01 |  | PVC | 1955 | Yes |  | 2023-02-01 |  | Lead Status Unknown
005108 | 368 110TH OCEAN ST |  | Polytube | Yes |  | 2023-07-18 |  | Polytube | 1951 | Yes |  | 2023-07-18 |  | Non-Lead
005110 | 109 ORANGE LN |  | Polytube | Yes |  | 2022-06-08 |  | PVC | 1955 | Yes |  | 2022-06-08 |  | Non-lead
005111 | 816 51ST GULF ST |  | Polytube | Yes |  | 2022-10-20 |  | PVC | 1962 | Yes |  | 2022-10-20 |  | Non-lead
005112 | OCEAN 300 110TH ST |  | Cast Iron | Yes |  | 2022-11-02 |  | PVC | 1951 | Yes |  | 2022-11-02 |  | Non-lead
005113 | 6801 (6803 6805 6807) OVERSEAS HWY |  | Polytube | Yes |  | 2023-03-07 |  | PVC | 1968 | Yes |  | 2023-03-07 |  | Non-lead
005115 | OCEAN 162 23RD ST |  | Polytube | Yes |  | 2022-06-02 |  | PVC | 1958 | Yes |  | 2022-06-02 |  | Non-lead
005116 | 1021 11TH OCEAN St |  | Polytube | Yes |  | 2024-05-29 |  | PVC | 1943 | Yes |  | 2024-05-29 |  | Non-lead
005117 | 422 AMELIA ST |  | Polytube | Yes |  | 2022-06-16 |  | PVC | 1928 | Yes |  | 2022-06-16 |  | Non-lead
005118 | REAR 1911 STAPLES AVE |  | Unknown, Non-Lead | Yes |  | 2019-07-02 |  | Unknown, Non-Lead | 2014 | Yes |  | 2019-07-02 |  | Non-lead
005119 | 1509 JOSEPHINE ST |  | Polytube | Yes |  | 2022-11-21 |  | PVC | 1948 | Yes |  | 2022-11-21 |  | Non-lead
005120 | APT FRONT 2421 HARRIS AVE |  | Polytube | Yes |  | 2022-08-16 |  | PVC | 1943 | Yes |  | 2022-08-16 |  | Non-lead
005121 | 2427 HARRIS AVE |  | Polytube | Yes |  | 2022-08-16 |  | PVC | 1953 | Yes |  | 2022-08-16 |  | Non-lead
005122 | 54 SEAVIEW AVE |  | Polytube | Yes |  | 2024-06-24 |  | PVC | 1972 | Yes |  | 2024-06-24 |  | Non-lead
005124 | APT DOWN 2405 STAPLES AVE |  | Polytube | Yes |  | 2024-07-10 |  | PVC | 1958 | Yes |  | 2024-07-10 |  | Non-lead
005125 | 1412 18TH ST |  | Polytube | Yes |  | 2023-05-04 |  | Copper | 1958 | Yes |  | 2023-05-04 |  | Non-lead
005126 | APT A 222 99TH OCEAN ST |  | Polytube | Yes |  | 2022-11-22 |  | PVC | 1951 | Yes |  | 2022-11-22 |  | Non-lead
005128 | 101 MASTIC ST |  | Polytube | Yes |  | 2022-06-23 |  | PVC |  | Yes |  | 2022-06-23 |  | Non-lead
005129 | 901 JOHNSON ST |  | Polytube | Yes |  | 2022-11-03 |  | Polytube | 1958 | Yes |  | 2022-11-03 |  | Non-lead
005130 | 1418 PATRICIA ST |  | Polytube | Yes |  | 2022-08-29 |  | PVC | 1952 | Yes |  | 2022-08-29 |  | Non-lead
005131 | 1422 PATRICIA ST |  | Polytube | Yes |  | 2023-09-12 |  | PVC | 1952 | Yes |  | 2023-09-12 |  | Non-lead
005132 | 806 SHAVERS LN |  | Unknown, Non-Lead | Yes |  | 2020-12-01 |  | Unknown, Non-Lead | 1999 | Yes |  | 2020-12-01 |  | Non-lead
005133 | l10 b2 82758 OLD HWY |  | Polytube | Yes |  | 2022-06-28 |  | PVC | 1951 | Yes |  | 2022-06-28 |  | Non-lead
005134 | 369 110TH OCEAN ST |  | Copper | Yes |  | 2024-09-16 |  | PVC | 1951 | Yes |  | 2024-09-16 |  | Non-lead
005135 | 52 N CONCH AVE |  | Polytube | Yes |  | 2024-05-17 |  | Polytube | 1949 | Yes |  | 2024-05-17 |  | Non-lead
005136 | 111 W CONCH AVE |  | Polytube | Yes |  | 2023-06-22 |  | PVC | 1948 | Yes |  | 2023-06-22 |  | Non-lead
005137 | 82185 OVERSEAS HWY |  | Polytube | Yes |  | 2022-06-27 |  | PVC | 1950 | Yes |  | 2022-06-27 |  | Non-lead
005138 | 132 E CARROLL ST |  | Polytube | Yes |  | 2022-06-27 |  | PVC | 1953 | Yes |  | 2022-06-27 |  | Non-lead
005139 | 160 HOOD AVE |  | Polytube | Yes |  | 2024-07-09 |  | PVC | 1913 | Yes |  | 2024-07-09 |  | Non-lead
005140 | 168 HOOD AVE |  | Polytube | Yes |  | 2023-01-31 |  | PVC | 1913 | Yes |  | 2023-01-31 |  | Non-lead
005143 | 239 TAVERNIER DR |  | Polytube | Yes |  | 2022-09-12 |  | PVC |  | Yes |  | 2022-09-12 |  | Non-lead
005144 | STORE 207 6203 OVERSEAS DION'S QUIK HWY |  | Polytube | Yes |  | 2024-09-19 |  | PVC | 1963 | Yes |  | 2024-09-19 |  | Non-lead
005146 | 153 SUNSET GARDENS DR |  | Polytube | Yes |  | 2022-12-22 |  | PVC | 1950 | Yes |  | 2022-12-22 |  | Non-lead
005148 | COMMON AREA 109 CARROLL ST |  | Polytube | Yes |  | 2024-02-21 |  | PVC |  | Yes |  | 2024-02-21 |  | Non-lead
005149 | 128 MADERIA RD |  | Polytube | Yes |  | 2022-06-22 |  | PVC | 1950 | Yes |  | 2022-06-22 |  | Non-lead
005150 | 2311 FOGARTY AVE |  | Polytube | Yes |  | 2022-08-19 |  | PVC | 1958 | Yes |  | 2022-08-19 |  | Non-lead
005151 | 1607 LAIRD ST |  | Polytube | Yes |  | 2024-09-30 |  | Polytube | 1958 | Yes |  | 2024-09-30 |  | Non-lead
005152 | REAR #2 918 CORNISH LN |  | Polytube | Yes |  | 2023-02-16 |  | PVC | 1918 | Yes |  | 2023-02-16 |  | Non-lead
005155 | PALM AVE |  | Polytube | Yes |  | 2022-06-27 |  | None | 1965 | Yes |  | 2022-06-27 |  | Non-lead
005156 | OCEAN 481 109TH ST |  | Copper | Yes |  | 2022-11-21 |  | PVC | 1946 | Yes |  | 2022-11-21 |  | Non-lead
005157 | 495 110TH OCEAN ST |  | Copper | Yes |  | 2023-06-02 |  | PVC | 1951 | Yes |  | 2023-06-02 |  | Non-lead
005159 | 1311 TRUMAN AVE |  | Polytube | Yes |  | 2022-09-21 |  | PVC | 1943 | Yes |  | 2022-09-21 |  | Non-lead
005160 | 197 LOWE ST |  | Polytube | Yes |  | 2023-01-30 |  | PVC | 1983 | Yes |  | 2023-01-30 |  | Non-lead
005161 | 146 LOWE ST |  | Polytube | Yes |  | 2022-08-08 |  | PVC | 1954 | Yes |  | 2022-08-08 |  | Non-lead
005162 | 174 COCONUT ROW |  | Polytube | Yes |  | 2023-01-30 |  | PVC | 1949 | Yes |  | 2023-01-30 |  | Non-lead
005164 | 4560 OVERSEAS Hwy |  | Unknown, Non-Lead | Yes |  | 2022-10-18 |  | PVC |  | Yes |  | 2022-10-18 |  | Non-lead
005165 | IRRIGATION 8700 OVERSEAS Hwy |  | Polytube | Yes |  | 2022-10-18 |  | PVC | 2020 | Yes |  | 2022-10-18 |  | Non-lead
005166 | GULF 582 50TH St |  | Polytube | Yes |  | 2024-04-05 |  | PVC | 1958 | Yes |  | 2024-04-05 |  | Non-lead
005168 | 146 COCONUT ROW |  | Polytube | Yes |  | 2023-01-30 |  | PVC | 1943 | Yes |  | 2023-01-30 |  | Non-lead
005169 | 3800 DUCK AVE |  | Polytube | Yes |  | 2022-07-06 |  | PVC | 1958 | Yes |  | 2022-07-06 |  | Non-lead
005172 | 245 110TH OCEAN ST |  | Copper | Yes |  | 2023-07-17 |  | PVC | 1951 | Yes |  | 2023-07-17 |  | Non-lead
005173 | 1223 LAIRD ST |  | Polytube | Yes |  | 2022-09-23 |  | PVC | 1953 | Yes |  | 2022-09-23 |  | Non-lead
005175 | 366 109TH OCEAN ST |  | Unknown | Yes |  | 2022-08-26 |  | PVC | 1951 | Yes |  | 2022-08-26 |  | Lead Status Unknown
005176 | OCEAN 428 109TH ST |  | Copper | Yes |  | 2022-09-09 |  | PVC | 1951 | Yes |  | 2022-09-09 |  | Non-lead
005178 | 135 MADEIRA RD UNIT 1 |  | Polytube | Yes |  | 2022-06-22 |  | PVC | 1951 | Yes |  | 2022-06-22 |  | Non-lead
005179 | RESTAURANT 85361 OVERSEAS HWY |  | Polytube | Yes |  | 2022-06-28 |  | PVC | 1969 | Yes |  | 2022-06-28 |  | Non-lead
005180 | 1911 STAPLES (FRONT) AVE |  | Unknown, Non-Lead | Yes |  | 2018-10-15 |  | Unknown, Non-Lead | 2014 | Yes |  | 2018-10-15 |  | Non-lead
005182 | 5635 MACDONALD AVE |  | Unknown, Non-Lead | Yes |  | 2020-11-30 |  | Unknown, Non-Lead | 2019 | Yes |  | 2020-11-30 |  | Non-lead
005183 | 75831 OVERSEAS HWY |  | Polytube | Yes |  | 2022-07-07 |  | PVC | 1969 | Yes |  | 2022-07-07 |  | Non-lead
005184 | 735 POORHOUSE LN |  | Polytube | Yes |  | 2024-07-08 |  | PVC | 1948 | Yes |  | 2024-07-08 |  | Non-lead
005185 | SLIP T40 1801 N ROOSEVELT BLVD |  | Polytube | Yes |  | 2022-09-14 |  | PVC | 1983 | Yes |  | 2022-09-14 |  | Non-lead
005187 | OCEAN 244 110TH ST |  | Polytube | Yes |  | 2023-05-11 |  | PVC | 1951 | Yes |  | 2023-05-11 |  | Non-lead
005188 | 240 110TH OCEAN ST |  | Polytube | Yes |  | 2024-01-05 |  | PVC | 1951 | Yes |  | 2024-01-05 |  | Non-lead
005189 | OCEAN 310 24TH ST |  | Unknown, Non-Lead | Yes |  | 2023-04-28 |  | PVC | 2006 | Yes |  | 2023-04-28 |  | Non-lead
005190 | 160 FLORIDA AVE |  | Polytube | Yes |  | 2023-02-08 |  | PVC | 1959 | Yes |  | 2023-02-08 |  | Non-lead
005191 | APT 1 2209 STAPLES AVE |  | Polytube | Yes |  | 2024-09-12 |  | PVC | 1979 | Yes |  | 2024-09-12 |  | Non-lead
005192 | 22 SEAGATE BLVD |  | Polytube | Yes |  | 2022-07-12 |  | PVC | 1958 | Yes |  | 2022-07-12 |  | Non-lead
005193 | 10 SEAGATE BLVD |  | Polytube | Yes |  | 2023-11-06 |  | PVC | 2008 | Yes |  | 2023-11-06 |  | Non-lead
005198 | 1008 WHITEHEAD ST |  | Polytube | Yes |  | 2022-07-05 |  | PVC | 1933 | Yes |  | 2022-07-05 |  | Non-lead
005199 | 1216 WHITE ST |  | Polytube | Yes |  | 2023-03-23 |  | PVC | 1933 | Yes |  | 2023-03-23 |  | Non-lead
005200 | 5625 MCDONALD AVE |  | Polytube | Yes |  | 2023-03-08 |  | PVC | 1953 | Yes |  | 2023-03-08 |  | Non-lead
005202 | 95370 OVERSEAS HWY |  | Polytube | Yes |  | 2022-06-08 |  | PVC | 1963 | Yes |  | 2022-06-08 |  | Non-lead
005204 | 10980 5TH OCEAN AVE |  | PVC | Yes |  | 2022-08-02 |  | Polytube | 1951 | Yes |  | 2022-08-02 |  | Non-lead
005205 | 238 109TH OCEAN ST |  | Unknown | Yes |  | 2022-10-18 |  | PVC | 1951 | Yes |  | 2022-10-18 |  | Lead Status Unknown
005206 | OCEAN 242 109TH ST |  | Copper | Yes |  | 2022-09-29 |  | PVC | 1951 | Yes |  | 2022-09-29 |  | Non-lead
005207 | 5160 OVERSEAS HWY |  | Polytube | Yes |  | 2023-03-06 |  | PVC | 1938 | Yes |  | 2023-03-06 |  | Non-lead
005208 | 97684 OVERSEAS HWY |  | Polytube | Yes |  | 2023-05-04 |  | PVC | 1982 | Yes |  | 2023-05-04 |  | Non-lead
005209 | 235 TARPON ST |  | Polytube | Yes |  | 2023-02-06 |  | PVC | 1983 | Yes |  | 2023-02-06 |  | Non-lead
005210 | #B 1227 FLAGLER AVE |  | Polytube | Yes |  | 2024-04-09 |  | PVC | 1958 | Yes |  | 2024-04-09 |  | Non-lead
005212 | 605 109TH OCEAN ST |  | Polytube | Yes |  | 2022-06-21 |  | PVC | 1946 | Yes |  | 2022-06-21 |  | Non-lead
005213 | 2604 SEIDENBERG AVE |  | Polytube | Yes |  | 2022-08-18 |  | Copper | 1958 | Yes |  | 2022-08-18 |  | Non-lead
005214 | 1300 OVERSEAS HIGHWAY |  | Unknown | Yes |  | 2023-05-04 |  | Unknown | 1955 | Yes |  | 2023-05-04 |  | Lead Status Unknown
005215 | 20 SEAGATE BLVD |  | Polytube | Yes |  | 2022-07-12 |  | Polytube | 1958 | Yes |  | 2022-07-12 |  | Non-lead
005216 | 483 110TH OCEAN ST |  | Polytube | Yes |  | 2022-09-29 |  | PVC | 1951 | Yes |  | 2022-09-29 |  | Non-lead
005217 | 2206 SEIDENBERG AVE |  | Polytube | Yes |  | 2023-04-26 |  | PVC | 1948 | Yes |  | 2023-04-26 |  | Non-lead
005218 | 2429 HARRIS AVE |  | Polytube | Yes |  | 2022-10-19 |  | Copper | 1951 | Yes |  | 2022-10-19 |  | Non-lead
005219 | 2433 HARRIS AVE |  | Copper | Yes |  | 2022-08-16 |  | PVC | 1953 | Yes |  | 2022-08-16 |  | Non-lead
005220 | 263 15TH OCEAN ST |  | Polytube | Yes |  | 2022-12-09 |  | PVC |  | Yes |  | 2022-12-09 |  | Non-lead
005221 | 6973 OVERSEAS HWY |  | Unknown, Non-Lead | No |  |  |  | Unknown, Non-Lead | 2016 | No |  |  |  | Non-lead
005222 | GULF A&B 890 50TH ST |  | Polytube | Yes |  | 2023-04-12 |  | PVC | 1983 | Yes |  | 2023-04-12 |  | Non-lead
005223 | 44 SEAVIEW AVE |  | Polytube | Yes |  | 2023-11-06 |  | Polytube | 1953 | Yes |  | 2023-11-06 |  | Non-lead
005224 | 543 109TH ST OCEAN |  | Unknown | Yes |  | 2024-08-19 |  | PVC | 1946 | Yes |  | 2024-08-19 |  | Lead Status Unknown
005225 | 482 110TH OCEAN ST |  | Polytube | Yes |  | 2022-09-09 |  | PVC | 1951 | Yes |  | 2022-09-09 |  | Non-lead
005227 | APT 03 1508 SEMINARY ST |  | Polytube | Yes |  | 2022-10-31 |  | PVC | 1938 | Yes |  | 2022-10-31 |  | Non-lead
005228 | 1506 SEMINARY ST |  | Polytube | Yes |  | 2022-10-31 |  | PVC | 1948 | Yes |  | 2022-10-31 |  | Non-lead
005229 | 1416 PATRICIA ST |  | Polytube | Yes |  | 2023-03-20 |  | PVC | 1953 | Yes |  | 2023-03-20 |  | Non-lead
005230 | 1414 PATRICIA ST |  | Polytube | Yes |  | 2022-08-29 |  | PVC | 1968 | Yes |  | 2022-08-29 |  | Non-lead
005231 | P/L11 B1 183 E CARROLL ST |  | PVC | Yes |  | 2022-06-28 |  | PVC | 1952 | Yes |  | 2022-06-28 |  | Non-lead
005232 | APT 1 2520 HARRIS AVE |  | Polytube | Yes |  | 2024-04-12 |  | Polytube | 1958 | Yes |  | 2024-04-12 |  | Non-lead
005233 | 210 TRUMAN AVE |  | PVC | Yes |  | 2023-05-04 |  | Polytube | 1923 | Yes |  | 2023-05-04 |  | Non-lead
005234 | 1627 LAIRD ST |  | Polytube | Yes |  | 2024-01-08 |  | PVC |  | Yes |  | 2024-01-08 |  | Non-lead
005235 | 409 ANGELA ST |  | Polytube | Yes |  | 2023-02-22 |  | PVC | 1958 | Yes |  | 2023-02-22 |  | Non-lead
005237 | 1121 CATHERINE ST |  | Polytube | Yes |  | 2023-03-30 |  | PVC | 1938 | Yes |  | 2023-03-30 |  | Non-lead
005238 | 208 TRUMAN AVE |  | Polytube | Yes |  | 2023-05-04 |  | PVC | 1923 | Yes |  | 2023-05-04 |  | Non-lead
005239 | 618 PETRONIA ST |  | Polytube | Yes |  | 2023-01-25 |  | PVC | 1938 | Yes |  | 2023-01-25 |  | Non-lead
005240 | 1911 FOGARTY AVE |  | Polytube | Yes |  | 2023-04-26 |  | PVC | 1953 | Yes |  | 2023-04-26 |  | Non-lead
005241 | 357 109TH ST.OCEAN |  | Polytube | Yes |  | 2022-11-22 |  | PVC | 1946 | Yes |  | 2022-11-22 |  | Non-lead
005243 | 1109 VARELA ST |  | Polytube | Yes |  | 2023-03-23 |  | PVC | 1908 | Yes |  | 2023-03-23 |  | Non-lead
005244 | 5400 OVERSEAS HWY |  | Unknown, Non-Lead | Yes |  | 2024-09-27 |  | Unknown, Non-Lead | 2013 | Yes |  | 2024-09-27 |  | Non-lead
005245 | 219 TRUMAN AVE |  | Polytube | Yes |  | 2023-05-04 |  | PVC | 1938 | Yes |  | 2023-05-04 |  | Non-lead
005246 | 542 109TH OCEAN ST |  | Polytube | Yes |  | 2022-08-19 |  | PVC | 1951 | Yes |  | 2022-08-19 |  | Non-lead
005247 | #8 808 DUVAL ST |  | Unknown, Non-Lead | Yes |  | 2022-10-22 |  | No Piping | 1924 | Yes |  | 2022-10-22 |  | Non-lead
005248 | FRNT 808 DUVAL ST |  | Polytube | Yes |  | 2023-05-08 |  | PVC | 1928 | Yes |  | 2023-05-08 |  | Non-lead
005249 | 725 11TH OCEAN ST |  | Polytube | Yes |  | 2023-05-01 |  | PVC | 1943 | Yes |  | 2023-05-01 |  | Non-lead
005250 | 53 N BAY HARBOR DR |  | Polytube | Yes |  | 2022-07-21 |  | PVC | 1962 | Yes |  | 2022-07-21 |  | Non-lead
005251 | 1477 OVERSEAS HWY |  | PVC | Yes |  | 2025-07-23 |  | PVC |  | Yes |  | 2022-11-07 |  | Non-lead
005252 | 91865 OVERSEAS HWY |  | Copper | Yes |  | 2023-02-13 |  | PVC | 1936 | Yes |  | 2023-02-13 |  | Non-lead
005254 | 21538 OVERSEAS HWY |  | Polytube | Yes |  | 2022-12-29 |  | PVC | 1953 | Yes |  | 2022-12-29 |  | Non-lead
005256 | 183 110th OCEAN ST |  | Copper | Yes |  | 2022-08-29 |  | PVC | 1951 | Yes |  | 2022-08-29 |  | Non-lead
005257 | 912 SIMONTON ST |  | Polytube | Yes |  | 2022-10-31 |  | PVC | 1928 | Yes |  | 2022-10-31 |  | Non-lead
005259 | #B 622 DUVAL ST |  | Polytube | Yes |  | 2024-02-09 |  | PVC | 1924 | Yes |  | 2024-02-09 |  | Non-lead
005260 | 2901 OVERSEAS HWY |  | Polytube | Yes |  | 2024-02-15 |  | PVC | 1967 | Yes |  | 2024-02-15 |  | Non-lead
005261 | OCEAN 511 30TH ST |  | Polytube | Yes |  | 2022-07-15 |  | PVC | 1955 | Yes |  | 2022-07-15 |  | Non-lead
005262 | 441 30TH OCEAN ST |  | Polytube | Yes |  | 2024-09-25 |  | PVC | 1955 | Yes |  | 2024-09-25 |  | Non-lead
005263 | 687 30TH OCEAN ST |  | Polytube | Yes |  | 2022-07-15 |  | PVC | 1958 | Yes |  | 2022-07-15 |  | Non-lead
005264 | 787 30TH St |  | Polytube | Yes |  | 2022-07-15 |  | PVC | 1953 | Yes |  | 2022-07-15 |  | Non-lead
005265 | B1 368 BUTTONWOOD DR |  | Polytube | Yes |  | 2023-02-06 |  | PVC | 1958 | Yes |  | 2023-02-06 |  | Non-lead
005266 | 265 BAY DR |  | Polytube | Yes |  | 2023-01-30 |  | PVC | 1958 | Yes |  | 2023-01-30 |  | Non-lead
005267 | 261 BAY DR |  | Polytube | Yes |  | 2023-02-01 |  | PVC | 1965 | Yes |  | 2023-02-01 |  | Non-lead
005269 | 813 SHAVERS LN |  | Polytube | Yes |  | 2022-09-26 |  | PVC | 1928 | Yes |  | 2022-09-26 |  | Non-lead
005270 | 308 TRUMAN AVE |  | Polytube | Yes |  | 2023-05-04 |  | PVC | 1958 | Yes |  | 2023-05-04 |  | Non-lead
005271 | 14 HILTON HAVEN RD |  | Polytube | Yes |  | 2022-12-12 |  | PVC | 1959 | Yes |  | 2022-12-12 |  | Non-lead
005272 | 306 TRUMAN AVE |  | Polytube | Yes |  | 2024-02-07 |  | PVC | 1923 | Yes |  | 2024-02-07 |  | Non-lead
005273 | 307 TRUMAN AVE |  | Polytube | Yes |  | 2023-05-04 |  | Unknown | 1889 | Yes |  | 2023-05-04 |  | Lead Status Unknown
005275 | 219 ELIZABETH ST |  | Unknown, Non-Lead | No |  |  |  | Polytube | 1998 | No |  |  |  | Non-lead
005277 | APT REAR 407 WHITEHEAD ST |  | Polytube | Yes |  | 2022-06-02 |  | PVC | 1941 | Yes |  | 2022-06-02 |  | Non-lead
005278 | 324 TRUMAN AVE |  | Polytube | Yes |  | 2023-04-13 |  | PVC | 1944 | Yes |  | 2023-04-13 |  | Non-lead
005281 | 715 WADDELL AVE |  | Polytube | Yes |  | 2023-04-25 |  | PVC | 1958 | Yes |  | 2023-04-25 |  | Non-lead
005283 | 717 WADDELL AVE |  | Polytube | Yes |  | 2023-04-25 |  | PVC | 1958 | Yes |  | 2023-04-25 |  | Non-lead
005288 | 304 TRUMAN AVE |  | Polytube | Yes |  | 2024-02-09 |  | Copper | 1938 | Yes |  | 2024-02-09 |  | Non-lead
005290 | 1922 PATTERSON AVE |  | Unknown, Non-Lead | Yes |  | 2019-05-24 |  | Unknown, Non-Lead | 2019 | Yes |  | 2019-05-24 |  | Non-lead
005291 | 830 CENTER ST |  | Polytube | Yes |  | 2022-10-27 |  | PVC | 1943 | Yes |  | 2022-10-27 |  | Non-lead
005294 | 724 CHAPMAN LN |  | Polytube | Yes |  | 2022-07-12 |  | PVC | 1918 | Yes |  | 2022-07-12 |  | Non-lead
005295 | 123 ANN ST |  | Polytube | Yes |  | 2019-06-12 |  | Polytube | 1938 | Yes |  | 2019-06-12 |  | Non-Lead
005296 | 1454 51ST GULF ST |  | Polytube | Yes |  | 2022-10-20 |  | Polytube | 1975 | Yes |  | 2022-10-20 |  | Non-Lead
005300 | 1512 ASHBY ST |  | Unknown, Non-Lead | Yes |  | 2023-01-19 |  | Polytube | 2018 | Yes |  | 2023-01-19 |  | Non-lead
005301 | 1221 GRINNELL ST |  | Unknown, Non-Lead | No |  |  |  | Unknown, Non-Lead | 1990 | No |  |  |  | Non-lead
005302 | 159 TAVERNIER TRL |  | Polytube | Yes |  | 2023-01-30 |  | Polytube | 1951 | Yes |  | 2023-01-30 |  | Non-lead
005303 | 738 AMELIA ST |  | Polytube | Yes |  | 2023-03-30 |  | PVC | 1963 | Yes |  | 2023-03-30 |  | Non-lead
005304 | 5655 MACDONALD AVE |  | Unknown, Non-Lead | No |  |  |  | Unknown, Non-Lead | 2013 | No |  |  |  | Non-lead
005305 | 1013 ANGELA ST |  | Polytube | Yes |  | 2024-01-16 |  | PVC | 1928 | Yes |  | 2024-01-16 |  | Non-lead
005307 | 128 S BAY HARBOR DR |  | Polytube | Yes |  | 2022-07-21 |  | PVC | 1958 | Yes |  | 2022-07-21 |  | Non-lead
005309 | OCEAN 543 69TH ST |  | Polytube | Yes |  | 2022-05-26 |  | Polytube | 1958 | Yes |  | 2022-05-26 |  | Non-lead
005310 | 35 SUNSET RD |  | Polytube | Yes |  | 2022-07-21 |  | PVC | 1963 | Yes |  | 2022-07-21 |  | Non-lead
005311 | OCEAN 709 68TH ST |  | Polytube | Yes |  | 2023-03-02 |  | PVC | 1958 | Yes |  | 2023-03-02 |  | Non-lead
005312 | TARPON B 101958 OVERSEAS HWY |  | Polytube | Yes |  | 2022-07-26 |  | PVC | 2015 | Yes |  | 2022-07-26 |  | Non-lead
005314 | 55 SEAVIEW AVE |  | Polytube | Yes |  | 2023-10-26 |  | Polytube | 1943 | Yes |  | 2023-10-26 |  | Non-lead
005315 | KONA-KAI 97802 OVERSEAS HWY |  | Polytube | Yes |  | 2023-02-23 |  | PVC | 1968 | Yes |  | 2023-02-23 |  | Non-lead
005316 | 3425 FLAGLER AVE |  | Polytube | Yes |  | 2023-05-04 |  | PVC | 1958 | Yes |  | 2023-05-04 |  | Non-lead
005317 | 3429 FLAGLER AVE |  | Polytube | Yes |  | 2024-09-30 |  | PVC | 1958 | Yes |  | 2024-09-30 |  | Non-lead
005318 | 99222 OVERSEAS HWY |  | Polytube | Yes |  | 2022-08-26 |  | PVC | 1954 | Yes |  | 2022-08-26 |  | Non-lead
005319 | 58407 MORTON ST |  | Polytube | Yes |  | 2024-01-08 |  | PVC | 1949 | Yes |  | 2024-01-08 |  | Non-lead
005320 | 421 110TH OCEAN ST |  | Copper | Yes |  | 2024-04-17 |  | PVC | 1951 | Yes |  | 2024-04-17 |  | Non-lead
005321 | 58457 MORTON ST |  | Polytube | Yes |  | 2024-07-09 |  | PVC | 1963 | Yes |  | 2024-07-09 |  | Non-lead
005322 | 243 109TH ST |  | Polytube | Yes |  | 2022-11-23 |  | PVC | 1953 | Yes |  | 2022-11-23 |  | Non-lead
005323 | 214 ELIZABETH ST |  | Unknown, Non-Lead | Yes |  | 2019-08-12 |  | Unknown, Non-Lead | 2003 | Yes |  | 2019-08-12 |  | Non-lead
005324 | 629 DEY ST |  | Polytube | Yes |  | 2023-03-08 |  | PVC | 1934 | Yes |  | 2023-03-08 |  | Non-lead
005325 | 429 109TH OCEAN ST |  | Copper | Yes |  | 2022-11-21 |  | PVC | 1946 | Yes |  | 2022-11-21 |  | Non-lead
005326 | APT UP 1411 ALBURY ST |  | Polytube | Yes |  | 2022-08-24 |  | PVC | 1934 | Yes |  | 2022-08-24 |  | Non-lead
005327 | 685 11TH OCEAN ST |  | Polytube | Yes |  | 2022-11-30 |  | PVC | 1943 | Yes |  | 2022-11-30 |  | Non-lead
005329 | LEO CAMP 1 RUSSO LN |  | Polytube | Yes |  | 2023-03-08 |  | PVC | 1963 | Yes |  | 2023-03-08 |  | Non-lead
005331 | 2211 STAPLES AVE |  | Polytube | Yes |  | 2023-04-26 |  | PVC | 1949 | Yes |  | 2023-04-26 |  | Non-lead
005332 | UNIT B 2420 PATTERSON AVE |  | Unknown, Non-Lead | No |  |  |  | Unknown, Non-Lead | 2012 | No |  |  |  | Non-lead
005334 | 125 41ST GULF ST |  | Unknown, Non-Lead | Yes |  | 2024-01-10 |  | PVC | 2018 | Yes |  | 2024-01-10 |  | Non-lead
005335 | 410 PETRONIA ST |  | Polytube | Yes |  | 2022-09-26 |  | Copper | 1939 | Yes |  | 2022-09-26 |  | Non-lead
005336 | 1115 VARELA ST |  | Polytube | Yes |  | 2023-03-23 |  | PVC | 1948 | Yes |  | 2023-03-23 |  | Non-lead
005337 | 4 PINDER LN |  | Polytube | Yes |  | 2023-01-25 |  | PVC | 1971 | Yes |  | 2023-01-25 |  | Non-lead
005338 | 3405 EAGLE AVE |  | Copper | Yes |  | 2022-06-14 |  | PVC | 1958 | Yes |  | 2022-06-14 |  | Non-lead
005339 | 5455 MACDONALD AVE |  | Unknown, Non-Lead | No |  |  |  | Unknown, Non-Lead | 2013 | No |  |  |  | Non-lead
005340 | #103 2375 OVERSEAS HWY |  | PVC | Yes |  | 2023-09-19 |  | PVC | 1965 | Yes |  | 2023-09-19 |  | Non-lead
005341 | 95700 OVERSEAS HWY |  | Copper | Yes |  | 2022-07-21 |  | PVC | 1985 | Yes |  | 2022-07-21 |  | Non-lead
005342 | 87 HOLIDAY BLVD |  | Polytube | Yes |  | 2023-02-03 |  | PVC | 1977 | Yes |  | 2023-02-03 |  | Non-lead
005343 | 543 29TH OCEAN ST |  | Polytube | Yes |  | 2024-02-12 |  | PVC | 1958 | Yes |  | 2024-02-12 |  | Non-lead
005344 | 1 PINDER LN |  | Polytube | Yes |  | 2023-01-25 |  | PVC | 1930 | Yes |  | 2023-01-25 |  | Non-lead
005345 | APT REAR 2421 HARRIS AVE |  | Copper | Yes |  | 2023-09-27 |  | PVC | 1943 | Yes |  | 2023-09-27 |  | Non-lead
005346 | 97702 OVERSEAS HWY |  | Polytube | Yes |  | 2024-05-28 |  | PVC | 1982 | Yes |  | 2024-05-28 |  | Non-lead
005347 | FRONT 727 LOVE LN |  | Polytube | Yes |  | 2022-06-10 |  | PVC | 1924 | Yes |  | 2022-06-10 |  | Non-lead
005348 | 1019 EATON ST |  | Polytube | Yes |  | 2023-03-06 |  | PVC | 1938 | Yes |  | 2023-03-06 |  | Non-lead
005350 | 1030 SNAPPER LN |  | Polytube | Yes |  | 2022-09-20 |  | PVC | 1964 | Yes |  | 2022-09-20 |  | Non-lead
005351 | 194 GUAVA AVE |  | Polytube | Yes |  | 2022-10-22 |  | PVC | 1953 | Yes |  | 2022-10-22 |  | Non-lead
005352 | 99600 OVERSEAS HWY |  | Polytube | Yes |  | 2023-02-06 |  | Copper | 1930 | Yes |  | 2023-02-06 |  | Non-lead
005354 | 505 101ST OCEAN ST |  | Polytube | Yes |  | 2022-11-16 |  | PVC | 1982 | Yes |  | 2022-11-16 |  | Non-lead
005355 | A 113 E CARROLL ST |  | Polytube | Yes |  | 2024-06-06 |  | PVC | 1952 | Yes |  | 2024-06-06 |  | Non-lead
005356 | LOT 4 6633 MALONEY AVE |  | Polytube | Yes |  | 2023-10-20 |  | PVC |  | Yes |  | 2023-10-20 |  | Non-lead
005357 | 540 AVENUE D |  | Unknown, Non-Lead | Yes |  | 2018-07-31 |  | Unknown, Non-Lead | 2015 | Yes |  | 2018-07-31 |  | Non-lead
005358 | 6300 1ST ST |  | Polytube | Yes |  | 2023-03-06 |  | PVC | 1948 | Yes |  | 2023-03-06 |  | Non-lead
005359 | UP 1304 ELIZABETH ST |  | Polytube | Yes |  | 2022-06-16 |  | PVC | 1953 | Yes |  | 2022-06-16 |  | Non-lead
005360 | 2430 FOGARTY AVE |  | Copper | Yes |  | 2022-08-24 |  | PVC | 1953 | Yes |  | 2022-08-24 |  | Non-lead
005361 | 2434 FOGARTY AVE |  | Copper | Yes |  | 2024-04-17 |  | PVC | 1948 | Yes |  | 2024-04-17 |  | Non-lead
005362 | 2438 FOGARTY AVE |  | Copper | Yes |  | 2022-12-13 |  | PVC | 1948 | Yes |  | 2022-12-13 |  | Non-lead
005363 | 1908 VENETIA ST |  | Polytube | Yes |  | 2023-04-24 |  | PVC | 1948 | Yes |  | 2023-04-24 |  | Non-lead
005364 | 30933 AVENUE A |  | Polytube | Yes |  | 2024-05-01 |  | Polytube | 1949 | Yes |  | 2024-05-01 |  | Non-lead
005365 | 82921 OVERSEAS HWY |  | Polytube | Yes |  | 2022-06-23 |  | PVC | 1955 | Yes |  | 2022-06-23 |  | Non-lead
005366 | 143 SUNRISE DR |  | Unknown, Non-Lead | No |  |  |  | No Piping | 1966 | No |  |  |  | Non-lead
005367 | 207 TARPON ST |  | Polytube | Yes |  | 2023-02-06 |  | PVC | 1953 | Yes |  | 2023-02-06 |  | Non-lead
005369 | REAR 1010 1/2 WASHINGTON ST |  | Polytube | Yes |  | 2022-10-14 |  | PVC | 1958 | Yes |  | 2022-10-14 |  | Non-lead
005371 | 1903 FOGARTY AVE |  | Polytube | Yes |  | 2023-04-26 |  | PVC | 1943 | Yes |  | 2023-04-26 |  | Non-lead
005373 | 313 OLIVIA ST |  | Polytube | Yes |  | 2023-03-10 |  | PVC | 1918 | Yes |  | 2023-03-10 |  | Non-lead
005374 | 1501 WHITE ST |  | Polytube | Yes |  | 2024-01-24 |  | PVC | 1958 | Yes |  | 2024-01-24 |  | Non-lead
005377 | 58089 MORTON ST |  | Polytube | Yes |  | 2024-08-05 |  | Polytube | 1971 | Yes |  | 2024-08-05 |  | Non-lead
005378 | 181 109TH OCEAN ST |  | Copper | Yes |  | 2023-04-19 |  | PVC | 1953 | Yes |  | 2023-04-19 |  | Non-lead
005380 | 916 ELIZABETH REAR C ST |  | Polytube | Yes |  | 2024-01-08 |  | Polytube | 1928 | Yes |  | 2024-01-08 |  | Non-lead
005381 | LOCATION MASTER METER 6531 MALONEY AVE |  | PVC | Yes |  | 2023-03-08 |  | PVC | 1987 | Yes |  | 2023-03-08 |  | Non-lead
005382 | 95510 OVERSEAS HWY |  | Unknown, Non-Lead | Yes |  | 2019-01-31 |  | PVC | 1988 | Yes |  | 2019-01-31 |  | Non-lead
005383 | APT 2 1409 ALBURY ST |  | Unknown | Yes |  | 2023-09-13 |  | PVC | 1933 | Yes |  | 2023-09-13 |  | Lead Status Unknown
005384 | 1123 ANGELA ST |  | Polytube | Yes |  | 2023-04-12 |  | PVC | 1933 | Yes |  | 2023-04-12 |  | Non-lead
005385 | 185 111TH OCEAN ST |  | Copper | Yes |  | 2024-07-15 |  | PVC | 1951 | Yes |  | 2024-07-15 |  | Non-lead
005386 | APT C 928 TRUMAN AVE |  | Unknown | Yes |  | 2023-03-23 |  | PVC | 1939 | Yes |  | 2023-03-23 |  | Lead Status Unknown
005388 | UNIT A 1413 FLAGLER AVE |  | PVC | Yes |  | 2022-05-13 |  | PVC | 1953 | Yes |  | 2022-05-13 |  | Non-lead
005389 | 246 GUAVA AVE |  | Polytube | Yes |  | 2022-10-22 |  | PVC | 1938 | Yes |  | 2022-10-22 |  | Non-lead
005391 | APT DOWN 522 LOUISA ST |  | Polytube | Yes |  | 2022-09-26 |  | PVC | 1928 | Yes |  | 2022-09-26 |  | Non-lead
005392 | APT 2 817 EATON ST |  | Polytube | Yes |  | 2023-03-06 |  | Copper | 1929 | Yes |  | 2023-03-06 |  | Non-lead
005393 | 3536 DUCK AVE |  | Polytube | Yes |  | 2023-05-04 |  | PVC | 1958 | Yes |  | 2023-05-04 |  | Non-lead
005394 | 58519 MORTON ST |  | Polytube | Yes |  | 2023-01-20 |  | PVC | 1950 | Yes |  | 2023-01-20 |  | Non-lead
005395 | 797 106TH OCEAN ST |  | Polytube | Yes |  | 2022-11-23 |  | PVC |  | Yes |  | 2022-11-23 |  | Non-lead
005397 | APT REAR 1117 GRINNELL ST |  | Polytube | Yes |  | 2023-03-16 |  | PVC | 1933 | Yes |  | 2023-03-16 |  | Non-lead
005398 | 3 HIGGS LN |  | Polytube | Yes |  | 2023-02-10 |  | PVC | 1933 | Yes |  | 2023-02-10 |  | Non-lead
005399 | 2412 SEIDENBERG AVE |  | Polytube | Yes |  | 2023-10-16 |  | Copper | 1958 | Yes |  | 2023-10-16 |  | Non-lead
005401 | 235 TAVERNIER DR |  | Polytube | Yes |  | 2023-01-30 |  | PVC | 1949 | Yes |  | 2023-01-30 |  | Non-lead
005402 | 46 BAYSIDE |  | Polytube | Yes |  | 2023-05-04 |  | Copper | 1949 | Yes |  | 2023-05-04 |  | Non-lead
005403 | 1779 OVERSEAS HWY |  | Polytube | Yes |  | 2022-05-23 |  | PVC | 1953 | Yes |  | 2022-05-23 |  | Non-lead
005404 | APT 1 828 SIMONTON ST |  | Polytube | Yes |  | 2022-10-31 |  | Unknown | 1953 | Yes |  | 2022-10-31 |  | Lead Status Unknown
005405 | 88000 OVERSEAS HWY |  | Ductile Iron | Yes |  | 2023-05-09 |  | Ductile Iron | 1949 | Yes |  | 2023-05-09 |  | Non-lead
005406 | 1800 VENETIA ST |  | Unknown, Non-Lead | No |  |  |  | Polytube | 2004 | No |  |  |  | Non-lead
005408 | 188 IROQUOIS DR |  | Unknown, Non-Lead | Yes |  | 2023-05-26 |  | Unknown, Non-Lead | 1997 | Yes |  | 2023-05-26 |  | Non-lead
005410 | 84 SEAVIEW AVE |  | Polytube | Yes |  | 2022-10-22 |  | PVC | 1953 | Yes |  | 2022-10-22 |  | Non-lead
005411 | 1153 70TH GULF ST |  | Polytube | Yes |  | 2023-02-27 |  | PVC | 1970 | Yes |  | 2023-02-27 |  | Non-lead
005414 | 204 OLIVIA ST |  | Polytube | Yes |  | 2022-07-13 |  | PVC | 1923 | Yes |  | 2022-07-13 |  | Non-lead
005415 | P/TR 3 95100 OVERSEAS HWY |  | Polytube | Yes |  | 2022-09-20 |  | PVC | 1953 | Yes |  | 2022-09-20 |  | Non-lead
005417 | APT B 1015 THOMAS ST |  | Polytube | Yes |  | 2023-05-04 |  | PVC | 1943 | Yes |  | 2023-05-04 |  | Non-lead
005418 | 606 FRANCES ST |  | Polytube | Yes |  | 2023-03-14 |  | PVC | 1928 | Yes |  | 2023-03-14 |  | Non-lead
005419 | 56243 OCEAN DR |  | Polytube | Yes |  | 2022-10-22 |  | None | 1982 | Yes |  | 2022-10-22 |  | Non-lead
005420 | 260 43RD GULF ST |  | Polytube | Yes |  | 2022-09-16 |  | PVC | 1950 | Yes |  | 2022-09-16 |  | Non-lead
005421 | 725 A 79TH OCEAN ST |  | Polytube | Yes |  | 2023-01-24 |  | PVC | 1966 | Yes |  | 2023-01-24 |  | Non-lead
005422 | 17 TARPON |  | Polytube | Yes |  | 2022-07-25 |  | PVC | 1947 | Yes |  | 2022-07-25 |  | Non-lead
005423 | 305 109TH OCEAN ST |  | Copper | Yes |  | 2022-12-05 |  | PVC | 1946 | Yes |  | 2022-12-05 |  | Non-lead
005424 | 900 LIME LN |  | Polytube | Yes |  | 2023-01-10 |  | PVC | 1949 | Yes |  | 2023-01-10 |  | Non-lead
005425 | 430 110TH OCEAN ST |  | Copper | Yes |  | 2023-01-10 |  | PVC | 1951 | Yes |  | 2023-01-10 |  | Non-lead
005426 | 1400 OVERSEAS HWY |  | Unknown | Yes |  | 2023-08-22 |  | Unknown | 1958 | Yes |  | 2023-08-22 |  | Lead Status Unknown
005427 | 601 MASTIC ST |  | Polytube | Yes |  | 2022-07-11 |  | PVC | 1963 | Yes |  | 2022-07-11 |  | Non-lead
005429 | 623 FLEMING ST |  | Polytube | Yes |  | 2022-09-12 |  | PVC | 1933 | Yes |  | 2022-09-12 |  | Non-lead
005430 | APT DOWN 1102 WASHINGTON ST |  | Polytube | Yes |  | 2023-06-13 |  | Copper | 1933 | Yes |  | 2023-06-13 |  | Non-lead
005432 | 2001 FOGARTY AVE |  | Polytube | Yes |  | 2023-04-26 |  | PVC | 1963 | Yes |  | 2023-04-26 |  | Non-lead
005433 | 3755 S ROOSEVELT BLVD |  | PVC | Yes |  | 2022-07-18 |  | Unknown | 1952 | Yes |  | 2022-07-18 |  | Lead Status Unknown
005434 | 24931 OVERSEAS HWY |  | Polytube | Yes |  | 2023-09-06 |  | PVC | 1975 | Yes |  | 2023-09-06 |  | Non-lead
005435 | 3501 S ROOSEVELT BLVD |  | Polytube | Yes |  | 2023-12-20 |  | PVC | 1862 | Yes |  | 2023-12-20 |  | Non-lead
005437 | 319 VIRGINIA ST |  | Polytube | Yes |  | 2023-08-09 |  | PVC | 1933 | Yes |  | 2023-08-09 |  | Non-lead
005439 | APT A 817 WHITE ST |  | Unknown | Yes |  | 2023-07-10 |  | PVC | 1943 | Yes |  | 2023-07-10 |  | Lead Status Unknown
005440 | #B 817 WHITE ST |  | PVC | Yes |  | 2024-07-12 |  | PVC | 1943 | Yes |  | 2024-07-12 |  | Non-lead
005441 | 1526 WASHINGTON ST |  | Polytube | Yes |  | 2022-10-14 |  | PVC | 1953 | Yes |  | 2022-10-14 |  | Non-lead
005442 | 75445 OVERSEAS HWY |  | Polytube | Yes |  | 2022-07-07 |  | PVC | 1961 | Yes |  | 2022-07-07 |  | Non-lead
005443 | 5 TREASURE BLVD |  | Polytube | Yes |  | 2023-02-01 |  | PVC | 1957 | Yes |  | 2023-02-01 |  | Non-lead
005444 | 12400 OVERSEAS HWY |  | Polytube | Yes |  | 2024-06-10 |  | PVC | 1985 | Yes |  | 2024-06-10 |  | Non-lead
005447 | 2348 OVERSEAS HWY |  | Polytube | Yes |  | 2022-05-24 |  | PVC | 1997 | Yes |  | 2022-05-24 |  | Non-lead
005449 | UNIT B 1119 SIMONTON ST |  | Polytube | Yes |  | 2022-10-31 |  | Copper | 1953 | Yes |  | 2022-10-31 |  | Non-lead
005450 | #1 1327 DUVAL ST |  | Polytube | Yes |  | 2024-06-26 |  | PVC | 1938 | Yes |  | 2024-06-26 |  | Non-lead
005451 | 2317 FLAGLER AVE |  | Polytube | Yes |  | 2022-08-24 |  | Copper | 1953 | Yes |  | 2022-08-24 |  | Non-lead
005453 | 1912 STAPLES AVE |  | Polytube | Yes |  | 2023-04-26 |  | PVC | 1948 | Yes |  | 2023-04-26 |  | Non-lead
005454 | 3407 EAGLE AVE |  | Copper | Yes |  | 2022-06-14 |  | PVC | 1963 | Yes |  | 2022-06-14 |  | Non-lead
005455 | 2321 FLAGLER AVE |  | Unknown, Non-Lead | No |  |  |  | Unknown, Non-Lead | 2007 | No |  |  |  | Non-lead
005456 | 1614 STEVEN AVE |  | Polytube | Yes |  | 2022-08-31 |  | PVC | 1963 | Yes |  | 2022-08-31 |  | Non-lead
005461 | 1330 1ST ST |  | Polytube | Yes |  | 2023-04-26 |  | PVC | 1958 | Yes |  | 2023-04-26 |  | Non-lead
005462 | 50 JASMINE DR |  | Polytube | Yes |  | 2024-02-29 |  | PVC | 1952 | Yes |  | 2024-02-29 |  | Non-lead
005463 | 706 WHITE ST |  | Polytube | Yes |  | 2022-09-16 |  | PVC | 1953 | Yes |  | 2022-09-16 |  | Non-lead
005464 | 2601 FOGARTY AVE |  | Copper | Yes |  | 2022-08-23 |  | PVC | 1938 | Yes |  | 2022-08-23 |  | Non-lead
005466 | 927 THOMAS ST |  | Unknown | Yes |  | 2023-05-19 |  | Galvanized | 1908 | Yes |  | 2023-05-19 |  | Lead Status Unknown
005471 | 3701 FLAGLER AVE |  | Polytube | Yes |  | 2022-05-26 |  | PVC | 1958 | Yes |  | 2022-05-26 |  | Non-lead
005472 | 2418 SEIDENBERG AVE |  | Copper | Yes |  | 2022-08-18 |  | Copper | 1963 | Yes |  | 2022-08-18 |  | Non-lead
005473 | 38 SUNCREST DR |  | Polytube | Yes |  | 2023-03-08 |  | PVC | 1985 | Yes |  | 2023-03-08 |  | Non-lead
005474 | APT 1 1117 FLEMING ST |  | Polytube | Yes |  | 2024-04-08 |  | Copper | 1935 | Yes |  | 2024-04-08 |  | Non-lead
005475 | APT 3 UP 1117 FLEMING ST |  | Polytube | Yes |  | 2024-05-02 |  | Polytube | 1935 | Yes |  | 2024-05-02 |  | Non-lead
005476 | APT FRONT 612 PETRONIA ST |  | Polytube | Yes |  | 2023-01-25 |  | PVC | 1953 | Yes |  | 2023-01-25 |  | Non-lead
005477 | UNIT A1 1119 SIMONTON ST |  | Polytube | Yes |  | 2022-10-31 |  | Copper | 1953 | Yes |  | 2022-10-31 |  | Non-lead
005478 | UNIT C 1119 SIMONTON ST |  | Polytube | Yes |  | 2022-10-31 |  | Copper | 1953 | Yes |  | 2022-10-31 |  | Non-lead
005479 | UNIT A2 1119 SIMONTON ST |  | Polytube | Yes |  | 2022-10-31 |  | Copper | 1953 | Yes |  | 2022-10-31 |  | Non-lead
005480 | UP 1527 VON PHISTER ST |  | Polytube | Yes |  | 2023-10-16 |  | PVC | 1938 | Yes |  | 2023-10-16 |  | Non-lead
005481 | 2103 FOGARTY AVE |  | Polytube | Yes |  | 2024-06-27 |  | PVC | 1963 | Yes |  | 2024-06-27 |  | Non-lead
005482 | 1708 SOUTH ST |  | Polytube | Yes |  | 2022-10-26 |  | PVC | 1952 | Yes |  | 2022-10-26 |  | Non-lead
005483 | APT 2 1327 DUVAL ST |  | Polytube | Yes |  | 2023-07-07 |  | Polytube | 1938 | Yes |  | 2023-07-07 |  | Non-lead
005484 | 1313 8TH ST |  | Polytube | Yes |  | 2022-08-12 |  | Polytube | 1959 | Yes |  | 2022-08-12 |  | Non-lead
005486 | LARGO HONDA BLD 99450 OVERSEAS HWY |  | Polytube | Yes |  | 2023-01-30 |  | PVC | 1951 | Yes |  | 2023-01-30 |  | Non-lead
005487 | 1415 OCEAN TER |  | Polytube | Yes |  | 2024-09-20 |  | PVC | 1948 | Yes |  | 2024-09-20 |  | Non-lead
005489 | 75871 OVERSEAS HWY |  | Unknown, Non-Lead | Yes |  | 2021-10-06 |  | PVC | 2001 | Yes |  | 2021-10-06 |  | Non-lead
005490 | #3 1327 DUVAL ST |  | PVC | Yes |  | 2022-08-31 |  | PVC | 1938 | Yes |  | 2022-08-31 |  | Non-lead
005492 | #6 1327 DUVAL ST |  | PVC | Yes |  | 2024-05-06 |  | PVC | 1938 | Yes |  | 2024-05-06 |  | Non-lead
005493 | 20 N MARLIN AVE |  | Polytube | Yes |  | 2022-07-25 |  | PVC | 1948 | Yes |  | 2022-07-25 |  | Non-lead
005494 | 1119 PETRONIA ST |  | Polytube | Yes |  | 2023-03-14 |  | PVC | 1923 | Yes |  | 2023-03-14 |  | Non-lead
005495 | #4 1327 DUVAL ST |  | PVC | Yes |  | 2023-12-08 |  | PVC | 1938 | Yes |  | 2023-12-08 |  | Non-lead
005496 | APT 5 UP 1327 DUVAL ST |  | Polytube | Yes |  | 2024-02-09 |  | Copper | 1938 | Yes |  | 2024-02-09 |  | Non-lead
005498 | 75051 OVERSEAS HWY |  | Polytube | Yes |  | 2022-07-11 |  | PVC | 1986 | Yes |  | 2022-07-11 |  | Non-lead
005499 | 82703 OLD L8 B12 RD |  | Unknown, Non-Lead | Yes |  | 2023-03-01 |  | Polytube | 2021 | Yes |  | 2023-03-01 |  | Non-lead
005501 | 97645 OVERSEAS HWY |  | PVC | Yes |  | 2023-08-16 |  | PVC | 1925 | Yes |  | 2023-08-16 |  | Non-lead
005502 | 718 WINDSOR LN |  | Polytube | Yes |  | 2023-02-01 |  | PVC | 1933 | Yes |  | 2023-02-01 |  | Non-lead
005504 | 2205 SEIDENBERG AVE |  | Copper | Yes |  | 2023-10-20 |  | PVC | 1953 | Yes |  | 2023-10-20 |  | Non-lead
005505 | 904 FRANCES ST |  | Polytube | Yes |  | 2023-03-14 |  | PVC | 1933 | Yes |  | 2023-03-14 |  | Non-lead
005506 | 113 N BAY HARBOR DR |  | Polytube | Yes |  | 2022-07-21 |  | PVC | 1961 | Yes |  | 2022-07-21 |  | Non-lead
005507 | 82200 OLD Hwy |  | Polytube | Yes |  | 2022-06-27 |  | PVC | 1958 | Yes |  | 2022-06-27 |  | Non-lead
005508 | 82207 OLD HWY |  | Polytube | Yes |  | 2022-06-27 |  | PVC | 1948 | Yes |  | 2022-06-27 |  | Non-lead
005509 | 88950 OVERSEAS HWY |  | Unknown, Non-Lead | Yes |  | 2021-08-18 |  | PVC | 1994 | Yes |  | 2021-08-18 |  | Non-lead
005510 | 1204 LEON ST |  | Unknown, Non-Lead | Yes |  | 2018-08-20 |  | Unknown, Non-Lead | 1998 | Yes |  | 2018-08-20 |  | Non-lead
005511 | 121 JASMINE DR |  | Polytube | Yes |  | 2022-06-08 |  | PVC | 1959 | Yes |  | 2022-06-08 |  | Non-lead
005513 | 58866 OVERSEAS HWY |  | Copper | Yes |  | 2024-07-29 |  | PVC |  | Yes |  | 2024-07-29 |  | Non-lead
005516 | 2505 FLAGLER AVE |  | Polytube | Yes |  | 2022-11-10 |  | PVC | 1951 | Yes |  | 2022-11-10 |  | Non-lead
005519 | UNIT DOWN 1211 DUVAL ST |  | Polytube | Yes |  | 2022-08-31 |  | PVC | 1928 | Yes |  | 2022-08-31 |  | Non-lead
005520 | 213 PETRONIA ST |  | Polytube | Yes |  | 2022-07-13 |  | PVC | 1923 | Yes |  | 2022-07-13 |  | Non-lead
005521 | 427 24TH OCEAN ST |  | Polytube | Yes |  | 2022-12-14 |  | PVC | 1965 | Yes |  | 2022-12-14 |  | Non-lead
005522 | 315 AMELIA ST |  | Unknown, Non-Lead | Yes |  | 2020-05-28 |  | Unknown, Non-Lead | 2001 | Yes |  | 2020-05-28 |  | Non-lead
005523 | APT 102 311 73RD ST OCEAN |  | Unknown, Non-Lead | Yes |  | 2021-10-31 |  | Unknown, Non-Lead | 2016 | Yes |  | 2021-10-31 |  | Non-lead
005524 | 7050 OVERSEAS HWY |  | Polytube | Yes |  | 2023-02-27 |  | PVC | 1970 | Yes |  | 2023-02-27 |  | Non-lead
005525 | 202 PLANTATION BLVD |  | Unknown, Non-Lead | Yes |  | 2022-01-19 |  | PVC | 2002 | Yes |  | 2022-01-19 |  | Non-lead
005526 | 75891 OVERSEAS HWY |  | Polytube | Yes |  | 2022-07-07 |  | PVC | 1963 | Yes |  | 2022-07-07 |  | Non-lead
005527 | ACE HARDWARE 82905 OVERSEAS HWY |  | Polytube | Yes |  | 2023-02-02 |  | PVC | 1960 | Yes |  | 2023-02-02 |  | Non-lead
005528 | APT FRONT 2606 FOGARTY AVE |  | Polytube | Yes |  | 2022-08-23 |  | PVC | 1972 | Yes |  | 2022-08-23 |  | Non-lead
005530 | APT B 928 TRUMAN AVE |  | Unknown | Yes |  | 2023-03-23 |  | PVC | 1939 | Yes |  | 2023-03-23 |  | Lead Status Unknown
005531 | APT UP 522 LOUISA ST |  | Polytube | Yes |  | 2023-08-10 |  | PVC | 1928 | Yes |  | 2023-08-10 |  | Non-lead
005533 | 103 PETRONIA ST |  | Polytube | Yes |  | 2022-07-13 |  | Polytube | 1928 | Yes |  | 2022-07-13 |  | Non-lead
005534 | 506 CATHERINE ST |  | Polytube | Yes |  | 2023-05-04 |  | PVC | 1938 | Yes |  | 2023-05-04 |  | Non-lead
005535 | 619 THOMAS ST |  | Polytube | Yes |  | 2023-05-04 |  | PVC | 1901 | Yes |  | 2023-05-04 |  | Non-lead
005536 | 812 29TH OCEAN ST |  | Polytube | Yes |  | 2022-12-15 |  | PVC | 1953 | Yes |  | 2022-12-15 |  | Non-lead
005539 | 105 PARKER DR |  | Polytube | Yes |  | 2022-06-22 |  | PVC | 1959 | Yes |  | 2022-06-22 |  | Non-lead
005540 | 22 DICKEY WAY |  | Polytube | Yes |  | 2022-08-24 |  | PVC | 1953 | Yes |  | 2022-08-24 |  | Non-lead
005541 | 746 50TH GULF ST |  | PVC | Yes |  | 2025-06-04 |  | PVC | 1958 | Yes |  | 2023-04-10 |  | Non-lead
005543 | 369 BUTTONWOOD DR |  | Polytube | Yes |  | 2023-01-31 |  | PVC | 1953 | Yes |  | 2023-01-31 |  | Non-lead
005544 | APT 4 96 ORANGE LN |  | Polytube | Yes |  | 2024-01-31 |  | PVC | 1955 | Yes |  | 2024-01-31 |  | Non-lead
005545 | 3510 EAGLE AVE |  | Polytube | Yes |  | 2024-06-24 |  | PVC | 1952 | Yes |  | 2024-06-24 |  | Non-lead
005548 | 801 EISENHOWER DR |  | Unknown, Non-Lead | Yes |  | 2023-07-10 |  | Other | 2019 | Yes |  | 2023-07-10 |  | Unknown
005549 | 323 JULIA ST |  | Polytube | Yes |  | 2022-07-13 |  | PVC | 1938 | Yes |  | 2022-07-13 |  | Non-lead
005552 | APT FRONT 1713 VON PHISTER ST |  | Polytube | Yes |  | 2022-11-04 |  | PVC | 1947 | Yes |  | 2022-11-04 |  | Non-lead
005553 | 726 UNITED ST |  | Polytube | No |  |  |  | Polytube | 1938 | No |  |  |  | Non-lead
005554 | UP 4 325 WHITEHEAD REAR ST |  | Polytube | Yes |  | 2022-06-02 |  | None |  | Yes |  | 2022-06-02 |  | Non-lead
005555 | APT 3 1409 ALBURY ST |  | Unknown | Yes |  | 2022-12-21 |  | PVC | 1933 | Yes |  | 2022-12-21 |  | Lead Status Unknown
005556 | 1022 FLAGLER AVE |  | Unknown, Non-Lead | Yes |  | 2017-02-28 |  | Unknown, Non-Lead | 2017 | Yes |  | 2017-02-28 |  | Non-lead
005557 | 3832 EAGLE AVE |  | Polytube | Yes |  | 2022-07-01 |  | PVC | 1963 | Yes |  | 2022-07-01 |  | Non-lead
005558 | 101600 OVERSEAS HWY P/TR11 |  | PVC | Yes |  | 2023-02-09 |  | PVC | 1950 | Yes |  | 2023-02-09 |  | Non-lead
005560 | 1606 LAIRD ST |  | Copper | Yes |  | 2023-04-26 |  | PVC | 1958 | Yes |  | 2023-04-26 |  | Non-lead
005561 | APT FRONT 1100 ANGELA ST |  | Unknown, Non-Lead | No |  |  |  | Unknown, Non-Lead | 2015 | No |  |  |  | Non-lead
005562 | 131 ELLIS MM92 4 W/S DR |  | Polytube | No |  |  |  | PVC | 1957 | No |  |  |  | Non-lead
005563 | 75475 OVERSEAS HWY |  | Polytube | Yes |  | 2022-07-07 |  | PVC | 1963 | Yes |  | 2022-07-07 |  | Non-lead
005564 | 88 LEGRAND DR |  | Polytube | Yes |  | 2023-02-01 |  | PVC | 1958 | Yes |  | 2023-02-01 |  | Non-lead
005565 | 76301 OVERSEAS HWY |  | Polytube | Yes |  | 2022-07-07 |  | PVC | 1949 | Yes |  | 2022-07-07 |  | Non-lead
005567 | 580 68TH OCEAN ST |  | Polytube | Yes |  | 2023-02-24 |  | PVC | 1968 | Yes |  | 2023-02-24 |  | Non-lead
005569 | 82749 OVERSEAS HWY |  | Polytube | Yes |  | 2022-06-28 |  | PVC | 1961 | Yes |  | 2022-06-28 |  | Non-lead
005571 | 1022 GEORGIA ST |  | Polytube | Yes |  | 2023-05-04 |  | Copper | 1963 | Yes |  | 2023-05-04 |  | Non-lead
005572 | 6 SCHEPPENS LN |  | Unknown, Non-Lead | Yes |  | 2024-09-05 |  | Polytube | 1994 | Yes |  | 2024-09-05 |  | Non-lead
005573 | 723 SOUTHARD ST |  | Polytube | Yes |  | 2023-03-06 |  | PVC | 1923 | Yes |  | 2023-03-06 |  | Non-lead
005574 | 701 ELIZABETH ST |  | Polytube | Yes |  | 2023-01-03 |  | PVC | 1984 | Yes |  | 2023-01-03 |  | Non-lead
005575 | 1314 OLIVIA ST |  | Polytube | Yes |  | 2023-04-03 |  | PVC | 1948 | Yes |  | 2023-04-03 |  | Non-lead
005576 | 1312 OLIVIA ST |  | Polytube | Yes |  | 2024-09-13 |  | PVC | 1948 | Yes |  | 2024-09-13 |  | Non-lead
005579 | TR 13 99530 OVERSEAS HWY |  | Polytube | Yes |  | 2023-02-07 |  | PVC | 1960 | Yes |  | 2023-02-07 |  | Non-lead
005580 | 121 OCEAN BAY DR |  | Polytube | Yes |  | 2022-07-14 |  | PVC | 1951 | Yes |  | 2022-07-14 |  | Non-lead
005581 | 117 PIPPIN DR |  | Polytube | Yes |  | 2022-06-08 |  | PVC | 1957 | Yes |  | 2022-06-08 |  | Non-lead
005583 | 616 PETRONIA ST |  | Polytube | Yes |  | 2024-05-17 |  | PVC | 1948 | Yes |  | 2024-05-17 |  | Non-lead
005584 | APT REAR 2410 PATTERSON AVE |  | Polytube | Yes |  | 2023-04-28 |  | PVC | 1958 | Yes |  | 2023-04-28 |  | Non-lead
005585 | 350 46TH GULF ST |  | Unknown, Non-Lead | Yes |  | 2017-11-20 |  | Unknown, Non-Lead | 1999 | Yes |  | 2017-11-20 |  | Non-lead
005586 | 160 SUNRISE DR |  | Polytube | Yes |  | 2023-06-13 |  | PVC | 1953 | Yes |  | 2023-06-13 |  | Non-lead
005587 | 206 PLANTATION BLVD |  | Polytube | Yes |  | 2022-06-03 |  | PVC | 1948 | Yes |  | 2022-06-03 |  | Non-lead
005588 | 154 GEORGIA AVE |  | Polytube | Yes |  | 2023-02-09 |  | PVC | 1943 | Yes |  | 2023-02-09 |  | Non-lead
005589 | APT 3 DOWN 713 ELIZABETH ST |  | Polytube | Yes |  | 2023-01-03 |  | PVC | 1938 | Yes |  | 2023-01-03 |  | Non-lead
005590 | 2563 OVERSEAS HWY |  | Polytube | Yes |  | 2024-04-24 |  | PVC | 1958 | Yes |  | 2024-04-24 |  | Non-lead
005594 | STORE A 930 EATON ST |  | Polytube | Yes |  | 2023-03-06 |  | PVC | 1908 | Yes |  | 2023-03-06 |  | Non-lead
005596 | 475 68TH OCEAN ST |  | Polytube | Yes |  | 2024-05-31 |  | PVC | 1958 | Yes |  | 2024-05-31 |  | Non-lead
005597 | 2305 SEIDENBERG AVE |  | Copper | Yes |  | 2023-08-24 |  | PVC | 1973 | Yes |  | 2023-08-24 |  | Non-lead
005598 | WHITEHEAD & WALL ST |  | Unknown | Yes |  | 2024-07-03 |  | Unknown | 1939 | Yes |  | 2024-07-03 |  | Lead Status Unknown
005599 | 738 POORHOUSE LN |  | Polytube | Yes |  | 2023-01-25 |  | PVC | 1928 | Yes |  | 2023-01-25 |  | Non-lead
005603 | B10 99298 OVERSEAS HWY |  | Polytube | Yes |  | 2023-01-31 |  | PVC | 1948 | Yes |  | 2023-01-31 |  | Non-lead
005604 | 174 CARROLL ST |  | Unknown, Non-Lead | Yes |  | 2024-04-24 |  | Unknown, Non-Lead | 2020 | Yes |  | 2024-04-24 |  | Non-lead
005605 | 80076 OVERSEAS HWY |  | Polytube | Yes |  | 2022-06-22 |  | PVC | 1963 | Yes |  | 2022-06-22 |  | Non-lead
005606 | 708 CHAPMAN LN |  | Polytube | Yes |  | 2022-07-12 |  | PVC | 1923 | Yes |  | 2022-07-12 |  | Non-lead
005607 | 901 SOUTH ST |  | Polytube | Yes |  | 2024-09-25 |  | Polytube | 1953 | Yes |  | 2024-09-25 |  | Non-lead
005608 | ATT 106500 OVERSEAS HWY |  | Polytube | Yes |  | 2022-07-25 |  | PVC | 1965 | Yes |  | 2022-07-25 |  | Non-lead
005609 | ATT 67900 OVERSEAS HWY |  | Polytube | Yes |  | 2022-06-30 |  | PVC | 1980 | Yes |  | 2022-06-30 |  | Non-lead
005610 | 30769 AVENUE A |  | Unknown | Yes |  | 2024-08-21 |  | Unknown | 1968 | Yes |  | 2024-08-21 |  | Lead Status Unknown
005611 | 19921 OVERSEAS HWY |  | Unknown, Non-Lead | Yes |  | 2020-01-08 |  | Unknown, Non-Lead | 2002 | Yes |  | 2020-01-08 |  | Non-lead
005612 | 820 WINDSOR LN |  | Polytube | Yes |  | 2023-01-04 |  | PVC | 1948 | Yes |  | 2023-01-04 |  | Non-lead
005613 | 6401 MALONEY AVE |  | Polytube | Yes |  | 2023-04-28 |  | PVC | 1970 | Yes |  | 2023-04-28 |  | Non-lead
005614 | 211 CARROLL ST |  | Polytube | Yes |  | 2022-06-28 |  | PVC | 1957 | Yes |  | 2022-06-28 |  | Non-lead
005615 | 97770 OVERSEAS HWY 25' NO O |  | None | Yes |  | 2023-05-04 |  | None |  | Yes |  | 2023-05-04 |  | Non-lead
005616 | DOWN 1306 VIRGINIA ST |  | Polytube | Yes |  | 2022-08-31 |  | PVC | 1928 | Yes |  | 2022-08-31 |  | Non-lead
005617 | 401 MARGARET ST |  | Polytube | Yes |  | 2024-03-04 |  | PVC | 1923 | Yes |  | 2024-03-04 |  | Non-lead
005618 | REAR 1124 MARGARET ST |  | Polytube | Yes |  | 2023-03-15 |  | PVC | 1943 | Yes |  | 2023-03-15 |  | Non-lead
005619 | 700 39TH GULF ST |  | Polytube | Yes |  | 2023-10-26 |  | PVC | 1976 | Yes |  | 2023-10-26 |  | Non-lead
005620 | 214 EANES LN |  | Polytube | Yes |  | 2022-09-26 |  | Polytube | 1933 | Yes |  | 2022-09-26 |  | Non-lead
005621 | 819 FRANCES ST |  | Polytube | Yes |  | 2023-03-14 |  | PVC | 1929 | Yes |  | 2023-03-14 |  | Non-lead
005622 | 39 TRANSYLVANIA AVE |  | Polytube | Yes |  | 2022-06-08 |  | PVC | 1950 | Yes |  | 2022-06-08 |  | Non-lead
005623 | 6631 MALONEY AVE |  | Polytube | Yes |  | 2023-03-07 |  | PVC | 1981 | Yes |  | 2023-03-07 |  | Non-lead
005624 | 64 SEAVIEW AVE |  | Polytube | Yes |  | 2023-03-10 |  | Polytube | 1953 | Yes |  | 2023-03-10 |  | Non-lead
005625 | 87851 OLD HWY |  | Unknown, Non-Lead | Yes |  | 2023-03-21 |  | Unknown, Non-Lead | 1989 | Yes |  | 2023-03-21 |  | Non-lead
005628 | 205/207 24TH OCEAN ST |  | Polytube | Yes |  | 2022-12-14 |  | PVC | 1965 | Yes |  | 2022-12-14 |  | Non-lead
005629 | 3628 SUNRISE DR |  | Polytube | Yes |  | 2022-05-25 |  | PVC | 1958 | Yes |  | 2022-05-25 |  | Non-lead
005631 | FRONT 1124 MARGARET ST |  | Polytube | Yes |  | 2023-03-15 |  | PVC | 1943 | Yes |  | 2023-03-15 |  | Non-lead
005632 | 1114 VARELA ST |  | Polytube | Yes |  | 2023-03-23 |  | PVC | 1938 | Yes |  | 2023-03-23 |  | Non-lead
005633 | 1328 LAIRD ST |  | Polytube | Yes |  | 2022-09-23 |  | PVC | 1958 | Yes |  | 2022-09-23 |  | Non-lead
005634 | 1330 LAIRD ST |  | Polytube | Yes |  | 2024-06-14 |  | PVC | 1958 | Yes |  | 2024-06-14 |  | Non-lead
005635 | 137 ORANGE LN |  | Polytube | Yes |  | 2022-06-08 |  | PVC | 1953 | Yes |  | 2022-06-08 |  | Non-lead
005637 | OCEAN 341 25TH ST |  | Polytube | Yes |  | 2023-04-28 |  | PVC | 2006 | Yes |  | 2023-04-28 |  | Non-lead
005638 | 57733 MORTON ST |  | Polytube | Yes |  | 2023-07-20 |  | PVC | 2001 | Yes |  | 2023-07-20 |  | Non-lead
005639 | 1517 WASHINGTON ST |  | Polytube | Yes |  | 2022-10-14 |  | PVC | 1963 | Yes |  | 2022-10-14 |  | Non-lead
005642 | 87760 OVERSEAS HWY |  | Polytube | Yes |  | 2024-02-22 |  | PVC |  | Yes |  | 2024-02-22 |  | Non-lead
005643 | 3500 FLAGLER AVE |  | Polytube | Yes |  | 2022-07-07 |  | PVC | 1953 | Yes |  | 2022-07-07 |  | Non-lead
005644 | 1504 18TH ST |  | Polytube | Yes |  | 2024-03-29 |  | PVC | 1958 | Yes |  | 2024-03-29 |  | Non-lead
005645 | 1907 PATTERSON AVE |  | Polytube | Yes |  | 2023-04-26 |  | PVC | 1950 | Yes |  | 2023-04-26 |  | Non-lead
005646 | 6 PIERCE LN |  | Polytube | Yes |  | 2022-10-31 |  | PVC | 1943 | Yes |  | 2022-10-31 |  | Non-lead
005647 | 2211 FOGARTY AVE |  | Polytube | Yes |  | 2023-04-26 |  | PVC | 1963 | Yes |  | 2023-04-26 |  | Non-lead
005648 | 716 ELIZABETH ST |  | Polytube | Yes |  | 2023-01-03 |  | PVC | 1901 | Yes |  | 2023-01-03 |  | Non-lead
005649 | 1909 PATTERSON AVE |  | Polytube | Yes |  | 2023-04-26 |  | PVC | 1950 | Yes |  | 2023-04-26 |  | Non-lead
005650 | APT A 1915 PATTERSON DOWNSTAIRS AVE |  | Polytube | Yes |  | 2023-04-26 |  | PVC | 1950 | Yes |  | 2023-04-26 |  | Non-lead
005651 | 1913 PATTERSON AVE |  | Polytube | Yes |  | 2024-01-10 |  | PVC | 1950 | Yes |  | 2024-01-10 |  | Non-lead
005652 | 1911 PATTERSON ST |  | Polytube | Yes |  | 2023-04-26 |  | PVC | 1950 | Yes |  | 2023-04-26 |  | Non-lead
005653 | 2007 PATTERSON AVE |  | Unknown | Yes |  | 2023-04-26 |  | PVC | 1950 | Yes |  | 2023-04-26 |  | Lead Status Unknown
005654 | 1227 1ST ST |  | Unknown, Non-Lead | Yes |  | 2023-04-03 |  | Unknown, Non-Lead | 2005 | Yes |  | 2023-04-03 |  | Non-lead
005655 | 1225 1ST ST |  | Unknown, Non-Lead | No |  |  |  | Unknown, Non-Lead | 2005 | No |  |  |  | Non-lead
005656 | 1917 PATTERSON |  | Polytube | Yes |  | 2023-04-26 |  | PVC | 1950 | Yes |  | 2023-04-26 |  | Non-lead
005657 | APT DOWN 1222 2ND ST |  | Polytube | Yes |  | 2023-04-26 |  | PVC | 1950 | Yes |  | 2023-04-26 |  | Non-lead
005658 | DOWN 1224 2ND ST |  | Polytube | Yes |  | 2023-04-26 |  | PVC | 1950 | Yes |  | 2023-04-26 |  | Non-lead
005659 | 1227 2ND ST |  | Polytube | Yes |  | 2024-01-10 |  | PVC | 1950 | Yes |  | 2024-01-10 |  | Non-lead
005660 | 2013 PATTERSON AVE |  | PVC | Yes |  | 2023-04-26 |  | PVC | 1950 | Yes |  | 2023-04-26 |  | Non-lead
005661 | 1225 2ND ST |  | Polytube | Yes |  | 2023-04-26 |  | PVC | 1950 | Yes |  | 2023-04-26 |  | Non-lead
005662 | 2011 PATTERSON AVE |  | PVC | Yes |  | 2023-04-26 |  | PVC | 1950 | Yes |  | 2023-04-26 |  | Non-lead
005663 | 325 CATHERINE ST |  | Unknown, Non-Lead | No |  |  |  | Unknown, Non-Lead | 2007 | No |  |  |  | Non-lead
005664 | 1503 18TH ST |  | Polytube | Yes |  | 2022-07-08 |  | PVC | 1958 | Yes |  | 2022-07-08 |  | Non-lead
005665 | APT FRONT 2009 PATTERSON AVE |  | Unknown | Yes |  | 2023-04-26 |  | PVC | 1950 | Yes |  | 2023-04-26 |  | Lead Status Unknown
005666 | 1224 3RD ST |  | PVC | Yes |  | 2023-04-26 |  | PVC | 1950 | Yes |  | 2023-04-26 |  | Non-lead
005667 | 2015 PATTERSON AVE |  | Polytube | Yes |  | 2023-04-26 |  | PVC | 1950 | Yes |  | 2023-04-26 |  | Non-lead
005668 | 2017 PATTERSON AVE |  | Polytube | Yes |  | 2023-04-26 |  | PVC | 1950 | Yes |  | 2023-04-26 |  | Non-lead
005669 | 1222 3RD ST |  | Polytube | Yes |  | 2022-11-10 |  | PVC | 1950 | Yes |  | 2022-11-10 |  | Non-lead
005670 | 121 PIRATES DR |  | Polytube | Yes |  | 2023-02-07 |  | PVC | 1952 | Yes |  | 2023-02-07 |  | Non-lead
005671 | 1318 THOMPSON ST |  | Polytube | Yes |  | 2022-08-11 |  | Copper | 1958 | Yes |  | 2022-08-11 |  | Non-lead
005672 | 1317 ASHBY ST |  | Polytube | Yes |  | 2023-10-16 |  | Copper | 1958 | Yes |  | 2023-10-16 |  | Non-lead
005673 | 624 PETRONIA ST |  | Polytube | Yes |  | 2023-01-25 |  | PVC | 1928 | Yes |  | 2023-01-25 |  | Non-lead
005674 | APT 2 218 GULF ST |  | Polytube | Yes |  | 2022-06-22 |  | PVC | 1958 | Yes |  | 2022-06-22 |  | Non-lead
005675 | WENDYS 99700 OVERSEAS HWY |  | Polytube | Yes |  | 2023-04-19 |  | PVC | 1983 | Yes |  | 2023-04-19 |  | Non-lead
005676 | 35 SEAGATE BLVD |  | Polytube | Yes |  | 2022-07-12 |  | Polytube | 1958 | Yes |  | 2022-07-12 |  | Non-lead
005678 | 58171 MORTON ST |  | Polytube | Yes |  | 2022-10-22 |  | PVC | 1957 | Yes |  | 2022-10-22 |  | Non-lead
005680 | 1919 OVERSEAS HWY |  | Polytube | Yes |  | 2022-05-23 |  | PVC | 1958 | Yes |  | 2022-05-23 |  | Non-lead
005681 | OCEAN 718 68TH ST |  | Polytube | Yes |  | 2022-05-16 |  | PVC | 1953 | Yes |  | 2022-05-16 |  | Non-lead
005682 | 1504 18TH TERR |  | Polytube | Yes |  | 2022-07-08 |  | Copper | 1953 | Yes |  | 2022-07-08 |  | Non-lead
005683 | 3539 EAGLE AVE |  | Polytube | Yes |  | 2022-06-14 |  | PVC | 1958 | Yes |  | 2022-06-14 |  | Non-lead
005684 | 13 SEAGATE BLVD |  | Unknown | Yes |  | 2022-07-19 |  | PVC | 1984 | Yes |  | 2022-07-19 |  | Non-lead
005686 | 422 WHALTON LN |  | Unknown, Non-Lead | Yes |  | 2016-11-04 |  | Unknown, Non-Lead | 1996 | Yes |  | 2016-11-04 |  | Non-lead
005687 | 206 MATECUMBE AVE |  | Polytube | Yes |  | 2022-06-22 |  | PVC | 1966 | Yes |  | 2022-06-22 |  | Non-lead
005688 | APT C 1008 GRINNELL ST |  | Polytube | Yes |  | 2023-03-16 |  | PVC | 1981 | Yes |  | 2023-03-16 |  | Non-lead
005689 | 908 THOMAS ST |  | Polytube | Yes |  | 2023-05-04 |  | PVC | 1933 | Yes |  | 2023-05-04 |  | Non-lead
005691 | 505 LOUISA ST |  | Polytube | Yes |  | 2022-09-26 |  | PVC | 1923 | Yes |  | 2022-09-26 |  | Non-lead
005692 | #B 1205 TRUMAN AVE |  | Polytube | Yes |  | 2023-07-13 |  | Copper | 1904 | Yes |  | 2023-07-13 |  | Non-lead
005694 | 802 OLIVIA ST |  | Polytube | Yes |  | 2023-09-19 |  | PVC | 1924 | Yes |  | 2023-09-19 |  | Non-lead
005695 | 100850 OVERSEAS HWY |  | Polytube | Yes |  | 2022-11-17 |  | PVC | 1950 | Yes |  | 2022-11-17 |  | Non-lead
005696 | 1221 1ST ST |  | Polytube | Yes |  | 2023-04-26 |  | PVC | 1950 | Yes |  | 2023-04-26 |  | Non-lead
005697 | 1223 1ST ST |  | Polytube | Yes |  | 2023-04-26 |  | PVC | 1950 | Yes |  | 2023-04-26 |  | Non-lead
005698 | 1218 2ND ST |  | Polytube | Yes |  | 2023-04-26 |  | PVC | 1950 | Yes |  | 2023-04-26 |  | Non-lead
005699 | 1908 ROOSEVELT DR |  | Polytube | Yes |  | 2023-04-26 |  | PVC | 1950 | Yes |  | 2023-04-26 |  | Non-lead
005700 | 1906 ROOSEVELT DR |  | Polytube | Yes |  | 2023-04-26 |  | PVC | 1950 | Yes |  | 2023-04-26 |  | Non-lead
005701 | 1910 ROOSEVELT DR |  | Polytube | Yes |  | 2023-04-26 |  | PVC | 1950 | Yes |  | 2023-04-26 |  | Non-lead
005702 | 1912 ROOSEVELT DR |  | Polytube | Yes |  | 2023-04-26 |  | PVC | 1950 | Yes |  | 2023-04-26 |  | Non-lead
005703 | DOWN 1914 ROOSEVELT DR |  | Polytube | Yes |  | 2023-04-26 |  | PVC | 1964 | Yes |  | 2023-04-26 |  | Non-lead
005704 | APT DOWN 1916 ROOSEVELT DR |  | Polytube | Yes |  | 2023-12-14 |  | PVC | 1964 | Yes |  | 2023-12-14 |  | Non-lead
005705 | 1216 2ND ST |  | Unknown | Yes |  | 2023-04-26 |  | PVC | 1950 | Yes |  | 2023-04-26 |  | Lead Status Unknown
005707 | 700 WINDSOR LN |  | Polytube | Yes |  | 2023-02-01 |  | PVC | 1984 | Yes |  | 2023-02-01 |  | Non-lead
005708 | 91551 OVERSEAS HWY |  | Copper | Yes |  | 2023-02-13 |  | Copper | 1958 | Yes |  | 2023-02-13 |  | Non-lead
005709 | 406 UNITED ST 4 B UP |  | Polytube | Yes |  | 2018-06-13 |  | Polytube | 1938 | Yes |  | 2018-06-13 |  | Non-lead
005710 | 213 ANN ST |  | Polytube | Yes |  | 2019-05-13 |  | Unknown | 1942 | Yes |  | 2019-05-13 |  | Lead Status Unknown
005711 | 3543 EAGLE AVE |  | Polytube | Yes |  | 2022-06-14 |  | PVC | 1963 | Yes |  | 2022-06-14 |  | Non-lead
005712 | 1 HIBISCUS LN |  | Polytube | Yes |  | 2024-05-08 |  | PVC | 1907 | Yes |  | 2024-05-08 |  | Non-lead
005713 | 3801 FLAGLER AVE |  | Unknown, Non-Lead | No |  |  |  | Unknown, Non-Lead | 2011 | No |  |  |  | Non-lead
005714 | APT DOWN FRONT 613 FLEMING ST |  | Polytube | Yes |  | 2023-08-08 |  | Polytube | 1928 | Yes |  | 2023-08-08 |  | Non-lead
005715 | 804 OLIVIA ST |  | Polytube | Yes |  | 2024-02-20 |  | PVC | 1924 | Yes |  | 2024-02-20 |  | Non-lead
005716 | 908 EMMA ST |  | Unknown, Non-Lead | Yes |  | 2022-07-15 |  | No Piping | 1943 | Yes |  | 2022-07-15 |  | Non-lead
005718 | 1431 LAIRD ST |  | Unknown, Non-Lead | Yes |  | 2021-06-02 |  | PVC | 1988 | Yes |  | 2021-06-02 |  | Non-lead
005719 | APT 1 2107 PATTERSON AVE |  | Polytube | Yes |  | 2023-04-26 |  | PVC | 1953 | Yes |  | 2023-04-26 |  | Non-lead
005720 | 2109 PATTERSON AVE |  | Polytube | Yes |  | 2023-04-26 |  | PVC | 1953 | Yes |  | 2023-04-26 |  | Non-lead
005721 | 28 TARPON AVE |  | Polytube | Yes |  | 2022-07-25 |  | PVC | 1949 | Yes |  | 2022-07-25 |  | Non-lead
005722 | 82 SIR FRANCIS DRAKE DR |  | Polytube | Yes |  | 2023-01-31 |  | PVC | 1958 | Yes |  | 2023-01-31 |  | Non-lead
005723 | 538 WHITE ST |  | PVC | Yes |  | 2022-09-08 |  | PVC | 1933 | Yes |  | 2022-09-08 |  | Non-lead
005724 | 910 THOMAS ST |  | Polytube | Yes |  | 2022-08-22 |  | PVC | 1928 | Yes |  | 2022-08-22 |  | Non-lead
005725 | 77521 OVERSEAS HWY |  | Unknown, Non-Lead | No |  |  |  | Unknown, Non-Lead | 2016 | No |  |  |  | Non-lead
005726 | 205 PIRATES DR |  | Polytube | Yes |  | 2023-01-30 |  | PVC | 1958 | Yes |  | 2023-01-30 |  | Non-lead
005728 | 2213 FOGARTY AVE |  | Polytube | Yes |  | 2023-04-26 |  | PVC | 1956 | Yes |  | 2023-04-26 |  | Non-lead
005729 | 1329 2ND ST |  | Polytube | Yes |  | 2023-04-26 |  | PVC | 1952 | Yes |  | 2023-04-26 |  | Non-lead
005730 | 1602 LAIRD ST |  | Copper | Yes |  | 2023-04-26 |  | PVC | 1958 | Yes |  | 2023-04-26 |  | Non-lead
005731 | 1606 SOUTH ST |  | Polytube | Yes |  | 2022-10-27 |  | PVC | 1958 | Yes |  | 2022-10-27 |  | Non-lead
005732 | UP 405 CAROLINE ST |  | Polytube | Yes |  | 2022-11-29 |  | PVC | 1963 | Yes |  | 2022-11-29 |  | Non-lead
005733 | 1507 UNITED ST |  | Polytube | Yes |  | 2022-09-02 |  | PVC | 1953 | Yes |  | 2022-09-02 |  | Non-lead
005734 | 2314 STAPLES AVE |  | Polytube | Yes |  | 2022-08-22 |  | PVC | 1953 | Yes |  | 2022-08-22 |  | Non-lead
005735 | 1512 18TH TERR |  | Polytube | Yes |  | 2024-12-30 |  | PVC | 2012 | Yes |  | 2024-12-30 |  | Non-lead
005736 | 907 THOMAS ST |  | Polytube | Yes |  | 2023-05-04 |  | PVC | 1976 | Yes |  | 2023-05-04 |  | Non-lead
005737 | APT C 67 AVE F |  | Polytube | Yes |  | 2022-10-03 |  | PVC | 1948 | Yes |  | 2022-10-03 |  | Non-lead
005738 | 81651 OLD HWY |  | Polytube | Yes |  | 2022-06-27 |  | PVC | 1955 | Yes |  | 2022-06-27 |  | Non-lead
005739 | 701 PASSOVER LN |  | Unknown, Non-Lead | No |  |  |  | Unknown, Non-Lead | 2015 | No |  |  |  | Non-lead
005740 | 2514 HARRIS AVE |  | Polytube | Yes |  | 2022-08-16 |  | Polytube | 1958 | Yes |  | 2022-08-16 |  | Non-lead
005741 | 708 PASSOVER LN |  | Polytube | Yes |  | 2023-02-01 |  | PVC | 1938 | Yes |  | 2023-02-01 |  | Non-lead
005743 | 3630 FLAGLER AVE |  | Polytube | Yes |  | 2023-05-31 |  | PVC | 1958 | Yes |  | 2023-05-31 |  | Non-lead
005744 | 1215 WHITEHEAD ST |  | Polytube | Yes |  | 2022-07-05 |  | PVC | 1938 | Yes |  | 2022-07-05 |  | Non-lead
005745 | 1016 WASHINGTON ST |  | Copper | Yes |  | 2022-10-14 |  | PVC | 1958 | Yes |  | 2022-10-14 |  | Non-lead
005746 | 1612 LAIRD ST |  | Copper | Yes |  | 2024-03-13 |  | PVC | 1958 | Yes |  | 2024-03-13 |  | Non-lead
005748 | 1221 2ND ST |  | Polytube | Yes |  | 2022-08-15 |  | PVC | 1950 | Yes |  | 2022-08-15 |  | Non-lead
005749 | 1501 17TH TERR |  | Polytube | Yes |  | 2023-12-15 |  | Polytube | 1958 | Yes |  | 2023-12-15 |  | Non-lead
005750 | APT 2 704 CAROLINE ST |  | PVC | Yes |  | 2023-02-16 |  | PVC | 1928 | Yes |  | 2023-02-16 |  | Non-lead
005753 | 16 SEAGATE BLVD |  | Polytube | Yes |  | 2022-07-12 |  | PVC | 1950 | Yes |  | 2022-07-12 |  | Non-lead
005754 | 25 CORAL DR |  | Polytube | Yes |  | 2023-07-12 |  | PVC | 1963 | Yes |  | 2023-07-12 |  | Non-lead
005755 | 95190 OVERSEAS HWY |  | Copper | Yes |  | 2022-07-21 |  | PVC | 1955 | Yes |  | 2022-07-21 |  | Non-lead
005756 | 21 SEAGATE BLVD |  | Polytube | Yes |  | 2024-10-17 |  | PVC | 1957 | Yes |  | 2024-10-17 |  | Non-lead
005757 | 135 N BAY HARBOR DR |  | Copper | Yes |  | 2022-07-21 |  | PVC | 1957 | Yes |  | 2022-07-21 |  | Non-lead
005758 | 1480 OCEAN VIEW AVE |  | Polytube | Yes |  | 2024-09-12 |  | PVC | 1958 | Yes |  | 2024-09-12 |  | Non-lead
005759 | APT 1 704 CAROLINE ST |  | PVC | Yes |  | 2023-02-16 |  | PVC | 1928 | Yes |  | 2023-02-16 |  | Non-lead
005760 | 1223 2ND ST |  | Polytube | Yes |  | 2023-04-26 |  | PVC | 1950 | Yes |  | 2023-04-26 |  | Non-lead
005761 | 2006 ROOSEVELT DR |  | Polytube | Yes |  | 2023-04-26 |  | PVC | 1950 | Yes |  | 2023-04-26 |  | Non-lead
005762 | 2008 ROOSEVELT DR |  | Polytube | Yes |  | 2023-07-07 |  | PVC | 1950 | Yes |  | 2023-07-07 |  | Non-lead
005763 | 2010 ROOSEVELT DR |  | Polytube | Yes |  | 2023-04-26 |  | PVC | 1950 | Yes |  | 2023-04-26 |  | Non-lead
005764 | 2012 ROOSEVELT DR |  | Polytube | Yes |  | 2023-04-26 |  | PVC | 1950 | Yes |  | 2023-04-26 |  | Non-lead
005765 | 2014 ROOSEVELT DR |  | Polytube | Yes |  | 2024-07-08 |  | Copper | 1950 | Yes |  | 2024-07-08 |  | Non-lead
005766 | 2016 ROOSEVELT DR |  | Polytube | Yes |  | 2024-10-01 |  | Copper | 1950 | Yes |  | 2024-10-01 |  | Non-lead
005767 | APT DOWN 1218 3RD ST |  | Polytube | Yes |  | 2023-04-26 |  | PVC | 1950 | Yes |  | 2023-04-26 |  | Non-lead
005768 | APT DOWN 1220 3RD ST |  | Polytube | Yes |  | 2023-04-26 |  | PVC | 1950 | Yes |  | 2023-04-26 |  | Non-lead
005769 | 154 PLANTATION BLVD |  | Polytube | Yes |  | 2023-04-21 |  | PVC | 1950 | Yes |  | 2023-04-21 |  | Non-lead
005770 | 113 MASTIC ST |  | Polytube | Yes |  | 2022-06-23 |  | PVC | 1958 | Yes |  | 2022-06-23 |  | Non-lead
005771 | 81641 OLD HWY |  | PVC | Yes |  | 2022-06-27 |  | PVC | 1955 | Yes |  | 2022-06-27 |  | Non-lead
005772 | SEA TRAIL 98620 OVERSEAS HWY |  | Polytube | Yes |  | 2023-01-30 |  | PVC | 1948 | Yes |  | 2023-01-30 |  | Non-lead
005773 | 98610 OVERSEAS HWY |  | Polytube | Yes |  | 2022-08-23 |  | PVC | 1967 | Yes |  | 2022-08-23 |  | Non-lead
005775 | 97665 OVERSEAS HWY |  | Polytube | Yes |  | 2023-05-04 |  | PVC | 1935 | Yes |  | 2023-05-04 |  | Non-lead
005776 | 58950 OVERSEAS HWY |  | Unknown | Yes |  | 2024-07-08 |  | PVC | 1977 | Yes |  | 2024-07-08 |  | Lead Status Unknown
005777 | 1905 FLAGLER AVE |  | Polytube | Yes |  | 2024-02-14 |  | PVC |  | Yes |  | 2024-02-14 |  | Non-lead
005778 | 1704 N ROOSEVELT BLVD |  | Polytube | Yes |  | 2022-09-16 |  | PVC | 1963 | Yes |  | 2022-09-16 |  | Non-lead
005779 | 1010 FLEMING ST |  | Polytube | Yes |  | 2022-12-02 |  | PVC | 1933 | Yes |  | 2022-12-02 |  | Non-lead
005780 | 1 BAPTIST LN |  | Polytube | Yes |  | 2022-07-12 |  | PVC | 1928 | Yes |  | 2022-07-12 |  | Non-lead
005782 | MASTER METER 21611 OLD STATE RD 4A |  | Polytube | Yes |  | 2022-12-29 |  | PVC | 1933 | Yes |  | 2022-12-29 |  | Non-lead
005783 | 1217 3RD ST |  | Polytube | Yes |  | 2023-04-26 |  | PVC | 1950 | Yes |  | 2023-04-26 |  | Non-lead
005784 | 1219 3RD ST |  | Polytube | Yes |  | 2023-04-26 |  | PVC | 1950 | Yes |  | 2023-04-26 |  | Non-lead
005785 | 1221 3RD ST |  | Polytube | Yes |  | 2022-05-16 |  | PVC | 1950 | Yes |  | 2022-05-16 |  | Non-lead
005786 | Apt 2 1223 3RD ST |  | Polytube | Yes |  | 2023-04-26 |  | PVC | 1950 | Yes |  | 2023-04-26 |  | Non-lead
005788 | 3299 OVERSEAS HWY |  | Polytube | Yes |  | 2023-04-21 |  | PVC | 1990 | Yes |  | 2023-04-21 |  | Non-lead
005789 | FIRE DEPT 151 MARINE AVE |  | Polytube | Yes |  | 2024-05-21 |  | PVC | 1964 | Yes |  | 2024-05-21 |  | Non-lead
005790 | 59151 OVERSEAS HWY |  | Polytube | Yes |  | 2023-06-05 |  | PVC | 1953 | Yes |  | 2023-06-05 |  | Non-lead
005791 | 25341 FIRST ST&ESHORE DR |  | Polytube | Yes |  | 2023-04-24 |  | PVC | 1958 | Yes |  | 2023-04-24 |  | Non-lead
005792 | 1210 OVERSEAS HWY |  | Polytube | Yes |  | 2024-10-01 |  | PVC | 1949 | Yes |  | 2024-10-01 |  | Non-lead
005793 | 341 AVE E |  | Unknown | Yes |  | 2023-05-04 |  | Unknown | 1953 | Yes |  | 2023-05-04 |  | Lead Status Unknown
005794 | 321 AVE D |  | Unknown, Non-Lead | Yes |  | 2019-02-22 |  | Polytube | 2007 | Yes |  | 2019-02-22 |  | Non-lead
005795 | REAR 708 WHITMARSH LN |  | Polytube | Yes |  | 2023-06-06 |  | PVC | 1953 | Yes |  | 2023-06-06 |  | Non-lead
005796 | 821 TERRY LN |  | Polytube | Yes |  | 2022-06-27 |  | PVC | 1933 | Yes |  | 2022-06-27 |  | Non-lead
005798 | 1511 18TH ST |  | Polytube | Yes |  | 2022-07-08 |  | Copper | 1953 | Yes |  | 2022-07-08 |  | Non-lead
005800 | 963 69TH OCEAN ST |  | Polytube | Yes |  | 2023-02-21 |  | PVC | 1958 | Yes |  | 2023-02-21 |  | Non-lead
005801 | 2111 PATTERSON AVE |  | Polytube | Yes |  | 2023-04-26 |  | PVC | 1950 | Yes |  | 2023-04-26 |  | Non-lead
005802 | 2113 PATTERSON AVE |  | Polytube | Yes |  | 2023-04-26 |  | PVC | 1950 | Yes |  | 2023-04-26 |  | Non-lead
005803 | 1225 3RD ST |  | Polytube | Yes |  | 2023-01-11 |  | Copper | 1950 | Yes |  | 2023-01-11 |  | Non-lead
005804 | APT A 1227 3RD ST |  | Polytube | Yes |  | 2024-01-09 |  | PVC | 1950 | Yes |  | 2024-01-09 |  | Non-lead
005805 | 1222 4TH ST |  | Polytube | Yes |  | 2023-04-26 |  | PVC | 1950 | Yes |  | 2023-04-26 |  | Non-lead
005806 | 1224 4TH ST |  | Polytube | Yes |  | 2023-04-26 |  | PVC | 1950 | Yes |  | 2023-04-26 |  | Non-lead
005807 | 1718 UNITED ST |  | Copper | Yes |  | 2022-05-16 |  | Polytube | 1953 | Yes |  | 2022-05-16 |  | Non-lead
005808 | 1208 BAY ST |  | Polytube | Yes |  | 2023-04-26 |  | PVC |  | Yes |  | 2023-04-26 |  | Non-lead
005809 | DWN 1209 BAY ST |  | PVC | Yes |  | 2022-08-15 |  | Copper | 1950 | Yes |  | 2022-08-15 |  | Non-lead
005810 | 1210 BAY ST |  | Polytube | Yes |  | 2022-05-31 |  | Copper |  | Yes |  | 2022-05-31 |  | Non-lead
005811 | 1211 BAY ST |  | Polytube | Yes |  | 2023-04-26 |  | PVC | 1950 | Yes |  | 2023-04-26 |  | Non-lead
005812 | 1213 BAY ST |  | Polytube | Yes |  | 2023-04-26 |  | PVC | 1950 | Yes |  | 2023-04-26 |  | Non-lead
005813 | 1215 BAY ST |  | Polytube | Yes |  | 2023-04-26 |  | PVC | 1950 | Yes |  | 2023-04-26 |  | Non-lead
005814 | 1212 BAY ST |  | Polytube | Yes |  | 2023-04-26 |  | PVC | 1950 | Yes |  | 2023-04-26 |  | Non-lead
005815 | 1214 BAY ST |  | Polytube | Yes |  | 2023-04-26 |  | PVC | 1950 | Yes |  | 2023-04-26 |  | Non-lead
005816 | APT A 1907 ROOSEVELT DR |  | Polytube | Yes |  | 2024-07-01 |  | PVC | 1968 | Yes |  | 2024-07-01 |  | Non-lead
005817 | APT A 1909 ROOSEVELT DR |  | Polytube | Yes |  | 2023-04-26 |  | PVC | 1968 | Yes |  | 2023-04-26 |  | Non-lead
005818 | 2007 ROOSEVELT DR |  | Polytube | Yes |  | 2023-04-26 |  | PVC | 1950 | Yes |  | 2023-04-26 |  | Non-lead
005819 | 2009 ROOSEVELT DR |  | Polytube | Yes |  | 2023-04-26 |  | PVC | 1950 | Yes |  | 2023-04-26 |  | Non-lead
005820 | 2011 ROOSEVELT DR |  | Polytube | Yes |  | 2023-10-16 |  | PVC | 1950 | Yes |  | 2023-10-16 |  | Non-lead
005821 | 2013 ROOSEVELT DR |  | Polytube | Yes |  | 2023-04-26 |  | PVC | 1950 | Yes |  | 2023-04-26 |  | Non-lead
005822 | 2015 ROOSEVELT DR |  | Polytube | Yes |  | 2019-06-12 |  | PVC | 1950 | Yes |  | 2019-06-12 |  | Non-lead
005823 | 2017 ROOSEVELT DR |  | Polytube | Yes |  | 2023-04-26 |  | PVC | 1950 | Yes |  | 2023-04-26 |  | Non-lead
005824 | 1213 1 ST ST |  | Polytube | Yes |  | 2023-04-26 |  | PVC | 1950 | Yes |  | 2023-04-26 |  | Non-lead
005825 | 1215 1ST ST |  | Polytube | Yes |  | 2023-04-26 |  | PVC | 1950 | Yes |  | 2023-04-26 |  | Non-lead
005827 | 361 AVE E |  | Unknown | Yes |  | 2023-05-04 |  | Unknown | 1953 | Yes |  | 2023-05-04 |  | Lead Status Unknown
005829 | 725 WHITEHEAD ST |  | Polytube | Yes |  | 2022-06-02 |  | PVC | 1923 | Yes |  | 2022-06-02 |  | Non-lead
005830 | 1125 PACKER ST |  | Polytube | Yes |  | 2022-06-15 |  | PVC | 1928 | Yes |  | 2022-06-15 |  | Non-lead
005831 | 1715 LAIRD ST |  | Polytube | Yes |  | 2023-04-26 |  | PVC | 1959 | Yes |  | 2023-04-26 |  | Non-lead
005832 | 136 BAYVIEW DR |  | Polytube | No |  |  |  | PVC | 1950 | No |  |  |  | Non-lead
005833 | 116 ATLANTIC DR |  | Polytube | Yes |  | 2023-05-04 |  | Polytube | 1958 | Yes |  | 2023-05-04 |  | Non-Lead
005835 | 1/2 406 UNITED ST |  | Polytube | No |  |  |  | None | 1938 | No |  |  |  | Non-lead
005837 | 917 DUVAL ST |  | Polytube | Yes |  | 2022-08-31 |  | PVC | 1953 | Yes |  | 2022-08-31 |  | Non-lead
005838 | 31875 OVERSEAS HWY |  | Unknown | Yes |  | 2024-05-29 |  | Unknown | 1952 | Yes |  | 2024-05-29 |  | Lead Status Unknown
005839 | 31715 WARNER ST |  | Polytube | Yes |  | 2022-06-17 |  | PVC | 1952 | Yes |  | 2022-06-17 |  | Non-lead
005840 | 31625 WARNER ST |  | Polytube | Yes |  | 2024-08-26 |  | PVC | 1937 | Yes |  | 2024-08-26 |  | Non-lead
005841 | 826 OLIVIA ST |  | Polytube | Yes |  | 2023-03-23 |  | PVC | 1953 | Yes |  | 2023-03-23 |  | Non-lead
005842 | 194 E CARROLL ST |  | Polytube | Yes |  | 2022-06-28 |  | PVC | 1953 | Yes |  | 2022-06-28 |  | Non-lead
005844 | 15 HIBISCUS DR |  | Polytube | Yes |  | 2022-11-17 |  | PVC | 1955 | Yes |  | 2022-11-17 |  | Non-lead
005845 | 1603 SOUTH ST |  | Polytube | Yes |  | 2023-01-11 |  | PVC | 2016 | Yes |  | 2023-01-11 |  | Non-lead
005846 | 75580 OVERSEAS HWY |  | Polytube | Yes |  | 2023-12-14 |  | PVC | 1955 | Yes |  | 2023-12-14 |  | Non-lead
005847 | 75691 OVERSEAS HWY |  | Polytube | Yes |  | 2022-07-07 |  | PVC | 1959 | Yes |  | 2022-07-07 |  | Non-lead
005848 | APT FRONT 1216 VARELA ST |  | Polytube | Yes |  | 2023-03-23 |  | PVC | 1938 | Yes |  | 2023-03-23 |  | Non-lead
005849 | APT A 1310 PETRONIA ST |  | Copper | Yes |  | 2022-09-19 |  | PVC | 1972 | Yes |  | 2022-09-19 |  | Non-lead
005850 | 38 PIRATES DR |  | Polytube | Yes |  | 2023-08-08 |  | PVC | 1957 | Yes |  | 2023-08-08 |  | Non-lead
005851 | REAR 1221 PACKER ST |  | Polytube | Yes |  | 2023-03-22 |  | PVC | 1943 | Yes |  | 2023-03-22 |  | Non-lead
005852 | 230 KEY HONEY LN |  | Polytube | Yes |  | 2022-06-08 |  | PVC | 1984 | Yes |  | 2022-06-08 |  | Non-lead
005853 | 300 KEY HONEY LN |  | Unknown, Non-Lead | Yes |  | 2022-04-12 |  | PVC | 1994 | Yes |  | 2022-04-12 |  | Non-lead
005854 | 920 CAROLINE ST |  | Polytube | Yes |  | 2023-02-22 |  | PVC | 1943 | Yes |  | 2023-02-22 |  | Non-lead
005855 | 1103 THOMAS ST |  | Unknown, Non-Lead | Yes |  | 2018-06-08 |  | Unknown, Non-Lead | 2010 | Yes |  | 2018-06-08 |  | Non-lead
005856 | 55 OCEANA AVE |  | Polytube | Yes |  | 2022-10-28 |  | PVC | 1924 | Yes |  | 2022-10-28 |  | Non-lead
005857 | 129 ROYAL LN |  | Polytube | Yes |  | 2022-06-07 |  | PVC | 1983 | Yes |  | 2022-06-07 |  | Non-lead
005859 | 2 PARADISE DR |  | Polytube | Yes |  | 2022-07-25 |  | PVC | 1949 | Yes |  | 2022-07-25 |  | Non-lead
005862 | 127 MADEIRA RD |  | Polytube | Yes |  | 2022-06-22 |  | PVC |  | Yes |  | 2022-06-22 |  | Non-lead
005866 | 16 FIRST ST |  | Polytube | Yes |  | 2023-05-22 |  | PVC | 1938 | Yes |  | 2023-05-22 |  | Non-lead
005867 | 1203 1ST ST |  | Polytube | Yes |  | 2024-08-15 |  | PVC | 1950 | Yes |  | 2024-08-15 |  | Non-lead
005868 | 1205 1ST ST |  | Polytube | Yes |  | 2023-04-26 |  | PVC | 1950 | Yes |  | 2023-04-26 |  | Non-lead
005869 | 1207 1ST ST |  | Polytube | Yes |  | 2023-04-26 |  | PVC | 1950 | Yes |  | 2023-04-26 |  | Non-lead
005870 | 1209 1ST ST |  | Polytube | Yes |  | 2023-04-26 |  | PVC | 1950 | Yes |  | 2023-04-26 |  | Non-lead
005871 | 1616 SEMINARY ST |  | Polytube | Yes |  | 2022-06-17 |  | PVC | 1953 | Yes |  | 2022-06-17 |  | Non-lead
005872 | 1612 SEMINARY ST |  | Polytube | Yes |  | 2022-10-31 |  | PVC | 1952 | Yes |  | 2022-10-31 |  | Non-lead
005873 | 1608 SEMINARY ST |  | Unknown, Non-Lead | No |  |  |  | Unknown, Non-Lead | 2007 | No |  |  |  | Non-lead
005874 | 1604 SEMINARY ST |  | Polytube | Yes |  | 2022-10-31 |  | PVC | 1952 | Yes |  | 2022-10-31 |  | Non-lead
005875 | 58630 MORTON ST |  | Polytube | Yes |  | 2022-10-22 |  | PVC | 1948 | Yes |  | 2022-10-22 |  | Non-lead
005877 | 792 79TH OCEAN ST |  | Polytube | Yes |  | 2023-01-18 |  | PVC | 1955 | Yes |  | 2023-01-18 |  | Non-lead
005878 | 814 30TH OCEAN ST |  | Polytube | Yes |  | 2024-02-23 |  | PVC | 1963 | Yes |  | 2024-02-23 |  | Non-lead
005879 | 748 30TH OCEAN ST |  | Polytube | Yes |  | 2022-07-15 |  | PVC | 1961 | Yes |  | 2022-07-15 |  | Non-lead
005880 | 1613 SOUTH ST |  | Polytube | Yes |  | 2022-10-27 |  | PVC | 1952 | Yes |  | 2022-10-27 |  | Non-lead
005881 | 3637 EAGLE AVE |  | Polytube | Yes |  | 2022-06-14 |  | PVC | 1956 | Yes |  | 2022-06-14 |  | Non-lead
005882 | 81500 OVERSEAS HWY |  | Polytube | Yes |  | 2024-07-16 |  | PVC | 1964 | Yes |  | 2024-07-16 |  | Non-lead
005883 | 98660 OVERSEAS HWY NRTHBND |  | Polytube | Yes |  | 2023-01-30 |  | PVC |  | Yes |  | 2023-01-30 |  | Non-lead
005884 | 152 CARROLL ST |  | Polytube | Yes |  | 2022-06-27 |  | PVC | 1963 | Yes |  | 2022-06-27 |  | Non-lead
005886 | 12 BUCCANEER DR |  | Polytube | Yes |  | 2023-01-30 |  | PVC | 1957 | Yes |  | 2023-01-30 |  | Non-lead
005887 | 98775 OVERSEAS HWY |  | Polytube | Yes |  | 2022-12-09 |  | PVC | 1973 | Yes |  | 2022-12-09 |  | Non-lead
005888 | 31 BUCCANEER DR |  | Polytube | Yes |  | 2023-01-30 |  | PVC | 1953 | Yes |  | 2023-01-30 |  | Non-lead
005889 | 30 BARRACOA DR |  | Polytube | Yes |  | 2023-02-10 |  | PVC | 1957 | Yes |  | 2023-02-10 |  | Non-lead
005890 | APT B 315 ELIZABETH ST |  | Polytube | Yes |  | 2023-02-01 |  | PVC | 1953 | Yes |  | 2023-02-01 |  | Non-lead
005891 | APT A 315 ELIZABETH ST |  | Polytube | Yes |  | 2023-02-01 |  | PVC | 1953 | Yes |  | 2023-02-01 |  | Non-lead
005893 | 6 CORAL WAY |  | Polytube | Yes |  | 2022-07-25 |  | PVC | 1949 | Yes |  | 2022-07-25 |  | Non-lead
005894 | 1100 FLAGLER AVE |  | Polytube | Yes |  | 2023-11-13 |  | Polytube | 1958 | Yes |  | 2023-11-13 |  | Non-lead
005895 | 915 CORNISH LN |  | Polytube | Yes |  | 2022-10-05 |  | PVC | 1938 | Yes |  | 2022-10-05 |  | Non-lead
005896 | APT 1 805 WADDELL AVE |  | Polytube | Yes |  | 2024-07-11 |  | PVC | 1958 | Yes |  | 2024-07-11 |  | Non-lead
005897 | 6 BAPTIST LN |  | Polytube | Yes |  | 2022-07-12 |  | PVC | 1908 | Yes |  | 2022-07-12 |  | Non-lead
005898 | 3624 SUNRISE DR |  | Unknown, Non-Lead | Yes |  | 2019-08-20 |  | Unknown, Non-Lead | 2006 | Yes |  | 2019-08-20 |  | Non-lead
005899 | 720 WINDSOR LN |  | Polytube | Yes |  | 2023-03-06 |  | PVC | 1933 | Yes |  | 2023-03-06 |  | Non-lead
005900 | 139 COCONUT ROW E SI |  | Polytube | Yes |  | 2023-01-30 |  | PVC | 1965 | Yes |  | 2023-01-30 |  | Non-lead
005902 | REAR 527 OLIVIA ST |  | Polytube | Yes |  | 2024-01-08 |  | PVC | 1933 | Yes |  | 2024-01-08 |  | Non-lead
005904 | APT B 1117 VARELA ST |  | Copper | Yes |  | 2023-07-18 |  | PVC | 1938 | Yes |  | 2023-07-18 |  | Non-lead
005905 | 81979 OLD HWY |  | Polytube | Yes |  | 2022-06-27 |  | PVC | 1981 | Yes |  | 2022-06-27 |  | Non-lead
005906 | 462 SUNSET DR |  | Polytube | Yes |  | 2023-02-01 |  | PVC | 1952 | Yes |  | 2023-02-01 |  | Non-lead
005907 | APT 1 FRONT 1010 FLEMING ST |  | Polytube | Yes |  | 2022-12-02 |  | PVC | 1933 | Yes |  | 2022-12-02 |  | Non-lead
005909 | 48 BUTTONWOOD DR |  | Polytube | Yes |  | 2023-01-18 |  | PVC | 1960 | Yes |  | 2023-01-18 |  | Non-lead
005910 | 32 PIRATES DR |  | Polytube | Yes |  | 2023-03-30 |  | PVC | 1966 | Yes |  | 2023-03-30 |  | Non-lead
005911 | 114 JEROME AVE |  | Polytube | Yes |  | 2022-06-22 |  | PVC | 1952 | Yes |  | 2022-06-22 |  | Non-lead
005912 | 379 68TH OCEAN ST |  | Polytube | Yes |  | 2023-03-02 |  | Polytube | 1958 | Yes |  | 2023-03-02 |  | Non-lead
005913 | 1321 ASHBY ST |  | Unknown, Non-Lead | Yes |  | 2019-01-22 |  | PVC | 2007 | Yes |  | 2019-01-22 |  | Non-lead
005914 | 80051 OVERSEAS HWY |  | Polytube | Yes |  | 2022-06-22 |  | PVC | 1952 | Yes |  | 2022-06-22 |  | Non-lead
005915 | APT 2 1012 FLEMING ST |  | Polytube | Yes |  | 2024-05-08 |  | PVC | 1933 | Yes |  | 2024-05-08 |  | Non-lead
005916 | APT 4 UP FRONT 1012 FLEMING ST |  | Polytube | Yes |  | 2022-12-02 |  | PVC | 1933 | Yes |  | 2022-12-02 |  | Non-lead
005917 | APT 5 UP REAR 1012 FLEMING ST |  | Polytube | Yes |  | 2024-09-09 |  | PVC | 1933 | Yes |  | 2024-09-09 |  | Non-lead
005918 | APT 3 DOWN 1012 FLEMING ST |  | Polytube | Yes |  | 2022-12-02 |  | PVC | 1933 | Yes |  | 2022-12-02 |  | Non-lead
005919 | 28 BUCCANEER DR |  | Polytube | Yes |  | 2019-09-27 |  | PVC | 1998 | Yes |  | 2019-09-27 |  | Non-lead
005920 | 120 KEY HONEY LN |  | Polytube | Yes |  | 2022-06-08 |  | PVC | 1958 | Yes |  | 2022-06-08 |  | Non-lead
005921 | 903 EATON ST |  | Unknown, Non-Lead | Yes |  | 2024-05-08 |  | Polytube | 2020 | Yes |  | 2024-05-08 |  | Non-lead
005922 | 3509 FLAGLER AVE |  | Polytube | Yes |  | 2023-05-04 |  | Copper | 1953 | Yes |  | 2023-05-04 |  | Non-lead
005924 | 18 BUCANEER PT |  | Polytube | Yes |  | 2023-01-11 |  | PVC | 1957 | Yes |  | 2023-01-11 |  | Non-lead
005926 | 75621 OVERSEAS HWY |  | Polytube | Yes |  | 2022-07-07 |  | PVC | 1959 | Yes |  | 2022-07-07 |  | Non-lead
005927 | 12685 OVERSEAS HWY |  | Polytube | Yes |  | 2024-04-08 |  | PVC | 1950 | Yes |  | 2024-04-08 |  | Non-lead
005928 | 1405 ATLANTIC BLVD |  | Polytube | Yes |  | 2024-05-14 |  | Copper | 1959 | Yes |  | 2024-05-14 |  | Non-lead
005929 | 301 25TH OCEAN ST |  | Polytube | Yes |  | 2022-12-20 |  | PVC | 1953 | Yes |  | 2022-12-20 |  | Non-lead
005930 | 103680 OVERSEAS MOTEL KL HWY |  | Polytube | Yes |  | 2023-05-03 |  | PVC | 1974 | Yes |  | 2023-05-03 |  | Non-lead
005931 | 150 LIST ST |  | Polytube | Yes |  | 2022-06-22 |  | PVC | 1950 | Yes |  | 2022-06-22 |  | Non-lead
005932 | 810 THOMAS ST |  | Polytube | Yes |  | 2023-05-04 |  | PVC | 1913 | Yes |  | 2023-05-04 |  | Non-lead
005933 | 1716 SEMINARY ST |  | Polytube | Yes |  | 2022-10-31 |  | PVC | 1949 | Yes |  | 2022-10-31 |  | Non-lead
005934 | APT 101/201 303 JULIA ST |  | Polytube | Yes |  | 2024-05-28 |  | PVC | 1943 | Yes |  | 2024-05-28 |  | Non-lead
005935 | 1515 18TH ST |  | Polytube | Yes |  | 2022-07-08 |  | Copper | 1958 | Yes |  | 2022-07-08 |  | Non-lead
005936 | 1607 JOHNSON ST |  | Polytube | Yes |  | 2023-04-26 |  | PVC | 1958 | Yes |  | 2023-04-26 |  | Non-lead
005939 | UNIT A 423 DUVAL ST |  | Polytube | Yes |  | 2022-11-30 |  | Polytube | 1953 | Yes |  | 2022-11-30 |  | Non-lead
005940 | STORE D 423 DUVAL ST |  | Polytube | Yes |  | 2022-11-30 |  | Polytube | 1953 | Yes |  | 2022-11-30 |  | Non-lead
005942 | 58951 OVERSEAS HWY |  | Polytube | Yes |  | 2022-10-22 |  | PVC | 1987 | Yes |  | 2022-10-22 |  | Non-lead
005943 | HOUSE 500 AVE B |  | Polytube | Yes |  | 2023-07-14 |  | PVC | 1948 | Yes |  | 2023-07-14 |  | Non-lead
005944 | 77460 OVERSEAS HWY |  | Polytube | Yes |  | 2022-10-25 |  | PVC | 1950 | Yes |  | 2022-10-25 |  | Non-lead
005945 | 2443 OVERSEAS HWY |  | Polytube | Yes |  | 2024-01-29 |  | PVC | 1983 | Yes |  | 2024-01-29 |  | Non-lead
005946 | UNIT 2 511 AVE D |  | Unknown, Non-Lead | Yes |  | 2023-05-18 |  | Unknown, Non-Lead | 2010 | Yes |  | 2023-05-18 |  | Non-lead
005947 | 7548 GULFSTREAM BLVD |  | Polytube | Yes |  | 2024-08-15 |  | PVC | 1983 | Yes |  | 2024-08-15 |  | Non-lead
005948 | 75350 OVERSEAS HWY |  | Polytube | Yes |  | 2022-07-05 |  | PVC | 1963 | Yes |  | 2022-07-05 |  | Non-lead
005949 | 806 OLIVIA ST |  | Polytube | Yes |  | 2023-03-23 |  | PVC | 1923 | Yes |  | 2023-03-23 |  | Non-lead
005950 | 7549 GULFSTREAM BLVD |  | Polytube | Yes |  | 2023-02-09 |  | PVC | 1956 | Yes |  | 2023-02-09 |  | Non-lead
005951 | 7539 GULFSTREAM BLVD |  | Polytube | Yes |  | 2023-01-27 |  | PVC | 1956 | Yes |  | 2023-01-27 |  | Non-lead
005952 | 7515 GULFSTREAM BLVD |  | Polytube | Yes |  | 2023-02-02 |  | PVC | 1956 | Yes |  | 2023-02-02 |  | Non-lead
005953 | 7501 GULFSTREAM BLVD |  | Polytube | Yes |  | 2023-02-01 |  | PVC | 1956 | Yes |  | 2023-02-01 |  | Non-lead
005954 | 57723 MORTON ST |  | Unknown, Non-Lead | Yes |  | 2024-04-22 |  | Unknown, Non-Lead | 1993 | Yes |  | 2024-04-22 |  | Non-lead
005955 | 2400 SEIDENBERG AVE |  | Copper | Yes |  | 2022-08-18 |  | Copper | 1958 | Yes |  | 2022-08-18 |  | Non-lead
005956 | 1424 JOHNSON ST |  | Polytube | Yes |  | 2022-11-03 |  | PVC | 1958 | Yes |  | 2022-11-03 |  | Non-lead
005957 | 718 SOUTHARD ST |  | Polytube | Yes |  | 2023-10-18 |  | PVC | 1943 | Yes |  | 2023-10-18 |  | Non-lead
005958 | 23911 HENRY ST |  | Unknown, Non-Lead | Yes |  | 2019-08-22 |  | Unknown, Non-Lead | 1995 | Yes |  | 2019-08-22 |  | Non-lead
005959 | 7885 OVERSEAS HWY |  | Polytube | Yes |  | 2023-01-23 |  | PVC | 1958 | Yes |  | 2023-01-23 |  | Non-lead
005960 | 1890 N ROOSEVELT BLVD |  | Unknown, Non-Lead | Yes |  | 2021-06-03 |  | Unknown, Non-Lead | 1995 | Yes |  | 2021-06-03 |  | Non-lead
005961 | 1414 5TH ST |  | Polytube | Yes |  | 2022-08-12 |  | None | 1963 | Yes |  | 2022-08-12 |  | Non-lead
005962 | 1655 OVERSEAS HWY |  | Polytube | Yes |  | 2024-01-23 |  | PVC | 1954 | Yes |  | 2024-01-23 |  | Non-lead
005963 | 133 INDIAN MOUND Trl |  | Polytube | Yes |  | 2022-06-03 |  | PVC | 1977 | Yes |  | 2022-06-03 |  | Non-lead
005964 | REAR HOUSE 58896 OVERSEAS HWY |  | Polytube | Yes |  | 2024-03-25 |  | None | 1985 | Yes |  | 2024-03-25 |  | Non-lead
005965 | 75141 OVERSEAS HWY |  | Polytube | Yes |  | 2022-07-07 |  | PVC | 1957 | Yes |  | 2022-07-07 |  | Non-lead
005967 | 1615 SOUTH ST |  | Copper | Yes |  | 2023-11-28 |  | PVC | 1958 | Yes |  | 2023-11-28 |  | Non-lead
005968 | 1322 THOMPSON ST |  | Polytube | Yes |  | 2023-05-04 |  | Polytube | 1958 | Yes |  | 2023-05-04 |  | Non-lead
005969 | DOWN FRONT 1102 DUVAL ST |  | Polytube | Yes |  | 2024-09-05 |  | PVC | 1923 | Yes |  | 2024-09-05 |  | Non-lead
005971 | 2605 PATTERSON AVE |  | Polytube | Yes |  | 2022-09-06 |  | PVC | 1955 | Yes |  | 2022-09-06 |  | Non-lead
005972 | 1524 FLAGLER AVE |  | Polytube | Yes |  | 2022-08-26 |  | PVC | 1963 | Yes |  | 2022-08-26 |  | Non-lead
005973 | 1509 DENNIS ST |  | Polytube | Yes |  | 2024-02-20 |  | PVC | 1953 | Yes |  | 2024-02-20 |  | Non-lead
005974 | 357 23RD OCEAN ST |  | Polytube | Yes |  | 2022-12-07 |  | PVC | 1958 | Yes |  | 2022-12-07 |  | Non-lead
005975 | 309 WHITEHEAD ST |  | Polytube | Yes |  | 2022-06-02 |  | PVC | 1943 | Yes |  | 2022-06-02 |  | Non-lead
005976 | 58569 MORTON ST |  | Polytube | Yes |  | 2022-10-22 |  | PVC | 1959 | Yes |  | 2022-10-22 |  | Non-lead
005977 | 199 CARROLL St |  | Polytube | Yes |  | 2022-06-28 |  | PVC | 1952 | Yes |  | 2022-06-28 |  | Non-lead
005978 | 2 LIME ST |  | Copper | Yes |  | 2022-07-20 |  | PVC | 1953 | Yes |  | 2022-07-20 |  | Non-lead
005979 | 13 PIRATES DR |  | PVC | Yes |  | 2025-05-06 |  | PVC | 1953 | Yes |  | 2022-05-26 |  | Non-lead
005980 | 1126 MARGARET ST |  | Polytube | Yes |  | 2023-03-15 |  | PVC | 1943 | Yes |  | 2023-03-15 |  | Non-lead
005981 | 11137 5TH OCEAN AVE |  | Unknown, Non-Lead | Yes |  | 2019-01-02 |  | Unknown, Non-Lead | 2020 | Yes |  | 2019-01-02 |  | Non-lead
005982 | 1208 FLORIDA ST |  | Polytube | Yes |  | 2022-08-30 |  | PVC | 1948 | Yes |  | 2022-08-30 |  | Non-lead
005983 | 1618 LAIRD ST |  | Polytube | Yes |  | 2023-07-14 |  | PVC | 1958 | Yes |  | 2023-07-14 |  | Non-lead
005984 | 57049 MORTON ST |  | Polytube | Yes |  | 2024-04-23 |  | PVC | 1959 | Yes |  | 2024-04-23 |  | Non-lead
005985 | 16750 OLD STATE RD 4A |  | Polytube | Yes |  | 2024-06-28 |  | Copper | 1959 | Yes |  | 2024-06-28 |  | Non-lead
005986 | 1610 LAIRD ST |  | Copper | Yes |  | 2023-04-26 |  | PVC | 1953 | Yes |  | 2023-04-26 |  | Non-lead
005987 | APT A 817 CATHERINE ST |  | Polytube | Yes |  | 2023-03-30 |  | PVC | 1943 | Yes |  | 2023-03-30 |  | Non-lead
005988 | 688 29TH ST |  | Polytube | Yes |  | 2022-12-15 |  | Polytube | 1958 | Yes |  | 2022-12-15 |  | Non-Lead
005993 | 1011 SOUTH ST |  | Polytube | Yes |  | 2022-10-27 |  | PVC | 1938 | Yes |  | 2022-10-27 |  | Non-lead
005994 | APT B 817 CATHERINE ST |  | Polytube | Yes |  | 2023-03-30 |  | PVC | 1943 | Yes |  | 2023-03-30 |  | Non-lead
005995 | 1 HARBOR DR |  | Polytube | Yes |  | 2024-01-26 |  | PVC | 1954 | Yes |  | 2024-01-26 |  | Non-lead
005996 | 28 SUNSET RD |  | Polytube | Yes |  | 2022-07-21 |  | PVC | 1963 | Yes |  | 2022-07-21 |  | Non-lead
005997 | 114 PLANTATION BLVD |  | Unknown, Non-Lead | Yes |  | 2019-02-25 |  | Unknown, Non-Lead | 2014 | Yes |  | 2019-02-25 |  | Non-lead
005998 | APT 1 2521 FOGARTY AVE |  | Polytube | Yes |  | 2022-08-23 |  | PVC | 1953 | Yes |  | 2022-08-23 |  | Non-lead
005999 | 21 1ST ST |  | Polytube | Yes |  | 2022-11-04 |  | PVC | 1948 | Yes |  | 2022-11-04 |  | Non-lead
006002 | 5550 5TH AVE |  | Polytube | Yes |  | 2023-08-31 |  | PVC | 1975 | Yes |  | 2023-08-31 |  | Non-lead
006003 | 1122 THOMPSON ST |  | PVC | Yes |  | 2022-08-11 |  | Copper | 1953 | Yes |  | 2022-08-11 |  | Non-lead
006004 | 1609 UNITED ST |  | Polytube | Yes |  | 2023-05-10 |  | PVC | 1953 | Yes |  | 2023-05-10 |  | Non-lead
006005 | 1611 UNITED ST |  | Polytube | Yes |  | 2023-05-01 |  | PVC | 1953 | Yes |  | 2023-05-01 |  | Non-lead
006006 | 1226 ASHBY ST |  | Unknown, Non-Lead | Yes |  | 2020-07-23 |  | Unknown, Non-Lead | 2007 | Yes |  | 2020-07-23 |  | Non-lead
006007 | 1709 UNITED ST |  | Polytube | Yes |  | 2022-09-02 |  | PVC | 1953 | Yes |  | 2022-09-02 |  | Non-lead
006008 | 1711 UNITED ST |  | Polytube | Yes |  | 2024-01-24 |  | PVC | 1953 | Yes |  | 2024-01-24 |  | Non-lead
006009 | 1300 ASHBY ST |  | Polytube | Yes |  | 2022-12-22 |  | PVC | 1953 | Yes |  | 2022-12-22 |  | Non-lead
006010 | 46 1ST ST |  | Polytube | Yes |  | 2023-09-05 |  | PVC | 1943 | Yes |  | 2023-09-05 |  | Non-lead
006011 | 1400 20TH ST |  | Polytube | Yes |  | 2022-07-08 |  | PVC | 1961 | Yes |  | 2022-07-08 |  | Non-lead
006012 | 314 MARGARET ST |  | Polytube | Yes |  | 2023-01-31 |  | PVC | 1945 | Yes |  | 2023-01-31 |  | Non-lead
006013 | 540 GREENE ST |  | Polytube | Yes |  | 2022-10-31 |  | PVC | 1973 | Yes |  | 2022-10-31 |  | Non-lead
006014 | 208 ANGELA ST |  | Polytube | Yes |  | 2022-07-11 |  | PVC | 1928 | Yes |  | 2022-07-11 |  | Non-lead
006015 | 1213 GEORGIA ST |  | Polytube | Yes |  | 2023-05-04 |  | Copper | 1928 | Yes |  | 2023-05-04 |  | Non-lead
006016 | 3431 EAGLE AVE |  | Copper | Yes |  | 2022-06-14 |  | PVC | 1952 | Yes |  | 2022-06-14 |  | Non-lead
006019 | 151 C AVE |  | Unknown, Non-Lead | No |  |  |  | Unknown, Non-Lead | 2003 | No |  |  |  | Non-lead
006020 | 1609 SOUTH ST |  | Polytube | Yes |  | 2022-10-27 |  | PVC | 1953 | Yes |  | 2022-10-27 |  | Non-lead
006021 | . MALONEY AVE |  | Polytube | Yes |  | 2022-08-24 |  | PVC | 1958 | Yes |  | 2022-08-24 |  | Non-lead
006022 | APT 10800 OVERSEAS HWY |  | Polytube | Yes |  | 2023-11-22 |  | PVC | 1954 | Yes |  | 2023-11-22 |  | Non-lead
006024 | 324 23RD OCEAN ST |  | Polytube | Yes |  | 2022-12-07 |  | Polytube | 1952 | Yes |  | 2022-12-07 |  | Non-Lead
006026 | 1515 17TH TER |  | Polytube | Yes |  | 2024-06-13 |  | Copper | 1958 | Yes |  | 2024-06-13 |  | Non-lead
006027 | 1615 UNITED ST |  | Polytube | Yes |  | 2024-08-20 |  | Copper | 1953 | Yes |  | 2024-08-20 |  | Non-lead
006028 | 1605 UNITED ST |  | Copper | Yes |  | 2024-08-16 |  | PVC | 1953 | Yes |  | 2024-08-16 |  | Non-lead
006029 | 1121 GEORGE ST |  | Polytube | Yes |  | 2022-09-21 |  | PVC | 1953 | Yes |  | 2022-09-21 |  | Non-lead
006030 | 1715 UNITED ST |  | Polytube | Yes |  | 2022-09-02 |  | PVC | 1953 | Yes |  | 2022-09-02 |  | Non-lead
006031 | 1705 UNITED ST |  | Polytube | Yes |  | 2022-09-02 |  | PVC | 1953 | Yes |  | 2022-09-02 |  | Non-lead
006032 | 1225 ASHBY ST |  | Polytube | Yes |  | 2022-08-29 |  | PVC | 1953 | Yes |  | 2022-08-29 |  | Non-lead
006033 | 11095 5TH OCEAN AVE |  | Copper | Yes |  | 2022-10-24 |  | PVC | 1951 | Yes |  | 2022-10-24 |  | Non-lead
006034 | 10950 5TH OCEAN AVE |  | Polytube | Yes |  | 2024-07-15 |  | PVC | 1951 | Yes |  | 2024-07-15 |  | Non-lead
006036 | 488 111TH OCEAN ST |  | Copper | Yes |  | 2022-11-22 |  | PVC | 1955 | Yes |  | 2022-11-22 |  | Non-lead
006037 | 11184 4TH OCEAN Ave |  | Copper | Yes |  | 2022-10-19 |  | PVC | 1953 | Yes |  | 2022-10-19 |  | Non-lead
006038 | 11105 1ST OCEAN AVE |  | Copper | Yes |  | 2022-10-27 |  | PVC | 1958 | Yes |  | 2022-10-27 |  | Non-lead
006039 | 11131 1ST OCEAN AVE |  | Polytube | Yes |  | 2023-11-01 |  | PVC | 1958 | Yes |  | 2023-11-01 |  | Non-lead
006040 | 11181 1ST OCEAN AVE |  | Polytube | Yes |  | 2022-10-19 |  | PVC | 1958 | Yes |  | 2022-10-19 |  | Non-lead
006041 | 11065 5TH OCEAN AVE |  | Polytube | Yes |  | 2022-07-18 |  | PVC | 1951 | Yes |  | 2022-07-18 |  | Non-lead
006042 | 11137 4TH OCEAN Ave |  | Copper | Yes |  | 2022-10-26 |  | PVC | 1953 | Yes |  | 2022-10-26 |  | Non-lead
006043 | 11187 4TH OCEAN AVE |  | Copper | Yes |  | 2022-09-09 |  | PVC | 1953 | Yes |  | 2022-09-09 |  | Non-lead
006044 | 11176 4TH OCEAN AVE |  | Unknown | Yes |  | 2022-11-22 |  | PVC | 1953 | Yes |  | 2022-11-22 |  | Lead Status Unknown
006046 | 11107 4TH OCEAN AVE |  | Unknown | Yes |  | 2024-06-21 |  | PVC | 1953 | Yes |  | 2024-06-21 |  | Lead Status Unknown
006047 | #3 10949 OVERSEAS HWY |  | Unknown, Non-Lead | No |  |  |  | No Piping | 1951 | No |  |  |  | Non-lead
006049 | 11105 3RD AVE OCEAN |  | Unknown | Yes |  | 2022-08-26 |  | PVC | 1955 | Yes |  | 2022-08-26 |  | Lead Status Unknown
006050 | 2315 N ROOSEVELT BLVD |  | Polytube | Yes |  | 2022-09-16 |  | PVC | 1953 | Yes |  | 2022-09-16 |  | Non-lead
006051 | 160 STERLING Rd |  | Polytube | Yes |  | 2023-02-09 |  | PVC | 1963 | Yes |  | 2023-02-09 |  | Non-lead
006052 | 10925 OVERSEAS Hwy |  | Polytube | Yes |  | 2024-08-07 |  | PVC | 1951 | Yes |  | 2024-08-07 |  | Non-lead
006053 | 1500 107TH GULF St |  | Polytube | Yes |  | 2023-05-09 |  | PVC | 1952 | Yes |  | 2023-05-09 |  | Non-lead
006055 | 2406 HARRIS AVE |  | Polytube | Yes |  | 2023-05-31 |  | PVC | 1938 | Yes |  | 2023-05-31 |  | Non-lead
006056 | 2408 HARRIS AVE |  | Polytube | Yes |  | 2022-08-16 |  | PVC | 1938 | Yes |  | 2022-08-16 |  | Non-lead
006057 | 2410 HARRIS AVE |  | Polytube | Yes |  | 2022-08-16 |  | PVC | 1938 | Yes |  | 2022-08-16 |  | Non-lead
006058 | 535 DUVAL ST |  | Polytube | Yes |  | 2022-11-30 |  | PVC | 1952 | Yes |  | 2022-11-30 |  | Non-lead
006059 | 1418 JOHNSON ST |  | Polytube | Yes |  | 2023-07-12 |  | Copper | 1958 | Yes |  | 2023-07-12 |  | Non-lead
006061 | UNIT P-204 84771 OVERSEAS HWY |  | Unknown, Non-Lead | Yes |  | 2021-04-05 |  | PVC | 2020 | Yes |  | 2021-04-05 |  | Non-lead
006063 | 815 5OTH GULF CT |  | Polytube | Yes |  | 2022-10-20 |  | PVC | 1948 | Yes |  | 2022-10-20 |  | Non-lead
006064 | 2328 STAPLES AVE |  | Polytube | Yes |  | 2022-08-15 |  | Copper | 1952 | Yes |  | 2022-08-15 |  | Non-lead
006065 | 1500 17TH TER |  | Unknown, Non-Lead | Yes |  | 2023-10-20 |  | PVC | 2014 | Yes |  | 2023-10-20 |  | Non-lead
006066 | 107 POINCIANA DR |  | Polytube | Yes |  | 2022-11-10 |  | PVC | 1964 | Yes |  | 2022-11-10 |  | Non-lead
006069 | #1 83000 OVERSEAS HWY |  | Polytube | Yes |  | 2022-06-22 |  | PVC | 1951 | Yes |  | 2022-06-22 |  | Non-lead
006071 | 415 OLIVIA ST |  | Polytube | Yes |  | 2024-09-03 |  | PVC | 1943 | Yes |  | 2024-09-03 |  | Non-lead
006072 | L/S 631 GREENE ST |  | Polytube | Yes |  | 2022-10-31 |  | PVC | 1971 | Yes |  | 2022-10-31 |  | Non-lead
006073 | 5350 OVERSEAS HWY |  | Polytube | Yes |  | 2022-07-29 |  | PVC | 1963 | Yes |  | 2022-07-29 |  | Non-lead
006074 | DUPLEX 13333 OVERSEAS Hwy |  | Polytube | Yes |  | 2022-10-22 |  | PVC | 1984 | Yes |  | 2022-10-22 |  | Non-lead
006075 | LORE-LEI L1 B4 96 MADEIRA RD |  | Polytube | Yes |  | 2022-06-22 |  | PVC | 1948 | Yes |  | 2022-06-22 |  | Non-lead
006076 | 317 AMELIA ST |  | Polytube | Yes |  | 2022-06-16 |  | PVC | 1943 | Yes |  | 2022-06-16 |  | Non-lead
006078 | UP 516 FLEMING ST |  | Polytube | Yes |  | 2022-12-02 |  | PVC | 1930 | Yes |  | 2022-12-02 |  | Non-lead
006079 | STORE DOWN 516 FLEMING ST |  | Polytube | Yes |  | 2022-12-02 |  | PVC | 1930 | Yes |  | 2022-12-02 |  | Non-lead
006081 | 1523 UNITED ST |  | Polytube | Yes |  | 2022-09-15 |  | PVC | 1953 | Yes |  | 2022-09-15 |  | Non-lead
006082 | 1519 UNITED ST |  | Polytube | Yes |  | 2022-10-07 |  | PVC | 1953 | Yes |  | 2022-10-07 |  | Non-lead
006083 | 1515 UNITED ST |  | Polytube | Yes |  | 2022-09-02 |  | PVC | 1958 | Yes |  | 2022-09-02 |  | Non-lead
006084 | 1511 UNITED ST |  | Copper | Yes |  | 2022-09-02 |  | PVC | 1952 | Yes |  | 2022-09-02 |  | Non-lead
006085 | 1503 UNITED ST |  | Unknown, Non-Lead | Yes |  | 2017-08-09 |  | PVC | 2007 | Yes |  | 2017-08-09 |  | Non-lead
006086 | 1618 SOUTH ST |  | Copper | Yes |  | 2022-10-27 |  | Copper | 1953 | Yes |  | 2022-10-27 |  | Non-lead
006087 | 600 17th GULF CT |  | Polytube | Yes |  | 2022-12-06 |  | Polytube |  | Yes |  | 2022-12-06 |  | Non-Lead
006088 | APT A 1001 UNITED ST |  | Polytube | No |  |  |  | Unknown | 1984 | No |  |  |  | Lead Status Unknown
006089 | 1303 2ND ST |  | Polytube | Yes |  | 2023-04-26 |  | PVC | 1958 | Yes |  | 2023-04-26 |  | Non-lead
006090 | 1915 HARRIS AVE |  | Polytube | Yes |  | 2023-04-26 |  | PVC | 1958 | Yes |  | 2023-04-26 |  | Non-lead
006091 | 720 PASSOVER LN |  | Polytube | Yes |  | 2024-01-05 |  | PVC | 1908 | Yes |  | 2024-01-05 |  | Non-lead
006092 | 8 PASSOVER LN |  | Polytube | Yes |  | 2023-02-01 |  | PVC | 1918 | Yes |  | 2023-02-01 |  | Non-lead
006093 | 11130 2ND OCEAN AVE |  | Unknown | Yes |  | 2022-11-22 |  | PVC | 1958 | Yes |  | 2022-11-22 |  | Lead Status Unknown
006094 | 11140 2ND OCEAN AVE |  | Unknown | Yes |  | 2023-11-20 |  | PVC | 1958 | Yes |  | 2023-11-20 |  | Lead Status Unknown
006097 | 920 TERRY LN |  | Polytube | Yes |  | 2022-06-27 |  | PVC | 1938 | Yes |  | 2022-06-27 |  | Non-lead
006098 | APT 1 831 THOMAS ST |  | Polytube | Yes |  | 2023-03-22 |  | PVC | 1964 | Yes |  | 2023-03-22 |  | Non-lead
006099 | 719 ASHE ST |  | Polytube | Yes |  | 2024-05-14 |  | PVC | 1938 | Yes |  | 2024-05-14 |  | Non-lead
006100 | 865 E SHORE DR |  | Polytube | Yes |  | 2023-04-25 |  | PVC | 1956 | Yes |  | 2023-04-25 |  | Non-lead
006101 | 927 OCEAN DR |  | Unknown, Non-Lead | No |  |  |  | Unknown, Non-Lead | 2004 | No |  |  |  | Non-lead
006103 | OCEAN 580 79TH ST |  | Polytube | Yes |  | 2024-09-18 |  | PVC | 1963 | Yes |  | 2024-09-18 |  | Non-lead
006104 | 910 GEORGIA ST |  | Polytube | Yes |  | 2024-06-28 |  | PVC | 1943 | Yes |  | 2024-06-28 |  | Non-lead
006106 | 14 N CHANNEL DR |  | Polytube | Yes |  | 2022-11-15 |  | PVC | 1963 | Yes |  | 2022-11-15 |  | Non-lead
006108 | 1019 PACKER ST |  | Polytube | Yes |  | 2023-03-22 |  | PVC | 1938 | Yes |  | 2023-03-22 |  | Non-lead
006109 | 109 PIPPIN DR |  | Polytube | Yes |  | 2022-06-08 |  | PVC | 1953 | Yes |  | 2022-06-08 |  | Non-lead
006110 | 114 PIPPIN DR |  | Polytube | Yes |  | 2022-06-08 |  | PVC | 1953 | Yes |  | 2022-06-08 |  | Non-lead
006111 | 1104 PACKER ST |  | Polytube | Yes |  | 2023-03-22 |  | PVC | 1928 | Yes |  | 2023-03-22 |  | Non-lead
006114 | 1605 WASHINGTON ST |  | Copper | Yes |  | 2022-10-14 |  | PVC | 1952 | Yes |  | 2022-10-14 |  | Non-lead
006115 | 43 1ST ST |  | Polytube | Yes |  | 2023-07-05 |  | PVC | 1958 | Yes |  | 2023-07-05 |  | Non-lead
006117 | 141 DICKIE WAY |  | Polytube | Yes |  | 2023-01-30 |  | PVC | 1953 | Yes |  | 2023-01-30 |  | Non-lead
006118 | 101720 OVERSEAS HWY |  | Polytube | Yes |  | 2023-02-09 |  | PVC | 1954 | Yes |  | 2023-02-09 |  | Non-lead
006121 | 910 WATSON ST |  | Polytube | Yes |  | 2024-04-29 |  | PVC | 1929 | Yes |  | 2024-04-29 |  | Non-lead
006122 | 1403 TRUMAN AVE |  | Polytube | Yes |  | 2022-09-22 |  | PVC | 1950 | Yes |  | 2022-09-22 |  | Non-lead
006123 | 3426 DUCK AVE |  | Polytube | Yes |  | 2023-05-04 |  | PVC | 1945 | Yes |  | 2023-05-04 |  | Non-lead
006124 | OCEAN 11135 3RD AVE |  | Polytube | Yes |  | 2024-08-05 |  | PVC | 1958 | Yes |  | 2024-08-05 |  | Non-lead
006128 | 935 68TH OCEAN ST |  | Polytube | Yes |  | 2023-02-21 |  | PVC |  | Yes |  | 2023-02-21 |  | Non-lead
006129 | 96 SEAVIEW AVE |  | Polytube | Yes |  | 2022-10-22 |  | PVC | 1958 | Yes |  | 2022-10-22 |  | Non-lead
006131 | 509 50TH GULF ST |  | Polytube | Yes |  | 2021-12-17 |  | PVC | 1989 | Yes |  | 2021-12-17 |  | Non-lead
006132 | 208 DOGWOOD LN |  | Polytube | Yes |  | 2024-06-07 |  | PVC | 1961 | Yes |  | 2024-06-07 |  | Non-lead
006133 | 11188 5TH OCEAN AVE |  | Unknown | Yes |  | 2024-02-08 |  | PVC | 1953 | Yes |  | 2024-02-08 |  | Lead Status Unknown
006134 | 11138 5TH OCEAN AVE |  | Copper | Yes |  | 2024-09-16 |  | PVC | 1953 | Yes |  | 2024-09-16 |  | Non-lead
006137 | 119 POINCIANA DR |  | Polytube | Yes |  | 2023-02-02 |  | PVC | 1944 | Yes |  | 2023-02-02 |  | Non-lead
006139 | 1740 OVERSEAS HWY |  | Unknown | Yes |  | 2024-09-19 |  | Unknown | 1966 | Yes |  | 2024-09-19 |  | Lead Status Unknown
006141 | 1075 75TH OCEAN St |  | Polytube | Yes |  | 2023-11-06 |  | Non-Lead - Copper | 1979 | Yes |  | 2023-11-06 |  | Non-Lead
006142 | 1610 SOUTH ST |  | Copper | Yes |  | 2022-10-27 |  | PVC |  | Yes |  | 2022-10-27 |  | Non-lead
006146 | 34 SUNSET RD |  | Unknown, Non-Lead | Yes |  | 2024-02-05 |  | PVC | 2012 | Yes |  | 2024-02-05 |  | Non-lead
006147 | APT B 806 BAPTIST LN |  | PVC | Yes |  | 2022-07-12 |  | PVC | 1929 | Yes |  | 2022-07-12 |  | Non-lead
006148 | APT A 806 BAPTIST LN |  | PVC | Yes |  | 2022-07-12 |  | PVC | 1929 | Yes |  | 2022-07-12 |  | Non-lead
006149 | APT C 806 BAPTIST LN |  | PVC | Yes |  | 2022-07-12 |  | PVC | 1929 | Yes |  | 2022-07-12 |  | Non-lead
006150 | 1614 SOUTH ST |  | Copper | Yes |  | 2022-10-27 |  | PVC | 1953 | Yes |  | 2022-10-27 |  | Non-lead
006151 | APT UP 914 GRINNELL ST |  | Polytube | Yes |  | 2024-08-21 |  | PVC | 1928 | Yes |  | 2024-08-21 |  | Non-lead
006153 | 629 DUVAL ST |  | Polytube | Yes |  | 2022-08-31 |  | Polytube | 1963 | Yes |  | 2022-08-31 |  | Non-lead
006157 | 11281 2ND AVE OCEAN |  | Polytube | Yes |  | 2022-11-22 |  | PVC | 1976 | Yes |  | 2022-11-22 |  | Non-lead
006159 | 485 111TH OCEAN St |  | Unknown | Yes |  | 2022-08-26 |  | PVC | 1951 | Yes |  | 2022-08-26 |  | Lead Status Unknown
006160 | FRONT 350 43RD GULF ST |  | Polytube | Yes |  | 2024-01-26 |  | PVC | 1950 | Yes |  | 2024-01-26 |  | Non-lead
006161 | 1326 79TH OCEAN ST |  | Unknown, Non-Lead | Yes |  | 2018-05-14 |  | Unknown, Non-Lead | 2021 | Yes |  | 2018-05-14 |  | Non-lead
006162 | 676 46TH GULF ST |  | Polytube | Yes |  | 2022-10-20 |  | PVC | 1973 | Yes |  | 2022-10-20 |  | Non-lead
006163 | 5 SEAGATE BLVD B5 |  | Polytube | Yes |  | 2022-07-12 |  | PVC | 1952 | Yes |  | 2022-07-12 |  | Non-lead
006164 | 203 107TH GULF ST |  | Unknown, Non-Lead | Yes |  | 2024-02-22 |  | Unknown, Non-Lead | 1988 | Yes |  | 2024-02-22 |  | Non-lead
006166 | 204 DOGWOOD LN |  | Polytube | Yes |  | 2022-07-11 |  | PVC | 1960 | Yes |  | 2022-07-11 |  | Non-lead
006167 | 6303 OVERSEAS HWY |  | Polytube | Yes |  | 2023-03-15 |  | PVC | 1953 | Yes |  | 2023-03-15 |  | Non-lead
006168 | 27 SUNSET RD |  | Polytube | Yes |  | 2022-07-21 |  | PVC | 1961 | Yes |  | 2022-07-21 |  | Non-lead
006169 | 214 PLANTATION BLVD |  | Unknown, Non-Lead | Yes |  | 2020-03-06 |  | PVC | 2003 | Yes |  | 2020-03-06 |  | Non-lead
006170 | #1 98701 OVERSEAS GREEN HOUSE HWY |  | Polytube | Yes |  | 2023-01-18 |  | PVC | 1965 | Yes |  | 2023-01-18 |  | Non-lead
006171 | 46 CORAL DR |  | Polytube | Yes |  | 2024-07-09 |  | PVC | 1965 | Yes |  | 2024-07-09 |  | Non-lead
006173 | 5670 LAUREL AVE |  | Polytube | Yes |  | 2023-08-01 |  | PVC | 1943 | Yes |  | 2023-08-01 |  | Non-lead
006174 | B 101 110TH OCEAN ST |  | Polytube | Yes |  | 2022-11-22 |  | PVC | 1951 | Yes |  | 2022-11-22 |  | Non-lead
006175 | 11275 5TH AVENUE OCEAN |  | Polytube | Yes |  | 2023-09-13 |  | PVC | 1955 | Yes |  | 2023-09-13 |  | Non-lead
006176 | 11283 4TH OCEAN Ave |  | Polytube | Yes |  | 2022-10-26 |  | PVC | 1955 | Yes |  | 2022-10-26 |  | Non-lead
006178 | 483 112TH OCEAN ST |  | Polytube | Yes |  | 2022-08-22 |  | PVC | 1958 | Yes |  | 2022-08-22 |  | Non-lead
006179 | 485 112TH OCEAN ST |  | Copper | Yes |  | 2024-08-22 |  | PVC | 1957 | Yes |  | 2024-08-22 |  | Non-lead
006180 | 315 VIRGINIA ST |  | Polytube | Yes |  | 2022-06-28 |  | PVC | 1938 | Yes |  | 2022-06-28 |  | Non-lead
006181 | 40 1ST ST |  | Polytube | Yes |  | 2023-07-14 |  | PVC | 1948 | Yes |  | 2023-07-14 |  | Non-lead
006182 | 1018 THOMPSON LN |  | Polytube | Yes |  | 2023-04-11 |  | PVC | 1933 | Yes |  | 2023-04-11 |  | Non-lead
006183 | 90 OLEANDER DR |  | Polytube | Yes |  | 2022-11-10 |  | PVC | 1955 | Yes |  | 2022-11-10 |  | Non-lead
006184 | 92425 OVERSEAS HWY |  | Polytube | Yes |  | 2023-02-13 |  | PVC | 1955 | Yes |  | 2023-02-13 |  | Non-lead
006185 | 15520 OLD STATE RD |  | Unknown, Non-Lead | Yes |  | 2021-10-19 |  | Unknown, Non-Lead | 2014 | Yes |  | 2021-10-19 |  | Non-lead
006186 | 224 TAVERNIER DR |  | Polytube | Yes |  | 2023-01-30 |  | PVC | 1949 | Yes |  | 2023-01-30 |  | Non-lead
006187 | 3524 DUCK AVE |  | Polytube | Yes |  | 2023-05-04 |  | PVC | 1958 | Yes |  | 2023-05-04 |  | Non-lead
006188 | 16551 OLD STATE RD |  | Polytube | Yes |  | 2024-09-30 |  | PVC | 1958 | Yes |  | 2024-09-30 |  | Non-lead
006190 | 240 17TH CT |  | Polytube | Yes |  | 2022-12-13 |  | PVC | 1953 | Yes |  | 2022-12-13 |  | Non-lead
006191 | 1213 MARGARET ST |  | Polytube | Yes |  | 2023-04-25 |  | PVC | 1923 | Yes |  | 2023-04-25 |  | Non-lead
006192 | 704 CHAPMAN LN |  | Copper | Yes |  | 2022-07-12 |  | PVC | 1929 | Yes |  | 2022-07-12 |  | Non-lead
006193 | 15250 OLD STATE RD |  | Polytube | Yes |  | 2023-10-19 |  | PVC | 1971 | Yes |  | 2023-10-19 |  | Non-lead
006195 | 21 BUCCANEER DR |  | Polytube | Yes |  | 2023-01-30 |  | PVC | 1958 | Yes |  | 2023-01-30 |  | Non-lead
006196 | 137 ROYAL LN |  | Polytube | Yes |  | 2022-06-07 |  | PVC | 1963 | Yes |  | 2022-06-07 |  | Non-lead
006197 | 11100 2ND OCEAN AVE |  | Unknown | Yes |  | 2022-08-24 |  | PVC | 1958 | Yes |  | 2022-08-24 |  | Lead Status Unknown
006198 | 716 GALVESTON LN |  | Polytube | Yes |  | 2023-03-06 |  | PVC | 1933 | Yes |  | 2023-03-06 |  | Non-lead
006199 | 1700 ROOSEVELT BLVD |  | Polytube | Yes |  | 2022-11-03 |  | Polytube | 1963 | Yes |  | 2022-11-03 |  | Non-lead
006200 | 1612 DUNCAN ST |  | Copper | Yes |  | 2022-08-30 |  | PVC | 1953 | Yes |  | 2022-08-30 |  | Non-lead
006201 | 1616 DUNCAN ST |  | Polytube | Yes |  | 2024-07-15 |  | PVC | 1952 | Yes |  | 2024-07-15 |  | Non-lead
006202 | 1704 DUNCAN ST |  | Polytube | Yes |  | 2022-11-22 |  | PVC | 1953 | Yes |  | 2022-11-22 |  | Non-lead
006203 | 1708 DUNCAN ST |  | Polytube | Yes |  | 2022-08-30 |  | PVC | 1953 | Yes |  | 2022-08-30 |  | Non-lead
006204 | 1712 DUNCAN ST |  | Polytube | Yes |  | 2022-08-30 |  | PVC | 1953 | Yes |  | 2022-08-30 |  | Non-lead
006205 | 1716 DUNCAN ST |  | Polytube | Yes |  | 2022-08-30 |  | Polytube | 1953 | Yes |  | 2022-08-30 |  | Non-lead
006208 | 42 1ST ST |  | Polytube | Yes |  | 2022-07-01 |  | PVC | 1999 | Yes |  | 2022-07-01 |  | Non-lead
006209 | 2100 PATTERSON AVE |  | Polytube | Yes |  | 2023-04-26 |  | PVC | 1953 | Yes |  | 2023-04-26 |  | Non-lead
006210 | 917 CENTER ST |  | Polytube | Yes |  | 2024-08-30 |  | PVC | 1980 | Yes |  | 2024-08-30 |  | Non-lead
006211 | 1013 MARGARET ST |  | Copper | Yes |  | 2023-03-15 |  | Copper | 1933 | Yes |  | 2023-03-15 |  | Non-lead
006212 | 1017 MARGARET ST |  | Unknown, Non-Lead | Yes |  | 2022-02-01 |  | Unknown, Non-Lead | 2001 | Yes |  | 2022-02-01 |  | Non-lead
006213 | 129 PIRATES DR |  | Polytube | Yes |  | 2023-01-30 |  | Copper | 1955 | Yes |  | 2023-01-30 |  | Non-lead
006214 | 100 HOLIDAY LTS20&21 BLVD |  | Polytube | Yes |  | 2023-02-06 |  | PVC | 1955 | Yes |  | 2023-02-06 |  | Non-lead
006215 | 7 HIBISCUS DR |  | Polytube | Yes |  | 2022-11-17 |  | PVC | 1955 | Yes |  | 2022-11-17 |  | Non-lead
006218 | 1115 CASA MARINA CT |  | Polytube | Yes |  | 2022-08-17 |  | PVC | 1963 | Yes |  | 2022-08-17 |  | Non-lead
006219 | 1613 ROSE ST |  | Copper | Yes |  | 2022-08-31 |  | Polytube | 1958 | Yes |  | 2022-08-31 |  | Non-lead
006220 | 813 SIMONTON ST |  | Polytube | Yes |  | 2022-10-31 |  | Polytube | 1933 | Yes |  | 2022-10-31 |  | Non-lead
006221 | 1711 JOHNSON ST |  | Polytube | Yes |  | 2024-08-15 |  | PVC | 1953 | Yes |  | 2024-08-15 |  | Non-lead
006222 | UNIT 5 504 SOUTHARD AKA 601 ST |  | Polytube | Yes |  | 2022-12-02 |  | PVC | 1976 | Yes |  | 2022-12-02 |  | Non-lead
006224 | 1221 ASHBY ST |  | Polytube | Yes |  | 2022-08-29 |  | PVC | 1953 | Yes |  | 2022-08-29 |  | Non-lead
006225 | 1222 ASHBY ST |  | Polytube | Yes |  | 2022-08-29 |  | PVC | 1953 | Yes |  | 2022-08-29 |  | Non-lead
006226 | 1116 THOMPSON ST |  | Polytube | Yes |  | 2023-05-04 |  | Copper | 1953 | Yes |  | 2023-05-04 |  | Non-lead
006227 | 211 TRUMAN AVE |  | Polytube | Yes |  | 2023-05-04 |  | PVC | 1943 | Yes |  | 2023-05-04 |  | Non-lead
006228 | 3545 FLAGLER ST |  | Polytube | Yes |  | 2024-10-03 |  | PVC |  | Yes |  | 2024-10-03 |  | Non-lead
006230 | EMPLOYEE HOUSE 80001 OVERSEAS HWY |  | Polytube | Yes |  | 2022-06-22 |  | PVC | 1970 | Yes |  | 2022-06-22 |  | Non-lead
006232 | 420 17TH GULF ST |  | Copper | Yes |  | 2022-07-18 |  | Copper | 1970 | Yes |  | 2022-07-18 |  | Non-lead
006233 | 300 17TH CT |  | Polytube | Yes |  | 2022-05-24 |  | PVC | 1953 | Yes |  | 2022-05-24 |  | Non-lead
006235 | BOX 12 110 37TH GULF ST |  | Polytube | Yes |  | 2023-11-30 |  | Polytube | 1969 | Yes |  | 2023-11-30 |  | Non-Lead
006236 | 102 HIBISCUS DR |  | Polytube | Yes |  | 2023-02-02 |  | PVC | 1959 | Yes |  | 2023-02-02 |  | Non-lead
006237 | 113 POINCIANA B10 DR |  | Unknown, Non-Lead | No |  |  |  | No Piping | 1959 | No |  |  |  | Non-lead
006239 | 75200 OVERSEAS HWY |  | Polytube | Yes |  | 2022-12-09 |  | Polytube | 1963 | Yes |  | 2022-12-09 |  | Non-lead
006240 | 77001 OVERSEAS HWY |  | Polytube | Yes |  | 2022-10-11 |  | PVC | 1958 | Yes |  | 2022-10-11 |  | Non-lead
006241 | 1205 OLIVIA ST |  | Polytube | Yes |  | 2022-09-07 |  | Copper | 1933 | Yes |  | 2022-09-07 |  | Non-lead
006242 | 1422 PETRONIA ST |  | Polytube | Yes |  | 2022-09-19 |  | PVC | 1943 | Yes |  | 2022-09-19 |  | Non-lead
006244 | #UP 615 ASHE ST |  | Polytube | Yes |  | 2023-03-10 |  | PVC | 1928 | Yes |  | 2023-03-10 |  | Non-lead
006247 | 1105 WHITEHEAD ST |  | Polytube | Yes |  | 2022-07-05 |  | PVC | 1948 | Yes |  | 2022-07-05 |  | Non-lead
006248 | HOUSE 51 DOBIE ST |  | Polytube | Yes |  | 2023-04-24 |  | PVC | 1975 | Yes |  | 2023-04-24 |  | Non-lead
006249 | 24050 OVERSEAS HWY |  | Unknown, Non-Lead | No |  |  |  | Unknown, Non-Lead | 2010 | No |  |  |  | Non-lead
006250 | 230 E SHORE DR |  | Polytube | Yes |  | 2024-06-25 |  | PVC | 1958 | Yes |  | 2024-06-25 |  | Non-lead
006252 | 520 DUVAL ST |  | Polytube | Yes |  | 2024-03-12 |  | PVC | 1953 | Yes |  | 2024-03-12 |  | Non-lead
006253 | 408 2ND ST |  | Polytube | Yes |  | 2023-09-27 |  | PVC | 1953 | Yes |  | 2023-09-27 |  | Non-lead
006254 | APT UP 903 VIRGINIA ST |  | Polytube | Yes |  | 2023-03-23 |  | PVC | 1938 | Yes |  | 2023-03-23 |  | Non-lead
006256 | 531 UNITED ST |  | Polytube | Yes |  | 2021-05-14 |  | Unknown | 1938 | Yes |  | 2021-05-14 |  | Lead Status Unknown
006257 | LOT 1&2 101 PLANTATION BLVD |  | Polytube | Yes |  | 2022-06-03 |  | PVC | 2008 | Yes |  | 2022-06-03 |  | Non-lead
006258 | 98540 OVERSEAS HWY |  | Polytube | Yes |  | 2023-01-30 |  | PVC | 1965 | Yes |  | 2023-01-30 |  | Non-lead
006259 | D 265 15TH ST OCEAN |  | Unknown, Non-Lead | Yes |  | 2022-09-15 |  | PVC | 2019 | Yes |  | 2022-09-15 |  | Non-lead
006260 | 70 OLEANDER DR |  | Polytube | Yes |  | 2023-02-02 |  | PVC | 1955 | Yes |  | 2023-02-02 |  | Non-lead
006262 | 114 HOLIDAY BLVD |  | Polytube | Yes |  | 2022-07-05 |  | PVC | 1954 | Yes |  | 2022-07-05 |  | Non-lead
006264 | 1130 ROYAL ST |  | Polytube | Yes |  | 2023-03-23 |  | PVC | 1962 | Yes |  | 2023-03-23 |  | Non-lead
006265 | 2308 PATTERSON AVE |  | Copper | No |  |  |  | Polytube | 1958 | No |  |  |  | Non-lead
006266 | 2519 PATTERSON AVE |  | Polytube | Yes |  | 2023-12-12 |  | Polytube | 1953 | Yes |  | 2023-12-12 |  | Non-lead
006267 | 518 DUVAL ST |  | Polytube | Yes |  | 2022-11-30 |  | PVC | 1953 | Yes |  | 2022-11-30 |  | Non-lead
006268 | 23 SEAGATE BLVD |  | Unknown | Yes |  | 2022-07-12 |  | Unknown | 1963 | Yes |  | 2022-07-12 |  | Lead Status Unknown
006269 | L12&13 367 BUTTONWOOD B2 DR |  | Polytube | Yes |  | 2023-02-01 |  | PVC | 1959 | Yes |  | 2023-02-01 |  | Non-lead
006270 | WHITE GA 76060 OVERSEAS HWY |  | Polytube | Yes |  | 2022-07-07 |  | PVC | 1955 | Yes |  | 2022-07-07 |  | Non-lead
006274 | 2403 STAPLES AVE |  | Polytube | Yes |  | 2022-08-15 |  | PVC | 1958 | Yes |  | 2022-08-15 |  | Non-lead
006275 | APT UP 1128 MARGARET ST |  | PVC | Yes |  | 2023-03-30 |  | PVC | 1943 | Yes |  | 2023-03-30 |  | Non-lead
006276 | 800 50TH CT GULF |  | Polytube | Yes |  | 2022-10-20 |  | Polytube | 1948 | Yes |  | 2022-10-20 |  | Non-Lead
006277 | #1 717 CAROLINE ST |  | Polytube | Yes |  | 2023-02-22 |  | PVC | 1969 | Yes |  | 2023-02-22 |  | Non-lead
006279 | 75240 OVERSEAS HWY |  | Polytube | Yes |  | 2022-07-05 |  | PVC | 1959 | Yes |  | 2022-07-05 |  | Non-lead
006280 | 1401 OCEAN BREEZE AVE |  | Polytube | Yes |  | 2023-06-14 |  | PVC | 1952 | Yes |  | 2023-06-14 |  | Non-lead
006281 | 117 CARROLL St |  | Polytube | Yes |  | 2022-10-07 |  | PVC | 1995 | Yes |  | 2022-10-07 |  | Non-lead
006282 | 1815 ATLANTIC BLVD |  | Copper | Yes |  | 2022-09-22 |  | PVC | 1938 | Yes |  | 2022-09-22 |  | Non-lead
006285 | 97970 OVERSEAS HWY |  | Polytube | Yes |  | 2023-05-04 |  | PVC | 1944 | Yes |  | 2023-05-04 |  | Non-lead
006286 | 317 VIRGINIA ST |  | Unknown, Non-Lead | Yes |  | 2019-09-05 |  | Unknown, Non-Lead | 2021 | Yes |  | 2019-09-05 |  | Non-lead
006287 | 701 DUVAL ST |  | Polytube | Yes |  | 2022-08-31 |  | PVC | 1948 | Yes |  | 2022-08-31 |  | Non-lead
006288 | 1/2 701 DUVAL ST |  | PVC | Yes |  | 2023-08-10 |  | PVC | 1948 | Yes |  | 2023-08-10 |  | Non-lead
006289 | 703 DUVAL ST |  | Polytube | Yes |  | 2022-08-31 |  | PVC | 1948 | Yes |  | 2022-08-31 |  | Non-lead
006290 | 1/2 703 DUVAL ST |  | Polytube | Yes |  | 2022-08-31 |  | Copper | 1948 | Yes |  | 2022-08-31 |  | Non-lead
006292 | 1/2 705 DUVAL ST |  | Copper | Yes |  | 2023-11-06 |  | PVC | 1948 | Yes |  | 2023-11-06 |  | Non-lead
006293 | 24253 S O HWY |  | Polytube | Yes |  | 2023-04-25 |  | PVC | 1957 | Yes |  | 2023-04-25 |  | Non-lead
006299 | 303 WHITEHEAD ST |  | Polytube | Yes |  | 2024-07-03 |  | PVC | 1938 | Yes |  | 2024-07-03 |  | Non-lead
006301 | APT FRONT UP 303 WHITEHEAD ST |  | Polytube | Yes |  | 2022-06-02 |  | Polytube | 1938 | Yes |  | 2022-06-02 |  | Non-lead
006302 | 138 PALM LN |  | Polytube | Yes |  | 2022-06-07 |  | PVC | 1955 | Yes |  | 2022-06-07 |  | Non-lead
006303 | 1403 ROSE ST |  | Polytube | Yes |  | 2022-08-29 |  | PVC | 1953 | Yes |  | 2022-08-29 |  | Non-lead
006304 | 321 MARGARET ST |  | Polytube | Yes |  | 2024-04-26 |  | PVC | 1938 | Yes |  | 2024-04-26 |  | Non-lead
006305 | PT-TR8 99308 OVERSEAS HWY |  | Polytube | Yes |  | 2023-02-06 |  | PVC | 1951 | Yes |  | 2023-02-06 |  | Non-lead
006306 | 146 PLANTATION BLVD |  | Polytube | Yes |  | 2022-06-03 |  | PVC | 1955 | Yes |  | 2022-06-03 |  | Non-lead
006308 | 3737 FLAGLER AVE |  | Polytube | Yes |  | 2023-05-04 |  | PVC | 1955 | Yes |  | 2023-05-04 |  | Non-lead
006309 | APT 1 320 WILLIAM ST |  | Polytube | Yes |  | 2023-01-04 |  | PVC | 1933 | Yes |  | 2023-01-04 |  | Non-lead
006311 | 800 AMELIA ST |  | Polytube | Yes |  | 2023-03-30 |  | PVC | 1938 | Yes |  | 2023-03-30 |  | Non-lead
006312 | APT 1 818 WHITEHEAD ST |  | Polytube | Yes |  | 2022-07-05 |  | PVC | 1928 | Yes |  | 2022-07-05 |  | Non-lead
006313 | 17248 BONEFISH LN E |  | Polytube | Yes |  | 2022-07-08 |  | PVC | 1965 | Yes |  | 2022-07-08 |  | Non-lead
006314 | 17210 ANGELFISH LN |  | Unknown, Non-Lead | Yes |  | 2024-06-03 |  | No Piping |  | Yes |  | 2024-06-03 |  | Non-lead
006316 | 1608 DUNCAN ST |  | Copper | Yes |  | 2022-08-30 |  | Copper | 1953 | Yes |  | 2022-08-30 |  | Non-lead
006317 | 1511 17TH TER |  | Polytube | Yes |  | 2022-07-15 |  | Copper | 1958 | Yes |  | 2022-07-15 |  | Non-lead
006319 | APT 1 810 ELIZABETH ST |  | Polytube | Yes |  | 2023-01-03 |  | PVC | 1938 | Yes |  | 2023-01-03 |  | Non-lead
006321 | APT 1 818 ELIZABETH ST |  | Unknown | Yes |  | 2023-01-03 |  | PVC | 1928 | Yes |  | 2023-01-03 |  | Lead Status Unknown
006322 | 6150 2ND ST |  | Polytube | Yes |  | 2024-06-04 |  | Copper | 1954 | Yes |  | 2024-06-04 |  | Non-lead
006323 | 722 SIMONTON ST |  | Polytube | Yes |  | 2022-10-31 |  | PVC | 1918 | Yes |  | 2022-10-31 |  | Non-lead
006324 | 5 BAPTIST LN |  | Polytube | Yes |  | 2022-07-12 |  | PVC | 1908 | Yes |  | 2022-07-12 |  | Non-lead
006325 | 24200 OVERSEAS HWY |  | Polytube | Yes |  | 2024-03-19 |  | PVC | 2017 | Yes |  | 2024-03-19 |  | Non-lead
006331 | 1609 ROSE ST |  | Copper | Yes |  | 2022-08-31 |  | Copper | 1958 | Yes |  | 2022-08-31 |  | Non-lead
006332 | APT REAR 637 UNITED ST |  | Polytube | No |  |  |  | Polytube | 1909 | No |  |  |  | Non-Lead
006333 | 393 24TH OCEAN ST |  | Polytube | Yes |  | 2022-12-14 |  | PVC | 1958 | Yes |  | 2022-12-14 |  | Non-lead
006335 | 23 FIRST ST |  | Polytube | Yes |  | 2023-07-17 |  | PVC | 1954 | Yes |  | 2023-07-17 |  | Non-lead
006336 | 212 DOGWOOD LN |  | Polytube | Yes |  | 2022-07-11 |  | PVC | 1961 | Yes |  | 2022-07-11 |  | Non-lead
006337 | 3632 SUNRISE DR |  | Polytube | Yes |  | 2024-04-01 |  | PVC | 1953 | Yes |  | 2024-04-01 |  | Non-lead
006339 | 1609 DUNCAN ST |  | Copper | Yes |  | 2023-09-06 |  | PVC | 1953 | Yes |  | 2023-09-06 |  | Non-lead
006340 | 1709 DUNCAN ST |  | Polytube | Yes |  | 2022-08-30 |  | PVC | 1953 | Yes |  | 2022-08-30 |  | Non-lead
006341 | 1219 GRINNELL ST |  | Unknown, Non-Lead | No |  |  |  | Unknown, Non-Lead | 1990 | No |  |  |  | Non-lead
006344 | 610 OLIVIA ST |  | Polytube | Yes |  | 2023-01-12 |  | PVC | 1918 | Yes |  | 2023-01-12 |  | Non-lead
006345 | 235 GUAVA ST |  | Polytube | Yes |  | 2023-04-04 |  | PVC | 1953 | Yes |  | 2023-04-04 |  | Non-lead
006346 | 102 E SHORE DR |  | Polytube | Yes |  | 2022-11-28 |  | PVC | 1958 | Yes |  | 2022-11-28 |  | Non-lead
006347 | 192 SUNSET DR |  | Unknown, Non-Lead | Yes |  | 2022-08-31 |  | PVC | 2002 | Yes |  | 2022-08-31 |  | Non-lead
006349 | 295/297 68TH OCEAN ST |  | Polytube | Yes |  | 2023-06-14 |  | PVC | 1958 | Yes |  | 2023-06-14 |  | Non-lead
006350 | 1603 ROSE ST |  | Copper | Yes |  | 2022-08-31 |  | PVC | 1958 | Yes |  | 2022-08-31 |  | Non-lead
006351 | 412 29TH OCEAN ST |  | Polytube | Yes |  | 2024-03-13 |  | PVC | 1954 | Yes |  | 2024-03-13 |  | Non-lead
006352 | 462 30TH OCEAN ST |  | Polytube | Yes |  | 2022-07-15 |  | PVC | 1968 | Yes |  | 2022-07-15 |  | Non-lead
006353 | FKEC OFFICE 3421 OVERSEAS HWY |  | Stainless | Yes |  | 2022-09-20 |  | PVC | 1973 | Yes |  | 2022-09-20 |  | Non-lead
006354 | APT 3 UP 1501 TRUMAN AVE |  | Polytube | Yes |  | 2023-06-14 |  | Copper | 1953 | Yes |  | 2023-06-14 |  | Non-lead
006355 | 905 ELIZABETH ST |  | Polytube | Yes |  | 2023-01-03 |  | PVC | 1928 | Yes |  | 2023-01-03 |  | Non-lead
006356 | 219 SIMONTON ST |  | Polytube | Yes |  | 2022-10-31 |  | PVC | 1928 | Yes |  | 2022-10-31 |  | Non-lead
006358 | 112 POINCIANA DR |  | Polytube | Yes |  | 2022-11-10 |  | PVC | 1955 | Yes |  | 2022-11-10 |  | Non-lead
006359 | 23 BARRACOA DR |  | Polytube | Yes |  | 2023-02-01 |  | PVC | 1958 | Yes |  | 2023-02-01 |  | Non-lead
006361 | 1510 LAIRD ST |  | Copper | Yes |  | 2023-04-26 |  | PVC | 1958 | Yes |  | 2023-04-26 |  | Non-lead
006362 | 3518 DUCK AVE |  | Polytube | Yes |  | 2023-05-04 |  | PVC | 1963 | Yes |  | 2023-05-04 |  | Non-lead
006364 | 7710 GULFSTREAM BLVD |  | Polytube | Yes |  | 2023-01-31 |  | PVC | 1959 | Yes |  | 2023-01-31 |  | Non-lead
006365 | 11295 5TH OCEAN AVE |  | PVC | Yes |  | 2022-08-31 |  | Polytube | 1955 | Yes |  | 2022-08-31 |  | Non-lead
006366 | 11296 5TH OCEAN AVE |  | Polytube | Yes |  | 2022-10-26 |  | PVC | 1953 | Yes |  | 2022-10-26 |  | Non-lead
006367 | 1824 HARBOR DRIVE |  | Polytube | Yes |  | 2024-06-27 |  | PVC | 1959 | Yes |  | 2024-06-27 |  | Non-lead
006368 | 813 30TH OCEAN ST |  | Polytube | Yes |  | 2022-07-15 |  | PVC | 1958 | Yes |  | 2022-07-15 |  | Non-lead
006370 | 3515 FLAGLER AVE |  | Polytube | Yes |  | 2023-05-04 |  | PVC | 1953 | Yes |  | 2023-05-04 |  | Non-lead
006371 | 1627 SEMINARY ST |  | Polytube | Yes |  | 2022-10-17 |  | PVC | 1963 | Yes |  | 2022-10-17 |  | Non-lead
006372 | 1609 SEMINARY ST |  | Polytube | Yes |  | 2024-07-02 |  | Copper | 1953 | Yes |  | 2024-07-02 |  | Non-lead
006373 | 525 LOUISA ST |  | Polytube | Yes |  | 2022-09-26 |  | PVC | 1928 | Yes |  | 2022-09-26 |  | Non-lead
006374 | 7 PASSOVER LN |  | Polytube | Yes |  | 2022-07-18 |  | PVC | 1918 | Yes |  | 2022-07-18 |  | Non-lead
006375 | 1501 ROSE ST |  | Polytube | Yes |  | 2022-08-31 |  | Copper | 1953 | Yes |  | 2022-08-31 |  | Non-lead
006377 | 222 EANES LN |  | PVC | Yes |  | 2022-09-26 |  | Polytube | 1938 | Yes |  | 2022-09-26 |  | Non-lead
006378 | 1622 LAIRD ST |  | Polytube | Yes |  | 2023-04-26 |  | Copper | 1958 | Yes |  | 2023-04-26 |  | Non-lead
006379 | 216 PRESTON ST |  | Polytube | Yes |  | 2022-06-27 |  | PVC | 1958 | Yes |  | 2022-06-27 |  | Non-lead
006380 | 408 GRINNELL ST |  | Unknown, Non-Lead | No |  |  |  | Unknown, Non-Lead | 2005 | No |  |  |  | Non-lead
006381 | APT 2 1621 ROSE ST |  | Unknown, Non-Lead | Yes |  | 2020-06-30 |  | Unknown, Non-Lead | 2008 | Yes |  | 2020-06-30 |  | Non-lead
006382 | 1720 WASHINGTON ST |  | Polytube | Yes |  | 2022-10-14 |  | PVC | 1938 | Yes |  | 2022-10-14 |  | Non-lead
006384 | 83005 OVERSEAS HWY |  | Polytube | Yes |  | 2022-06-23 |  | PVC | 1948 | Yes |  | 2022-06-23 |  | Non-lead
006387 | 58080 OVERSEAS HWY |  | Polytube | Yes |  | 2022-10-22 |  | PVC | 1962 | Yes |  | 2022-10-22 |  | Non-lead
006390 | 373 29TH OCEAN ST |  | Polytube | Yes |  | 2024-09-19 |  | PVC | 1958 | Yes |  | 2024-09-19 |  | Non-lead
006391 | 253 29TH ST OCEAN |  | Polytube | Yes |  | 2022-12-15 |  | PVC | 1968 | Yes |  | 2022-12-15 |  | Non-lead
006394 | 24929 OVERSEAS HWY |  | Polytube | Yes |  | 2023-04-25 |  | PVC | 1953 | Yes |  | 2023-04-25 |  | Non-lead
006395 | 103 FIRST AVE |  | Polytube | Yes |  | 2023-05-04 |  | PVC | 1953 | Yes |  | 2023-05-04 |  | Non-lead
006396 | 3720 DUCK AVE |  | Polytube | Yes |  | 2022-07-06 |  | PVC | 1953 | Yes |  | 2022-07-06 |  | Non-lead
006397 | 901 PACKER ST |  | Polytube | Yes |  | 2022-10-13 |  | PVC | 1948 | Yes |  | 2022-10-13 |  | Non-lead
006398 | 7551 GULFSTREAM BLVD |  | Unknown, Non-Lead | Yes |  | 2020-03-10 |  | Unknown, Non-Lead | 1992 | Yes |  | 2020-03-10 |  | Non-lead
006399 | 676 69TH OCEAN ST |  | Polytube | Yes |  | 2023-02-24 |  | PVC | 1955 | Yes |  | 2023-02-24 |  | Non-lead
006400 | 7820 GULFSTREAM BLVD |  | PVC | Yes |  | 2023-08-01 |  | PVC | 1951 | Yes |  | 2022-05-13 |  | Non-lead
006402 | 47 SHORELAND DR |  | PVC | Yes |  | 2023-02-03 |  | PVC | 1968 | Yes |  | 2023-02-03 |  | Non-lead
006403 | 300 TAVERNIER ST |  | Polytube | Yes |  | 2023-07-13 |  | PVC | 1953 | Yes |  | 2023-07-13 |  | Non-lead
006404 | 155 SUGARLOAF DR |  | Polytube | Yes |  | 2023-05-04 |  | PVC | 1954 | Yes |  | 2023-05-04 |  | Non-lead
006405 | 628 MARGARET ST |  | Polytube | Yes |  | 2023-01-31 |  | PVC | 1938 | Yes |  | 2023-01-31 |  | Non-lead
006406 | 108 HOLIDAY BLVD |  | Polytube | Yes |  | 2023-02-02 |  | PVC | 1954 | Yes |  | 2023-02-02 |  | Non-lead
006407 | 94040 OVERSEAS HWY @ MM94 |  | Polytube | Yes |  | 2022-07-20 |  | PVC | 1964 | Yes |  | 2022-07-20 |  | Non-lead
006409 | APT 103 311 73RD ST OCEAN |  | Unknown, Non-Lead | Yes |  | 2019-08-06 |  | Unknown, Non-Lead | 2016 | Yes |  | 2019-08-06 |  | Non-lead
006410 | 70 ATLANTIC DR |  | Polytube | Yes |  | 2022-06-24 |  | PVC | 1975 | Yes |  | 2022-06-24 |  | Non-lead
006412 | 1407 6TH ST |  | Polytube | Yes |  | 2022-08-12 |  | Copper | 1958 | Yes |  | 2022-08-12 |  | Non-lead
006413 | 41 1ST ST |  | Polytube | Yes |  | 2023-07-14 |  | PVC | 1986 | Yes |  | 2023-07-14 |  | Non-lead
006414 | 1241 VON PHISTER ST |  | Polytube | Yes |  | 2022-11-04 |  | PVC | 1953 | Yes |  | 2022-11-04 |  | Non-lead
006416 | 1316 5TH ST |  | Polytube | Yes |  | 2023-04-26 |  | PVC | 1970 | Yes |  | 2023-04-26 |  | Non-lead
006417 | 114 HIBISCUS DR |  | Polytube | Yes |  | 2023-02-02 |  | PVC | 1963 | Yes |  | 2023-02-02 |  | Non-lead
006418 | 710 GALVESTON LN |  | Polytube | Yes |  | 2023-03-06 |  | PVC | 1919 | Yes |  | 2023-03-06 |  | Non-lead
006419 | 1605 DUNCAN ST |  | Copper | Yes |  | 2022-08-30 |  | Copper | 1954 | Yes |  | 2022-08-30 |  | Non-lead
006420 | 1713 DUNCAN ST |  | Copper | Yes |  | 2022-08-30 |  | PVC | 1952 | Yes |  | 2022-08-30 |  | Non-lead
006421 | 922 TRUMAN AVE |  | Polytube | Yes |  | 2023-03-23 |  | PVC | 1958 | Yes |  | 2023-03-23 |  | Non-lead
006422 | 7200 AVIATION BLVD |  | Unknown, Non-Lead | Yes |  | 2022-05-05 |  | Cast Iron | 2020 | Yes |  | 2022-05-05 |  | Unknown
006423 | DOWN APT 1 1116 WATSON ST |  | Unknown | Yes |  | 2023-03-23 |  | PVC | 1933 | Yes |  | 2023-03-23 |  | Lead Status Unknown
006424 | APT 3 REAR 1116 WATSON ST |  | PVC | No |  |  |  | Copper | 1933 | No |  |  |  | Non-lead
006425 | 17221 ANGELFISH LN |  | Polytube | Yes |  | 2022-07-08 |  | Polytube | 1958 | Yes |  | 2022-07-08 |  | Non-lead
006426 | 117 PIRATES DR |  | Polytube | Yes |  | 2023-03-09 |  | PVC | 1952 | Yes |  | 2023-03-09 |  | Non-lead
006428 | 57457 MORTON ST |  | Polytube | Yes |  | 2023-11-06 |  | PVC | 1980 | Yes |  | 2023-11-06 |  | Non-lead
006429 | 3918 LOUISA ST |  | PVC | Yes |  | 2023-04-21 |  | PVC | 1948 | Yes |  | 2023-04-21 |  | Non-lead
006432 | 87552 OLD HWY |  | Polytube | Yes |  | 2022-07-12 |  | PVC | 1957 | Yes |  | 2022-07-12 |  | Non-lead
006435 | 2318 PATTERSON AVE |  | Polytube | Yes |  | 2023-05-04 |  | Copper | 1958 | Yes |  | 2023-05-04 |  | Non-lead
006436 | 1112 CURRY LN |  | Polytube | Yes |  | 2023-07-06 |  | PVC | 1930 | Yes |  | 2023-07-06 |  | Non-lead
006437 | 720 BAKERS LN |  | Polytube | Yes |  | 2023-02-14 |  | PVC | 1928 | Yes |  | 2023-02-14 |  | Non-lead
006438 | 1500 LAIRD ST |  | Copper | Yes |  | 2023-04-26 |  | PVC | 1958 | Yes |  | 2023-04-26 |  | Non-lead
006440 | 541 69TH OCEAN ST |  | Polytube | Yes |  | 2023-11-20 |  | PVC | 1958 | Yes |  | 2023-11-20 |  | Non-lead
006441 | 1919 VENETIA ST |  | Polytube | Yes |  | 2023-06-09 |  | PVC | 1943 | Yes |  | 2023-06-09 |  | Non-lead
006442 | 525 1/2 DUVAL ST |  | Unknown, Non-Lead | Yes |  | 2022-03-25 |  | Polytube | 2008 | Yes |  | 2022-03-25 |  | Non-lead
006443 | 1244 OVERSEAS IRRIG HWY |  | Polytube | Yes |  | 2022-11-15 |  | PVC | 1976 | Yes |  | 2022-11-15 |  | Non-lead
006444 | GULF 500 46TH ST |  | Polytube | Yes |  | 2024-03-15 |  | PVC | 1957 | Yes |  | 2024-03-15 |  | Non-lead
006446 | Guest House 87429 OLD HWY |  | Polytube | Yes |  | 2024-02-05 |  | PVC | 1961 | Yes |  | 2024-02-05 |  | Non-lead
006448 | 163 COCONUT ROW |  | Polytube | Yes |  | 2023-01-30 |  | PVC | 1954 | Yes |  | 2023-01-30 |  | Non-lead
006449 | 106 POINSETTA |  | Polytube | Yes |  | 2023-02-02 |  | PVC | 1954 | Yes |  | 2023-02-02 |  | Non-lead
006450 | 3820 DUCK AVE |  | Polytube | Yes |  | 2022-07-06 |  | PVC | 1948 | Yes |  | 2022-07-06 |  | Non-lead
006451 | 415 AMELIA ST |  | Polytube | Yes |  | 2022-06-16 |  | PVC | 1938 | Yes |  | 2022-06-16 |  | Non-lead
006452 | 317 WHITEHEAD ST |  | Polytube | Yes |  | 2023-11-06 |  | PVC | 1963 | Yes |  | 2023-11-06 |  | Non-lead
006453 | 709 THOMAS ST |  | Polytube | Yes |  | 2023-05-04 |  | PVC | 1938 | Yes |  | 2023-05-04 |  | Non-lead
006455 | 131 SEASIDE TR 4 AVE |  | Polytube | Yes |  | 2023-06-02 |  | PVC | 1964 | Yes |  | 2023-06-02 |  | Non-lead
006456 | 12 SEASIDE PT OF SQ AVE |  | Polytube | Yes |  | 2022-07-20 |  | PVC | 1971 | Yes |  | 2022-07-20 |  | Non-lead
006458 | 33 SEASIDE AVE |  | Polytube | Yes |  | 2022-10-19 |  | PVC | 1948 | Yes |  | 2022-10-19 |  | Non-lead
006459 | 41 SEASIDE AVE |  | Polytube | Yes |  | 2023-09-14 |  | PVC | 1982 | Yes |  | 2023-09-14 |  | Non-lead
006461 | 27 SEASIDE AVE |  | Polytube | Yes |  | 2022-08-24 |  | PVC | 1963 | Yes |  | 2022-08-24 |  | Non-lead
006462 | 94411 OVERSEAS HWY REAR |  | Polytube | Yes |  | 2024-05-14 |  | Polytube | 1958 | Yes |  | 2024-05-14 |  | Non-lead
006467 | 16 SEASIDE AVE |  | Unknown | Yes |  | 2024-07-16 |  | Unknown | 1971 | Yes |  | 2024-07-16 |  | Lead Status Unknown
006468 | 127 SEASIDE AVE |  | Polytube | Yes |  | 2023-06-12 |  | PVC | 1962 | Yes |  | 2023-06-12 |  | Non-lead
006470 | 31 SEASIDE 1/2 OF L AVE |  | Polytube | Yes |  | 2022-07-20 |  | PVC | 1985 | Yes |  | 2022-07-20 |  | Non-lead
006471 | 139 SEASIDE AVE |  | Ductile Iron | Yes |  | 2024-03-28 |  | Ductile Iron | 1958 | Yes |  | 2024-03-28 |  | Non-lead
006472 | 133 SEASIDE AVE |  | Polytube | Yes |  | 2022-07-20 |  | PVC | 1964 | Yes |  | 2022-07-20 |  | Non-lead
006473 | END PIPPIN DR |  | Polytube | Yes |  | 2022-06-08 |  | PVC | 1954 | Yes |  | 2022-06-08 |  | Non-lead
006474 | 5180 SUNCREST RD |  | Polytube | Yes |  | 2023-03-08 |  | PVC | 1975 | Yes |  | 2023-03-08 |  | Non-lead
006475 | 1500 ALBURY ST |  | Unknown, Non-Lead | Yes |  | 2021-09-28 |  | Unknown, Non-Lead | 2016 | Yes |  | 2021-09-28 |  | Non-lead
006476 | 1916 FOGARTY AVE |  | Polytube | Yes |  | 2023-04-26 |  | PVC | 1953 | Yes |  | 2023-04-26 |  | Non-lead
006477 | 10887 OVERSEAS HWY |  | Polytube | Yes |  | 2022-10-31 |  | PVC | 1968 | Yes |  | 2022-10-31 |  | Non-lead
006478 | OCEAN 11338 6TH AVE |  | Copper | Yes |  | 2022-11-22 |  | PVC | 1972 | Yes |  | 2022-11-22 |  | Non-lead
006480 | #1 81908 OVERSEAS HWY |  | PVC | Yes |  | 2022-06-23 |  | PVC | 1963 | Yes |  | 2022-06-23 |  | Non-lead
006482 | 1510 VON PHISTER ST |  | Polytube | Yes |  | 2022-11-04 |  | Copper | 1955 | Yes |  | 2022-11-04 |  | Non-lead
006483 | APT B 716 EMMA ST |  | Polytube | Yes |  | 2022-07-12 |  | PVC | 1933 | Yes |  | 2022-07-12 |  | Non-lead
006484 | REAR 618 DUVAL ST |  | Polytube | Yes |  | 2022-06-02 |  | PVC | 1924 | Yes |  | 2022-06-02 |  | Non-lead
006485 | 17234 GREEN TURTLE LN E |  | Polytube | Yes |  | 2024-09-04 |  | PVC | 1963 | Yes |  | 2024-09-04 |  | Non-lead
006486 | 187 ATLANTIC CIRCLE DR |  | Polytube | Yes |  | 2023-01-31 |  | PVC | 1952 | Yes |  | 2023-01-31 |  | Non-lead
006487 | UP #2 506 LOUISA ST |  | Polytube | Yes |  | 2022-09-26 |  | PVC | 1933 | Yes |  | 2022-09-26 |  | Non-lead
006488 | 99348 OVERSEAS HWY(MAC) |  | Polytube | Yes |  | 2023-02-07 |  | PVC | 1956 | Yes |  | 2023-02-07 |  | Non-lead
006489 | 18 BARRACOA DR |  | Polytube | Yes |  | 2023-02-01 |  | PVC | 1973 | Yes |  | 2023-02-01 |  | Non-lead
006490 | 7 ARICA DR |  | Polytube | Yes |  | 2023-11-30 |  | PVC | 1957 | Yes |  | 2023-11-30 |  | Non-lead
006491 | 222 SUNSET DR |  | Polytube | Yes |  | 2022-06-21 |  | PVC | 1958 | Yes |  | 2022-06-21 |  | Non-lead
006492 | 633 LIME LN |  | Polytube | Yes |  | 2023-01-19 |  | PVC | 1958 | Yes |  | 2023-01-19 |  | Non-lead
006493 | 81611 OLD HWY |  | Polytube | Yes |  | 2022-06-27 |  | PVC | 1977 | Yes |  | 2022-06-27 |  | Non-lead
006494 | 715 1ST ST |  | Polytube | Yes |  | 2024-07-09 |  | PVC | 2008 | Yes |  | 2024-07-09 |  | Non-lead
006495 | 57783 MORTON ST |  | Polytube | Yes |  | 2024-02-06 |  | PVC |  | Yes |  | 2024-02-06 |  | Non-lead
006496 | 233 112TH OCEAN ST |  | Copper | Yes |  | 2022-09-29 |  | Polytube | 1957 | Yes |  | 2022-09-29 |  | Non-lead
006497 | HURR MONUMENT 81830 OVERSEAS HWY |  | Polytube | Yes |  | 2022-06-27 |  | PVC | 1980 | Yes |  | 2022-06-27 |  | Non-lead
006498 | 80101 OVERSEAS HWY |  | Polytube | Yes |  | 2023-02-09 |  | PVC | 1963 | Yes |  | 2023-02-09 |  | Non-lead
006499 | 305 MAGNOLIA ST |  | Polytube | Yes |  | 2022-11-14 |  | PVC | 1975 | Yes |  | 2022-11-14 |  | Non-lead
006500 | 823 TERRY LN |  | Polytube | Yes |  | 2022-06-27 |  | PVC | 1933 | Yes |  | 2022-06-27 |  | Non-lead
006501 | 1409 OVERSEAS Hwy |  | Polytube | Yes |  | 2022-11-15 |  | Copper | 1949 | Yes |  | 2022-11-15 |  | Non-lead
006502 | 615 THOMAS ST |  | Polytube | Yes |  | 2023-05-04 |  | PVC | 1901 | Yes |  | 2023-05-04 |  | Non-lead
006506 | 890 15TH St |  | PVC | Yes |  | 2024-12-19 |  | PVC | 1958 | Yes |  | 2022-12-09 |  | Non-lead
006508 | 1505 ROSE ST |  | PVC | Yes |  | 2022-09-19 |  | Copper | 1958 | Yes |  | 2022-09-19 |  | Non-lead
006510 | 1622 OVERSEAS HWY |  | Polytube | Yes |  | 2023-10-10 |  | PVC | 1938 | Yes |  | 2023-10-10 |  | Non-lead
006511 | 7563 GULFSTREAM BLVD |  | Polytube | Yes |  | 2023-01-27 |  | PVC | 1973 | Yes |  | 2023-01-27 |  | Non-lead
006512 | 550 83RD OCEAN ST |  | Polytube | Yes |  | 2023-03-29 |  | Polytube | 2005 | Yes |  | 2023-03-29 |  | Non-lead
006513 | APT A 1226 SEMINARY ST |  | Polytube | Yes |  | 2022-10-31 |  | PVC | 1943 | Yes |  | 2022-10-31 |  | Non-lead
006514 | 1226 SEMINARY ST |  | Polytube | Yes |  | 2022-08-12 |  | PVC | 1943 | Yes |  | 2022-08-12 |  | Non-lead
006515 | 315 PETRONIA ST |  | Polytube | Yes |  | 2022-07-13 |  | Polytube | 1923 | Yes |  | 2022-07-13 |  | Non-lead
006516 | 204 CORAL RD |  | Polytube | Yes |  | 2022-06-10 |  | PVC | 1959 | Yes |  | 2022-06-10 |  | Non-lead
006517 | 89500 OVERSEAS HWY |  | Polytube | Yes |  | 2022-09-12 |  | PVC | 1969 | Yes |  | 2022-09-12 |  | Non-lead
006518 | 402 DUVAL ST |  | Polytube | Yes |  | 2018-02-05 |  | Polytube | 1928 | Yes |  | 2018-02-05 |  | Non-Lead
006519 | 3515 EAGLE AVE |  | Polytube | Yes |  | 2022-06-14 |  | PVC | 1958 | Yes |  | 2022-06-14 |  | Non-lead
006520 | 312 OLIVIA ST |  | Polytube | Yes |  | 2022-06-27 |  | Galvanized | 1969 | Yes |  | 2022-06-27 |  | Galvanized Requiring Replacement
006521 | APT 4 1200 DUVAL ST |  | Polytube | Yes |  | 2023-06-30 |  | PVC | 1953 | Yes |  | 2023-06-30 |  | Non-lead
006523 | 1310 JOHNSON ST |  | Polytube | Yes |  | 2022-11-03 |  | PVC | 1954 | Yes |  | 2022-11-03 |  | Non-lead
006524 | 7596 GULFSTREAM BLVD |  | Polytube | Yes |  | 2023-01-27 |  | PVC | 1954 | Yes |  | 2023-01-27 |  | Non-lead
006525 | 59073 OVERSEAS HWY |  | Polytube | Yes |  | 2024-06-04 |  | Copper | 1970 | Yes |  | 2024-06-04 |  | Non-lead
006527 | 81163 OVERSEAS HWY |  | Polytube | Yes |  | 2022-06-23 |  | PVC | 1943 | Yes |  | 2022-06-23 |  | Non-lead
006528 | 30 PIRATES DR |  | Polytube | Yes |  | 2023-01-30 |  | PVC | 1958 | Yes |  | 2023-01-30 |  | Non-lead
006529 | 99360 OVERSEAS HWY |  | Polytube | Yes |  | 2023-01-30 |  | PVC | 1946 | Yes |  | 2023-01-30 |  | Non-lead
006530 | APT A UP 1200 DUVAL ST |  | PVC | Yes |  | 2023-10-04 |  | PVC | 1953 | Yes |  | 2023-10-04 |  | Non-lead
006531 | 230 SUNSET DR |  | Polytube | Yes |  | 2022-06-28 |  | PVC | 1963 | Yes |  | 2022-06-28 |  | Non-lead
006533 | 19551 INDIAN MOUNDS DR |  | Polytube | Yes |  | 2023-03-21 |  | PVC | 2010 | Yes |  | 2023-03-21 |  | Non-lead
006534 | APT 3 1200 DUVAL ST |  | PVC | Yes |  | 2022-08-31 |  | PVC | 1953 | Yes |  | 2022-08-31 |  | Non-lead
006535 | APT B 1200 DUVAL ST |  | PVC | Yes |  | 2022-09-07 |  | PVC | 1953 | Yes |  | 2022-09-07 |  | Non-lead
006536 | 1200 DUVAL ST |  | Polytube | Yes |  | 2022-08-31 |  | PVC | 1953 | Yes |  | 2022-08-31 |  | Non-lead
006537 | 1208 VON PHISTER ST |  | PVC | Yes |  | 2022-11-04 |  | Polytube | 1938 | Yes |  | 2022-11-04 |  | Non-lead
006538 | 1210 VON PHISTER ST |  | Polytube | Yes |  | 2023-11-17 |  | PVC | 1938 | Yes |  | 2023-11-17 |  | Non-lead
006540 | 81175 OLD HWY |  | Polytube | Yes |  | 2022-06-22 |  | PVC | 1968 | Yes |  | 2022-06-22 |  | Non-lead
006541 | P/TR 4 101 PARKER DR |  | PVC | Yes |  | 2022-06-22 |  | PVC | 1958 | Yes |  | 2022-06-22 |  | Non-lead
006542 | L4 118 PARKER DR |  | Polytube | Yes |  | 2022-06-22 |  | PVC | 1962 | Yes |  | 2022-06-22 |  | Non-lead
006543 | 109 PARKER DR |  | Polytube | Yes |  | 2022-06-22 |  | PVC | 1959 | Yes |  | 2022-06-22 |  | Non-lead
006544 | 502 50TH GULF ST |  | Polytube | Yes |  | 2024-08-15 |  | PVC | 1958 | Yes |  | 2024-08-15 |  | Non-lead
006546 | 11200 5TH OCEAN AVE |  | Copper | Yes |  | 2024-09-25 |  | PVC | 1953 | Yes |  | 2024-09-25 |  | Non-lead
006547 | 11336 6TH OCEAN AVE |  | Polytube | Yes |  | 2022-11-22 |  | Unknown | 1953 | Yes |  | 2022-11-22 |  | Lead Status Unknown
006548 | 11458 6TH OCEAN Ave |  | Polytube | Yes |  | 2024-07-12 |  | PVC | 1956 | Yes |  | 2024-07-12 |  | Non-lead
006549 | 3000 OVERSEAS HWY |  | Polytube | Yes |  | 2022-07-15 |  | PVC | 1964 | Yes |  | 2022-07-15 |  | Non-lead
006550 | 11400 6TH OCEAN AVE |  | Copper | Yes |  | 2024-05-10 |  | PVC | 1956 | Yes |  | 2024-05-10 |  | Non-lead
006552 | 11199 OVERSEAS HWY |  | Polytube | Yes |  | 2022-11-22 |  | PVC | 1952 | Yes |  | 2022-11-22 |  | Non-lead
006553 | 11499 5TH AVE OCEAN |  | Polytube | Yes |  | 2022-11-22 |  | PVC | 1956 | Yes |  | 2022-11-22 |  | Non-lead
006554 | APT REAR 2514 STAPLES AVE |  | Polytube | Yes |  | 2022-08-15 |  | PVC | 1953 | Yes |  | 2022-08-15 |  | Non-lead
006555 | 1211 OLIVIA ST |  | Polytube | No |  |  |  | PVC | 1938 | No |  |  |  | Non-lead
006556 | STORE C 400 DUVAL ST |  | Polytube | Yes |  | 2022-12-27 |  | Unknown | 1928 | Yes |  | 2022-12-27 |  | Lead Status Unknown
006558 | 1617 DUNCAN ST |  | Polytube | Yes |  | 2023-07-18 |  | PVC | 1953 | Yes |  | 2023-07-18 |  | Non-lead
006559 | 1202 ASHBY ST |  | Polytube | Yes |  | 2023-07-25 |  | PVC | 1953 | Yes |  | 2023-07-25 |  | Non-lead
006560 | 1203 ASHBY ST |  | Polytube | Yes |  | 2022-08-29 |  | Copper | 1953 | Yes |  | 2022-08-29 |  | Non-lead
006561 | 1705 DUNCAN ST |  | Copper | Yes |  | 2022-08-30 |  | PVC | 1953 | Yes |  | 2022-08-30 |  | Non-lead
006562 | 1203 THOMPSON ST |  | Polytube | Yes |  | 2024-01-19 |  | Copper | 1953 | Yes |  | 2024-01-19 |  | Non-lead
006563 | 820 50TH GULF ST |  | Polytube | Yes |  | 2023-03-02 |  | PVC | 1948 | Yes |  | 2023-03-02 |  | Non-lead
006565 | 217 PEACHTREE AVE |  | Unknown, Non-Lead | Yes |  | 2018-10-09 |  | Unknown, Non-Lead | 2007 | Yes |  | 2018-10-09 |  | Non-lead
006566 | 209 MATECUMBE AVE |  | Polytube | Yes |  | 2022-06-22 |  | PVC | 1956 | Yes |  | 2022-06-22 |  | Non-lead
006567 | 129 CORAL RD |  | Polytube | Yes |  | 2022-06-10 |  | PVC | 1957 | Yes |  | 2022-06-10 |  | Non-lead
006568 | P/L4 100 PARKER DR |  | Polytube | Yes |  | 2022-06-22 |  | PVC | 1958 | Yes |  | 2022-06-22 |  | Non-lead
006569 | P/L4 104 PARKER DR |  | Polytube | Yes |  | 2022-06-22 |  | PVC | 1963 | Yes |  | 2022-06-22 |  | Non-lead
006570 | 729 POORHOUSE LN |  | Unknown, Non-Lead | Yes |  | 2022-06-30 |  | PVC | 1996 | Yes |  | 2022-06-30 |  | Non-lead
006571 | 1613 DUNCAN ST |  | Polytube | Yes |  | 2024-08-12 |  | PVC | 1958 | Yes |  | 2024-08-12 |  | Non-lead
006572 | 421 CATHERINE ST |  | Polytube | Yes |  | 2022-06-21 |  | PVC | 1933 | Yes |  | 2022-06-21 |  | Non-lead
006573 | 1020 DUVAL ST |  | Polytube | Yes |  | 2023-02-01 |  | PVC | 1948 | Yes |  | 2023-02-01 |  | Non-lead
006574 | 913 DUVAL ST |  | Polytube | Yes |  | 2022-08-31 |  | PVC | 1938 | Yes |  | 2022-08-31 |  | Non-lead
006575 | 415 CATHERINE ST |  | Polytube | Yes |  | 2022-06-21 |  | PVC | 1933 | Yes |  | 2022-06-21 |  | Non-lead
006576 | 132 SUGARLOAF DR |  | Polytube | Yes |  | 2024-04-03 |  | PVC | 1958 | Yes |  | 2024-04-03 |  | Non-lead
006579 | 11329 5TH OCEAN AVE |  | Polytube | Yes |  | 2023-09-15 |  | PVC | 1953 | Yes |  | 2023-09-15 |  | Non-lead
006580 | 11326 5TH OCEAN AVE |  | Copper | Yes |  | 2024-05-20 |  | PVC | 1953 | Yes |  | 2024-05-20 |  | Non-lead
006581 | 1724 SOUTH ST |  | Unknown, Non-Lead | Yes |  | 2021-06-15 |  | Unknown, Non-Lead | 2005 | Yes |  | 2021-06-15 |  | Non-lead
006583 | #A 1107 ANGELA ST |  | Unknown, Non-Lead | No |  |  |  | No Piping | 1943 | No |  |  |  | Non-lead
006584 | 2021 FOGARTY AVE |  | Polytube | Yes |  | 2024-04-15 |  | PVC | 1958 | Yes |  | 2024-04-15 |  | Non-lead
006585 | 1232 3RD ST |  | Polytube | Yes |  | 2023-04-26 |  | PVC | 1958 | Yes |  | 2023-04-26 |  | Non-lead
006586 | 1721 1/2 FLAGLER AVE |  | Polytube | Yes |  | 2023-04-20 |  | PVC | 1920 | Yes |  | 2023-04-20 |  | Non-lead
006587 | APT A 2516 HARRIS AVE |  | Polytube | Yes |  | 2022-08-16 |  | PVC | 1958 | Yes |  | 2022-08-16 |  | Non-lead
006588 | 1127 VON PHISTER ST |  | Polytube | Yes |  | 2022-11-04 |  | Copper | 1933 | Yes |  | 2022-11-04 |  | Non-lead
006589 | #1 219 ANN ST |  | Polytube | Yes |  | 2024-06-05 |  | PVC | 1942 | Yes |  | 2024-06-05 |  | Non-lead
006590 | 907 1/2 EMMA ST |  | Polytube | Yes |  | 2022-07-12 |  | PVC | 1939 | Yes |  | 2022-07-12 |  | Non-lead
006591 | UNIT A 1460 OCEAN VIEW AVE |  | Polytube | Yes |  | 2023-07-10 |  | PVC | 1958 | Yes |  | 2023-07-10 |  | Non-lead
006592 | FRONT 150 23RD ST |  | Polytube | Yes |  | 2023-05-08 |  | PVC | 1958 | Yes |  | 2023-05-08 |  | Non-lead
006593 | IRRIG 75802 OVERSEAS HWY |  | Unknown, Non-Lead | Yes |  | 2022-03-28 |  | PVC | 2006 | Yes |  | 2022-03-28 |  | Non-lead
006594 | 82213 OVERSEAS HWY |  | Polytube | Yes |  | 2022-06-27 |  | PVC | 1987 | Yes |  | 2022-06-27 |  | Non-lead
006595 | 506 106TH GULF ST |  | Unknown, Non-Lead | No |  |  |  | Unknown, Non-Lead | 2008 | No |  |  |  | Non-lead
006596 | 1717 DUNCAN ST |  | Polytube | Yes |  | 2022-08-30 |  | PVC | 1953 | Yes |  | 2022-08-30 |  | Non-lead
006597 | 2711 SEIDENBERG AVE |  | Polytube | Yes |  | 2022-06-02 |  | Copper | 1958 | Yes |  | 2022-06-02 |  | Non-lead
006598 | 110 HIBISCUS DR |  | Polytube | Yes |  | 2023-02-02 |  | PVC | 1963 | Yes |  | 2023-02-02 |  | Non-lead
006599 | 1604 DUNCAN ST |  | Polytube | Yes |  | 2024-06-04 |  | PVC | 1953 | Yes |  | 2024-06-04 |  | Non-lead
006600 | 809 WADDELL AVE |  | Polytube | Yes |  | 2023-04-25 |  | Polytube | 1958 | Yes |  | 2023-04-25 |  | Non-lead
006604 | 317 GULF ST |  | Polytube | Yes |  | 2022-06-22 |  | PVC | 1957 | Yes |  | 2022-06-22 |  | Non-lead
006605 | 1405 AVENUE B |  | Polytube | Yes |  | 2024-06-24 |  | PVC | 2003 | Yes |  | 2024-06-24 |  | Non-lead
006606 | 26 1ST ST |  | Unknown, Non-Lead | Yes |  | 2024-01-05 |  | Unknown, Non-Lead | 2006 | Yes |  | 2024-01-05 |  | Non-lead
006607 | 832 OLIVIA ST |  | Polytube | Yes |  | 2023-09-19 |  | PVC | 1923 | Yes |  | 2023-09-19 |  | Non-lead
006608 | 86 ATLANTIC DR |  | Polytube | Yes |  | 2024-07-29 |  | PVC | 1965 | Yes |  | 2024-07-29 |  | Non-lead
006609 | 1626 SOUTH ST |  | Copper | Yes |  | 2022-10-27 |  | Copper | 1955 | Yes |  | 2022-10-27 |  | Non-lead
006610 | 711 DUVAL ST |  | Polytube | Yes |  | 2022-08-31 |  | PVC | 1948 | Yes |  | 2022-08-31 |  | Non-lead
006611 | AND GAS STA 17075 OVERSEAS HWY |  | Polytube | Yes |  | 2023-05-04 |  | Copper | 1968 | Yes |  | 2023-05-04 |  | Non-lead
006612 | 180 LOWE ST |  | Polytube | Yes |  | 2022-07-11 |  | PVC | 1942 | Yes |  | 2022-07-11 |  | Non-lead
006613 | 196 CORAL RD |  | Polytube | Yes |  | 2022-06-10 |  | PVC | 1986 | Yes |  | 2022-06-10 |  | Non-lead
006614 | 85301 OVERSEAS HWY |  | Polytube | Yes |  | 2022-05-20 |  | PVC |  | Yes |  | 2022-05-20 |  | Non-lead
006616 | UNIT 2 912 TRUMAN AVE |  | Unknown, Non-Lead | Yes |  | 2019-04-03 |  | Unknown, Non-Lead | 2001 | Yes |  | 2019-04-03 |  | Non-lead
006617 | 109 OCEAN BAY DR |  | Polytube | Yes |  | 2022-07-14 |  | PVC | 1959 | Yes |  | 2022-07-14 |  | Non-lead
006618 | 1225 5TH ST |  | Polytube | Yes |  | 2022-08-12 |  | Copper | 1963 | Yes |  | 2022-08-12 |  | Non-lead
006619 | DUPLEX 820 50TH CT |  | PVC | Yes |  | 2024-01-31 |  | PVC | 1953 | Yes |  | 2024-01-31 |  | Non-lead
006620 | 880 37TH GULF ST |  | Unknown, Non-Lead | No |  |  |  | Unknown, Non-Lead | 2007 | No |  |  |  | Non-lead
006622 | APT DOWN 1309 WHITEHEAD ST |  | Polytube | Yes |  | 2022-12-06 |  | PVC | 1938 | Yes |  | 2022-12-06 |  | Non-lead
006624 | 2313 FOGARTY AVE |  | Unknown, Non-Lead | No |  |  |  | Polytube | 2007 | No |  |  |  | Non-lead
006625 | UNIT 2 815 PEARL ST |  | Polytube | Yes |  | 2022-09-22 |  | PVC | 1943 | Yes |  | 2022-09-22 |  | Non-lead
006626 | UNIT 3 815 PEARL ST |  | Polytube | Yes |  | 2022-09-22 |  | PVC | 1943 | Yes |  | 2022-09-22 |  | Non-lead
006628 | 1202 GEORGE ST |  | Polytube | Yes |  | 2022-09-21 |  | PVC | 1953 | Yes |  | 2022-09-21 |  | Non-lead
006629 | 833 EISENHOWER DR |  | Polytube | Yes |  | 2022-11-08 |  | Copper | 1990 | Yes |  | 2022-11-08 |  | Non-lead
006630 | 19 HILTON HAVEN RD |  | Unknown, Non-Lead | Yes |  | 2020-07-27 |  | Polytube | 1990 | Yes |  | 2020-07-27 |  | Non-lead
006631 | AKA 525 511 PETRONIA ST |  | Unknown, Non-Lead | Yes |  | 2019-05-13 |  | Unknown, Non-Lead | 2003 | Yes |  | 2019-05-13 |  | Non-lead
006633 | OCEAN 287 22ND ST |  | Polytube | Yes |  | 2022-05-20 |  | PVC | 1954 | Yes |  | 2022-05-20 |  | Non-lead
006634 | 281 22ND OCEAN ST |  | Polytube | Yes |  | 2023-10-13 |  | PVC | 1954 | Yes |  | 2023-10-13 |  | Non-lead
006636 | 98300 OVERSEAS HWY |  | Unknown | Yes |  | 2023-02-03 |  | Unknown | 1936 | Yes |  | 2023-02-03 |  | Lead Status Unknown
006637 | 217 PRESTON ST |  | Polytube | Yes |  | 2022-06-27 |  | PVC | 1934 | Yes |  | 2022-06-27 |  | Non-lead
006638 | 86 BLACKBEARD DR |  | Polytube | Yes |  | 2023-02-01 |  | PVC | 1963 | Yes |  | 2023-02-01 |  | Non-lead
006639 | 117 JASMINE DR |  | Polytube | Yes |  | 2022-11-10 |  | PVC | 1954 | Yes |  | 2022-11-10 |  | Non-lead
006641 | UNIT 1 522 DUPONT LN |  | Unknown, Non-Lead | No |  |  |  | Unknown, Non-Lead | 1991 | No |  |  |  | Non-lead
006643 | 620 DUVAL ST |  | Polytube | Yes |  | 2022-08-31 |  | PVC | 1924 | Yes |  | 2022-08-31 |  | Non-lead
006644 | 410 3RD ST |  | Polytube | Yes |  | 2023-05-04 |  | PVC | 1972 | Yes |  | 2023-05-04 |  | Non-lead
006645 | 906 FLEMING ST |  | Unknown, Non-Lead | Yes |  | 2019-02-26 |  | Unknown, Non-Lead | 2008 | Yes |  | 2019-02-26 |  | Non-lead
006646 | 1611 JOSEPHINE ST |  | Polytube | Yes |  | 2023-10-10 |  | PVC | 1958 | Yes |  | 2023-10-10 |  | Non-lead
006647 | LT6 5580 MACDONALD AVE |  | Polytube | Yes |  | 2023-08-31 |  | PVC | 2001 | Yes |  | 2023-08-31 |  | Non-lead
006649 | 3611 FLAGLER AVE |  | Polytube | Yes |  | 2024-09-19 |  | Copper | 1963 | Yes |  | 2024-09-19 |  | Non-lead
006651 | 5236 SUNCREST RD |  | Polytube | Yes |  | 2024-10-04 |  | PVC | 1933 | Yes |  | 2024-10-04 |  | Non-lead
006652 | 1921 FLAGLER AVE |  | Polytube | Yes |  | 2022-08-12 |  | Copper | 1953 | Yes |  | 2022-08-12 |  | Non-lead
006654 | 286 TROPICAL AVE |  | Polytube | Yes |  | 2022-10-22 |  | PVC | 1948 | Yes |  | 2022-10-22 |  | Non-lead
006655 | HOUSE 349 27TH ST |  | Polytube | Yes |  | 2023-05-03 |  | PVC | 1953 | Yes |  | 2023-05-03 |  | Non-lead
006656 | 227 PEACHTREE AVE |  | Unknown, Non-Lead | No |  |  |  | Unknown, Non-Lead | 2010 | No |  |  |  | Non-lead
006657 | 11236 4TH OCEAN AVE |  | Unknown | Yes |  | 2022-08-24 |  | PVC | 1958 | Yes |  | 2022-08-24 |  | Lead Status Unknown
006658 | 76180 OVERSEAS HOUSE B/IRR HWY |  | Unknown, Non-Lead | Yes |  | 2023-05-31 |  | Unknown, Non-Lead | 2023 | Yes |  | 2023-05-31 |  | Non-lead
006659 | 15 BAY RD |  | Polytube | Yes |  | 2022-07-25 |  | PVC | 1958 | Yes |  | 2022-07-25 |  | Non-lead
006660 | 155 N SUNRISE DR |  | Polytube | Yes |  | 2023-01-30 |  | PVC | 1938 | Yes |  | 2023-01-30 |  | Non-lead
006661 | 60 SUNSET RD |  | Unknown, Non-Lead | Yes |  | 2024-03-11 |  | PVC | 2007 | Yes |  | 2024-03-11 |  | Non-lead
006662 | 81450 OVERSEAS HWY |  | Unknown, Non-Lead | Yes |  | 2019-03-21 |  | Unknown, Non-Lead | 2010 | Yes |  | 2019-03-21 |  | Non-lead
006663 | APT A 1408 JOHNSON ST |  | Polytube | Yes |  | 2022-11-03 |  | PVC | 1958 | Yes |  | 2022-11-03 |  | Non-lead
006664 | 2710 SEIDENBERG AVE |  | PVC | Yes |  | 2024-05-24 |  | Copper | 1961 | Yes |  | 2024-05-24 |  | Non-lead
006665 | 2717 SEIDENBERG AVE |  | Polytube | Yes |  | 2024-04-04 |  | PVC | 1958 | Yes |  | 2024-04-04 |  | Non-lead
006667 | 1515 FLORIDA ST |  | Polytube | Yes |  | 2022-06-17 |  | Polytube | 1958 | Yes |  | 2022-06-17 |  | Non-lead
006668 | 12555 OVERSEAS HWY |  | Unknown, Non-Lead | Yes |  | 2022-05-27 |  | PVC | 2016 | Yes |  | 2022-05-27 |  | Non-lead
006669 | 11780 2ND OCEAN AVE |  | Polytube | Yes |  | 2024-07-11 |  | PVC | 1955 | Yes |  | 2024-07-11 |  | Non-lead
006670 | 149 SEASIDE AVE |  | Unknown, Non-Lead | Yes |  | 2017-04-12 |  | Unknown, Non-Lead | 1990 | Yes |  | 2017-04-12 |  | Non-lead
006671 | UNIT 7 91984 OVERSEAS HWY |  | Polytube | Yes |  | 2023-02-08 |  | PVC | 1948 | Yes |  | 2023-02-08 |  | Non-lead
006672 | APT 1 1205 VIRGINIA ST |  | PVC | Yes |  | 2023-03-23 |  | PVC | 1947 | Yes |  | 2023-03-23 |  | Non-lead
006673 | APT 2 1205 VIRGINIA ST |  | Polytube | Yes |  | 2022-10-11 |  | PVC | 1947 | Yes |  | 2022-10-11 |  | Non-lead
006674 | APT 3 1205 VIRGINIA ST |  | PVC | Yes |  | 2023-03-23 |  | PVC | 1947 | Yes |  | 2023-03-23 |  | Non-lead
006675 | APT 4 1205 VIRGINIA ST |  | PVC | Yes |  | 2023-03-23 |  | PVC | 1947 | Yes |  | 2023-03-23 |  | Non-lead
006676 | 3041 N ROOSEVELT BLVD |  | Polytube | Yes |  | 2022-09-16 |  | Copper | 1962 | Yes |  | 2022-09-16 |  | Non-lead
006677 | 1209 PACKER ST |  | Polytube | Yes |  | 2023-11-13 |  | PVC | 1923 | Yes |  | 2023-11-13 |  | Non-lead
006678 | 309 OLIVIA ST |  | Polytube | Yes |  | 2022-06-27 |  | PVC | 1933 | Yes |  | 2022-06-27 |  | Non-lead
006679 | 2718 SEIDENBERG AVE |  | Polytube | Yes |  | 2023-06-20 |  | PVC | 1958 | Yes |  | 2023-06-20 |  | Non-lead
006680 | 2209 HARRIS AVE |  | Copper | Yes |  | 2023-04-26 |  | PVC | 1954 | Yes |  | 2023-04-26 |  | Non-lead
006681 | 2213 HARRIS AVE |  | Polytube | Yes |  | 2023-07-18 |  | PVC | 1953 | Yes |  | 2023-07-18 |  | Non-lead
006682 | 2217 HARRIS AVE |  | Polytube | Yes |  | 2023-09-06 |  | PVC | 1953 | Yes |  | 2023-09-06 |  | Non-lead
006683 | 2221 HARRIS AVE |  | Polytube | Yes |  | 2023-04-26 |  | PVC | 1953 | Yes |  | 2023-04-26 |  | Non-lead
006685 | 2220 FOGARTY AVE |  | Polytube | Yes |  | 2024-07-15 |  | PVC | 1954 | Yes |  | 2024-07-15 |  | Non-lead
006686 | 2212 FOGARTY AVE |  | Polytube | Yes |  | 2023-04-26 |  | PVC | 1954 | Yes |  | 2023-04-26 |  | Non-lead
006687 | 2208 FOGARTY AVE |  | Polytube | Yes |  | 2023-04-26 |  | Copper | 1954 | Yes |  | 2023-04-26 |  | Non-lead
006689 | 1504 LAIRD ST |  | Copper | Yes |  | 2023-04-26 |  | PVC | 1954 | Yes |  | 2023-04-26 |  | Non-lead
006690 | 1518 LAIRD ST |  | Copper | Yes |  | 2023-04-26 |  | PVC | 1958 | Yes |  | 2023-04-26 |  | Non-lead
006691 | 1509 ROSE ST |  | Polytube | Yes |  | 2022-11-21 |  | PVC | 1958 | Yes |  | 2022-11-21 |  | Non-lead
006692 | UNIT B & C 904 JAMES ST |  | Polytube | Yes |  | 2022-12-06 |  | PVC | 1925 | Yes |  | 2022-12-06 |  | Non-lead
006694 | 369 BUTTONWOOD SHORE DR |  | Unknown, Non-Lead | Yes |  | 2020-03-25 |  | PVC | 2009 | Yes |  | 2020-03-25 |  | Non-lead
006695 | 197 BEACH ST |  | Polytube | Yes |  | 2022-06-23 |  | PVC | 1963 | Yes |  | 2022-06-23 |  | Non-lead
006696 | 113 PIRATES DR |  | Polytube | Yes |  | 2023-01-30 |  | PVC | 1953 | Yes |  | 2023-01-30 |  | Non-lead
006698 | UNIT 5 91988 OVERSEAS HWY |  | Polytube | Yes |  | 2023-02-08 |  | PVC | 1942 | Yes |  | 2023-02-08 |  | Non-lead
006701 | 1604 CATHERINE ST |  | Polytube | Yes |  | 2022-08-29 |  | PVC | 1953 | Yes |  | 2022-08-29 |  | Non-lead
006702 | 1616 CATHERINE ST |  | Polytube | Yes |  | 2024-07-15 |  | Copper | 1953 | Yes |  | 2024-07-15 |  | Non-lead
006703 | APT 2 1704 CATHERINE ST |  | Polytube | Yes |  | 2022-08-29 |  | PVC | 1953 | Yes |  | 2022-08-29 |  | Non-lead
006704 | 1716 CATHERINE ST |  | Polytube | Yes |  | 2022-12-19 |  | Copper | 1953 | Yes |  | 2022-12-19 |  | Non-lead
006706 | 174 GUAVA AVE |  | Unknown, Non-Lead | Yes |  | 2023-04-10 |  | PVC | 2005 | Yes |  | 2023-04-10 |  | Non-lead
006707 | 9300 OVERSEAS Hwy |  | Polytube | Yes |  | 2024-06-25 |  | PVC | 2007 | Yes |  | 2024-06-25 |  | Non-lead
006708 | 4115 OVERSEAS HIGHWAY |  | Polytube | Yes |  | 2023-04-14 |  | Polytube | 1958 | Yes |  | 2023-04-14 |  | Non-Lead
006709 | 59740 OVERSEAS HWY |  | Copper | Yes |  | 2022-10-22 |  | PVC | 1939 | Yes |  | 2022-10-22 |  | Non-lead
006711 | 249 27TH OCEAN ST |  | Polytube | Yes |  | 2022-06-02 |  | PVC | 1953 | Yes |  | 2022-06-02 |  | Non-lead
006712 | APT 2 RIGHT 19 SEAGATE BLVD |  | Polytube | Yes |  | 2022-07-12 |  | PVC | 1958 | Yes |  | 2022-07-12 |  | Non-lead
006713 | 150 N SUNRISE DR |  | Polytube | Yes |  | 2023-01-30 |  | PVC | 1958 | Yes |  | 2023-01-30 |  | Non-lead
006714 | 725 WHITE ST |  | Copper | Yes |  | 2022-06-10 |  | PVC | 1952 | Yes |  | 2022-06-10 |  | Non-lead
006715 | 1513 SEMINARY ST |  | Polytube | Yes |  | 2022-08-12 |  | PVC | 1948 | Yes |  | 2022-08-12 |  | Non-lead
006718 | 5350 3RD AVE |  | Unknown, Non-Lead | Yes |  | 2024-07-24 |  | Unknown, Non-Lead | 1996 | Yes |  | 2024-07-24 |  | Non-lead
006719 | 1240 WASHINGTON ST |  | Polytube | Yes |  | 2022-10-14 |  | PVC | 1960 | Yes |  | 2022-10-14 |  | Non-lead
006720 | 825 E SHORE DR |  | Polytube | Yes |  | 2023-04-25 |  | PVC | 1951 | Yes |  | 2023-04-25 |  | Non-lead
006722 | 178 SUNSET DR |  | Polytube | Yes |  | 2022-06-28 |  | PVC | 1959 | Yes |  | 2022-06-28 |  | Non-lead
006723 | OCEAN 321 23RD ST |  | Polytube | Yes |  | 2022-12-07 |  | PVC | 1948 | Yes |  | 2022-12-07 |  | Non-lead
006724 | 2994 OVERSEAS HWY |  | Polytube | Yes |  | 2022-07-15 |  | PVC | 1953 | Yes |  | 2022-07-15 |  | Non-lead
006726 | 112 N HAMMOCK DR |  | Polytube | Yes |  | 2022-06-23 |  | PVC | 1958 | Yes |  | 2022-06-23 |  | Non-lead
006730 | BAYSIDE 82200 OVERSEAS HWY |  | Polytube | Yes |  | 2022-06-22 |  | PVC | 1950 | Yes |  | 2022-06-22 |  | Non-lead
006731 | 57930 OVERSEAS HWY |  | Polytube | Yes |  | 2024-01-04 |  | PVC | 1958 | Yes |  | 2024-01-04 |  | Non-lead
006732 | 57958 OVERSEAS HWY |  | Polytube | Yes |  | 2023-12-18 |  | PVC | 1963 | Yes |  | 2023-12-18 |  | Non-lead
006735 | UNIT 1 651 WILLIAM ST |  | Polytube | Yes |  | 2023-01-04 |  | PVC | 1933 | Yes |  | 2023-01-04 |  | Non-lead
006736 | 903 CATHERINE ST |  | Polytube | Yes |  | 2023-03-30 |  | PVC | 1958 | Yes |  | 2023-03-30 |  | Non-lead
006737 | 905 CATHERINE ST |  | Polytube | Yes |  | 2023-03-30 |  | PVC | 1958 | Yes |  | 2023-03-30 |  | Non-lead
006740 | 3508 SUNRISE DR |  | Polytube | Yes |  | 2022-05-25 |  | PVC | 1953 | Yes |  | 2022-05-25 |  | Non-lead
006742 | 324 JULIA ST |  | Polytube | Yes |  | 2022-07-13 |  | PVC | 1928 | Yes |  | 2022-07-13 |  | Non-lead
006743 | APT C 806 THOMAS ST |  | Polytube | Yes |  | 2022-12-01 |  | PVC | 1954 | Yes |  | 2022-12-01 |  | Non-lead
006745 | 203 DOGWOOD LN |  | Polytube | Yes |  | 2022-07-11 |  | PVC | 1952 | Yes |  | 2022-07-11 |  | Non-lead
006746 | 133 PIPPIN DR |  | Polytube | Yes |  | 2022-06-08 |  | PVC | 1954 | Yes |  | 2022-06-08 |  | Non-lead
006747 | 2050 SOMBRERO BCH RD |  | Polytube | Yes |  | 2022-10-17 |  | PVC | 1954 | Yes |  | 2022-10-17 |  | Non-lead
006750 | 414 68TH OCEAN ST |  | Polytube | Yes |  | 2024-05-20 |  | PVC | 1954 | Yes |  | 2024-05-20 |  | Non-lead
006751 | 25340 4TH ST |  | Polytube | Yes |  | 2023-04-25 |  | PVC | 1958 | Yes |  | 2023-04-25 |  | Non-lead
006752 | APT DOWN 320 TRUMAN AVE |  | Polytube | Yes |  | 2023-05-04 |  | PVC | 1928 | Yes |  | 2023-05-04 |  | Non-lead
006753 | 910 EMMA ST |  | Polytube | Yes |  | 2022-08-03 |  | PVC | 1943 | Yes |  | 2022-08-03 |  | Non-lead
006754 | APT 6 1500 SEMINARY ST |  | Polytube | Yes |  | 2024-09-11 |  | PVC | 1928 | Yes |  | 2024-09-11 |  | Non-lead
006755 | APT 5 1500 SEMINARY ST |  | Polytube | Yes |  | 2022-10-31 |  | PVC | 1928 | Yes |  | 2022-10-31 |  | Non-lead
006756 | 1601 SUNSHINE AVE |  | Polytube | Yes |  | 2022-09-09 |  | PVC | 1958 | Yes |  | 2022-09-09 |  | Non-lead
006757 | 1603 SUNSHINE DR |  | Polytube | Yes |  | 2019-12-09 |  | PVC | 1997 | Yes |  | 2019-12-09 |  | Non-lead
006758 | APT 2 1500 SEMINARY ST |  | Polytube | Yes |  | 2022-10-31 |  | PVC | 1928 | Yes |  | 2022-10-31 |  | Non-lead
006759 | 119 PARKER DR |  | Polytube | Yes |  | 2022-06-22 |  | PVC | 1938 | Yes |  | 2022-06-22 |  | Non-lead
006760 | 82400 OVERSEAS HWY |  | Polytube | Yes |  | 2022-07-12 |  | PVC | 1953 | Yes |  | 2022-07-12 |  | Non-lead
006761 | APT A 912 POHALSKI ST |  | Polytube | Yes |  | 2023-03-23 |  | PVC | 1933 | Yes |  | 2023-03-23 |  | Non-lead
006762 | 6 LOWES LN |  | Polytube | Yes |  | 2023-01-31 |  | PVC | 1933 | Yes |  | 2023-01-31 |  | Non-lead
006764 | 1730 FLAGLER AVE |  | Polytube | Yes |  | 2023-09-15 |  | PVC | 1955 | Yes |  | 2023-09-15 |  | Non-lead
006765 | 4 FLETCHERS LN |  | Polytube | Yes |  | 2022-08-11 |  | PVC | 1928 | Yes |  | 2022-08-11 |  | Non-lead
006766 | 1619 ROSE ST |  | Polytube | Yes |  | 2022-08-31 |  | PVC | 1958 | Yes |  | 2022-08-31 |  | Non-lead
006767 | 1516 LAIRD ST |  | Copper | Yes |  | 2023-12-11 |  | PVC | 1954 | Yes |  | 2023-12-11 |  | Non-lead
006768 | 1611 ROSE ST |  | Copper | Yes |  | 2022-08-31 |  | Copper | 1958 | Yes |  | 2022-08-31 |  | Non-lead
006769 | 2510 STAPLES AVE |  | Polytube | Yes |  | 2022-08-15 |  | PVC | 1956 | Yes |  | 2022-08-15 |  | Non-lead
006770 | 1215 5TH ST |  | Polytube | Yes |  | 2024-07-09 |  | PVC | 1958 | Yes |  | 2024-07-09 |  | Non-lead
006771 | 1320 7TH ST |  | Polytube | Yes |  | 2022-08-12 |  | PVC | 1953 | Yes |  | 2022-08-12 |  | Non-lead
006772 | 2611 FOGARTY AVE |  | Polytube | Yes |  | 2022-06-22 |  | PVC | 1963 | Yes |  | 2022-06-22 |  | Non-lead
006773 | #DWN 625 TRUMAN AVE |  | PVC | Yes |  | 2022-08-10 |  | PVC | 1938 | Yes |  | 2022-08-10 |  | Non-lead
006774 | FRNT 719 WINDSOR LN |  | Polytube | Yes |  | 2023-02-01 |  | PVC | 1938 | Yes |  | 2023-02-01 |  | Non-lead
006775 | 12 1ST ST |  | Unknown, Non-Lead | No |  |  |  | Polytube | 2011 | No |  |  |  | Non-lead
006781 | 75700 OVERSEAS HWY |  | Polytube | Yes |  | 2023-06-16 |  | PVC | 1954 | Yes |  | 2023-06-16 |  | Non-lead
006782 | 213 PALM AVE |  | Polytube | Yes |  | 2023-05-04 |  | PVC | 1936 | Yes |  | 2023-05-04 |  | Non-lead
006783 | 31084 BAYSHORE DR |  | Polytube | Yes |  | 2022-06-03 |  | PVC | 2020 | Yes |  | 2022-06-03 |  | Non-lead
006784 | 30458 COCONUT HWY |  | Polytube | Yes |  | 2022-11-15 |  | PVC | 1953 | Yes |  | 2022-11-15 |  | Non-lead
006785 | 1791 BOGIE DR |  | Ductile Iron | Yes |  | 2024-08-27 |  | Ductile Iron | 1980 | Yes |  | 2024-08-27 |  | Non-lead
006786 | 30955 OETTLEY DR |  | Polytube | Yes |  | 2022-11-17 |  | PVC | 1948 | Yes |  | 2022-11-17 |  | Non-lead
006787 | 1594 BOGIE RD |  | Polytube | Yes |  | 2023-09-22 |  | PVC | 2008 | Yes |  | 2023-09-22 |  | Non-lead
006788 | 30924 BAYSHORE DR |  | Polytube | Yes |  | 2023-08-25 |  | PVC | 1953 | Yes |  | 2023-08-25 |  | Non-lead
006789 | 30869 BAY SHORE DR |  | Polytube | Yes |  | 2024-04-04 |  | PVC | 1953 | Yes |  | 2024-04-04 |  | Non-lead
006790 | 398 27TH OCEAN ST |  | Polytube | Yes |  | 2023-01-10 |  | PVC | 1954 | Yes |  | 2023-01-10 |  | Non-lead
006791 | HOUSE 174 26TH OCEAN ST |  | Polytube | Yes |  | 2022-05-25 |  | PVC | 1959 | Yes |  | 2022-05-25 |  | Non-lead
006792 | 1255 107TH GULF ST |  | Polytube | Yes |  | 2023-03-17 |  | PVC | 2003 | Yes |  | 2023-03-17 |  | Non-lead
006794 | 30860 BAY SHORE DR |  | Unknown, Non-Lead | Yes |  | 2022-04-28 |  | Unknown, Non-Lead | 2003 | Yes |  | 2022-04-28 |  | Non-lead
006795 | 1101 WHITEHEAD ST |  | Polytube | Yes |  | 2023-08-09 |  | PVC | 1948 | Yes |  | 2023-08-09 |  | Non-lead
006797 | 3619 FLAGLER AVE |  | Polytube | Yes |  | 2024-09-19 |  | PVC | 1955 | Yes |  | 2024-09-19 |  | Non-lead
006798 | 513 1/2 FLEMING ST |  | Unknown | Yes |  | 2024-05-28 |  | Polytube | 1954 | Yes |  | 2024-05-28 |  | Lead Status Unknown
006799 | 125 COCONUT ROW |  | Polytube | Yes |  | 2022-06-29 |  | PVC | 1943 | Yes |  | 2022-06-29 |  | Non-lead
006800 | 127 COCONUT ROW |  | Polytube | Yes |  | 2022-08-15 |  | PVC | 2011 | Yes |  | 2022-08-15 |  | Non-lead
006801 | 1201 THOMPSON ST |  | Polytube | Yes |  | 2022-10-24 |  | PVC | 1953 | Yes |  | 2022-10-24 |  | Non-lead
006802 | 1612 CATHERINE ST |  | Polytube | Yes |  | 2024-01-10 |  | Copper | 1953 | Yes |  | 2024-01-10 |  | Non-lead
006803 | 1608 CATHERINE ST |  | Polytube | Yes |  | 2022-11-10 |  | PVC | 1952 | Yes |  | 2022-11-10 |  | Non-lead
006804 | 1200 GEORGE ST |  | Copper | Yes |  | 2023-03-29 |  | Copper | 1953 | Yes |  | 2023-03-29 |  | Non-lead
006805 | 1712 CATHERINE ST |  | Polytube | Yes |  | 2023-05-04 |  | PVC | 1953 | Yes |  | 2023-05-04 |  | Non-lead
006806 | 1200 ASHBY ST |  | Polytube | Yes |  | 2024-09-11 |  | Copper | 1953 | Yes |  | 2024-09-11 |  | Non-lead
006807 | 1201 ASHBY ST |  | Polytube | Yes |  | 2022-08-29 |  | Copper | 1953 | Yes |  | 2022-08-29 |  | Non-lead
006808 | 1708 CATHERINE ST |  | Polytube | Yes |  | 2022-08-29 |  | Copper | 1952 | Yes |  | 2022-08-29 |  | Non-lead
006810 | 501 SOUTHARD ST |  | Polytube | Yes |  | 2022-12-02 |  | PVC | 1952 | Yes |  | 2022-12-02 |  | Non-lead
006811 | 305 PALM AVE |  | Polytube | Yes |  | 2022-06-27 |  | PVC | 1954 | Yes |  | 2022-06-27 |  | Non-lead
006813 | GULF 772 50TH CT |  | PVC | Yes |  | 2023-09-25 |  | PVC | 1959 | Yes |  | 2022-10-20 |  | Non-lead
006814 | 11073 5TH OCEAN AVE |  | Polytube | Yes |  | 2024-08-16 |  | PVC | 1953 | Yes |  | 2024-08-16 |  | Non-lead
006815 | 254 26TH OCEAN ST |  | PVC | Yes |  | 2023-09-25 |  | PVC | 1968 | Yes |  | 2023-03-17 |  | Non-lead
006817 | 396 23RD OC (FRONT & ST |  | Polytube | Yes |  | 2022-12-07 |  | PVC | 1958 | Yes |  | 2022-12-07 |  | Non-lead
006819 | 521 FLEMING ST |  | Polytube | Yes |  | 2024-07-11 |  | PVC | 1954 | Yes |  | 2024-07-11 |  | Non-lead
006820 | 517 FLEMING ST |  | Unknown | Yes |  | 2022-11-03 |  | Polytube | 1954 | Yes |  | 2022-11-03 |  | Lead Status Unknown
006821 | 519 FLEMING ST |  | Unknown | Yes |  | 2022-09-26 |  | PVC | 1954 | Yes |  | 2022-09-26 |  | Lead Status Unknown
006822 | 513 FLEMING ST |  | Unknown | Yes |  | 2022-09-26 |  | PVC | 1954 | Yes |  | 2022-09-26 |  | Lead Status Unknown
006823 | 515 FLEMING ST |  | Unknown | Yes |  | 2022-09-26 |  | PVC | 1954 | Yes |  | 2022-09-26 |  | Lead Status Unknown
006824 | APT 2 507 FRANCES ST |  | Polytube | Yes |  | 2024-01-04 |  | Unknown | 1930 | Yes |  | 2024-01-04 |  | Lead Status Unknown
006825 | APT 1 507 FRANCES ST |  | Polytube | Yes |  | 2023-02-10 |  | Unknown | 1933 | Yes |  | 2023-02-10 |  | Lead Status Unknown
006826 | 541 AVE D |  | Unknown | Yes |  | 2024-01-03 |  | Unknown | 1948 | Yes |  | 2024-01-03 |  | Lead Status Unknown
006827 | 724 OLIVIA ST |  | Polytube | Yes |  | 2023-01-12 |  | PVC | 1938 | Yes |  | 2023-01-12 |  | Non-lead
006828 | 31193 AVE A |  | Polytube | Yes |  | 2022-07-15 |  | PVC | 1979 | Yes |  | 2022-07-15 |  | Non-lead
006829 | 290 SUGARLOAF DR |  | Polytube | Yes |  | 2023-12-22 |  | Polytube |  | Yes |  | 2023-12-22 |  | Non-Lead
006830 | 510 AVE D |  | Polytube | Yes |  | 2023-07-27 |  | PVC | 1958 | Yes |  | 2023-07-27 |  | Non-lead
006831 | 1620 STEVEN AVE |  | Copper | Yes |  | 2024-10-03 |  | PVC | 1954 | Yes |  | 2024-10-03 |  | Non-lead
006832 | 409 JULIA ST |  | Polytube | Yes |  | 2022-06-23 |  | PVC | 1943 | Yes |  | 2022-06-23 |  | Non-lead
006833 | 1024 TRUMAN AVE |  | Polytube | Yes |  | 2022-09-13 |  | PVC | 1928 | Yes |  | 2022-09-13 |  | Non-lead
006836 | APT B 406 FLEMING ST |  | Polytube | Yes |  | 2022-09-26 |  | PVC | 1908 | Yes |  | 2022-09-26 |  | Non-lead
006837 | 1714 SEMINARY ST |  | Polytube | Yes |  | 2023-06-09 |  | PVC | 1954 | Yes |  | 2023-06-09 |  | Non-lead
006839 | 237 S BAY HARBOR DR |  | Polytube | Yes |  | 2022-07-21 |  | PVC | 1961 | Yes |  | 2022-07-21 |  | Non-lead
006841 | 145 HARBOR DR |  | Polytube | Yes |  | 2023-02-02 |  | PVC | 1948 | Yes |  | 2023-02-02 |  | Non-lead
006842 | 101 HIBISCUS DR |  | Polytube | Yes |  | 2022-11-10 |  | PVC | 1959 | Yes |  | 2022-11-10 |  | Non-lead
006843 | 130 OCEAN DR |  | Polytube | Yes |  | 2023-07-05 |  | PVC | 1954 | Yes |  | 2023-07-05 |  | Non-lead
006844 | 105 HARBOR DR |  | Polytube | Yes |  | 2022-12-27 |  | PVC | 1955 | Yes |  | 2022-12-27 |  | Non-lead
006845 | 155 HARBOR DR |  | Polytube | Yes |  | 2023-01-30 |  | PVC | 1948 | Yes |  | 2023-01-30 |  | Non-lead
006846 | 190 HARBOR DR |  | Polytube | Yes |  | 2023-01-30 |  | Copper | 1954 | Yes |  | 2023-01-30 |  | Non-lead
006847 | 185 HARBOR DR |  | Polytube | Yes |  | 2023-01-30 |  | PVC | 1955 | Yes |  | 2023-01-30 |  | Non-lead
006848 | 510 AVE B |  | Polytube | Yes |  | 2024-03-27 |  | None |  | Yes |  | 2024-03-27 |  | Non-lead
006849 | 619 PETRONIA ST |  | Polytube | Yes |  | 2023-01-25 |  | Copper | 1918 | Yes |  | 2023-01-25 |  | Non-lead
006850 | 11785 5TH OCEAN AVE |  | Polytube | Yes |  | 2024-04-17 |  | PVC | 1972 | Yes |  | 2024-04-17 |  | Non-lead
006851 | 126 HARBOR DR |  | Polytube | Yes |  | 2023-01-30 |  | PVC | 1955 | Yes |  | 2023-01-30 |  | Non-lead
006852 | 99801 OVERSEAS HWY |  | Unknown, Non-Lead | Yes |  | 2022-01-26 |  | PVC | 1996 | Yes |  | 2022-01-26 |  | Non-lead
006853 | 1420 WASHINGTON ST |  | Polytube | Yes |  | 2022-10-14 |  | Polytube | 1953 | Yes |  | 2022-10-14 |  | Non-lead
006855 | 107 JASMINE DR |  | Polytube | Yes |  | 2022-11-16 |  | PVC | 1951 | Yes |  | 2022-11-16 |  | Non-lead
006856 | 112 PARKER DR |  | Polytube | Yes |  | 2022-06-22 |  | PVC | 1953 | Yes |  | 2022-06-22 |  | Non-lead
006857 | 195 HARBOR DR |  | Polytube | Yes |  | 2023-01-30 |  | PVC | 1955 | Yes |  | 2023-01-30 |  | Non-lead
006858 | 536 AVE B |  | Unknown, Non-Lead | Yes |  | 2020-09-29 |  | Unknown, Non-Lead | 2002 | Yes |  | 2020-09-29 |  | Non-lead
006859 | 1106 ASHBY ST |  | Polytube | Yes |  | 2022-08-29 |  | PVC | 1958 | Yes |  | 2022-08-29 |  | Non-lead
006860 | 1605 CATHERINE ST |  | Polytube | Yes |  | 2022-06-23 |  | Copper | 1952 | Yes |  | 2022-06-23 |  | Non-lead
006861 | 1609 CATHERINE ST |  | Polytube | Yes |  | 2022-08-29 |  | Copper | 1953 | Yes |  | 2022-08-29 |  | Non-lead
006862 | 1613 CATHERINE ST |  | Polytube | Yes |  | 2022-08-29 |  | Copper | 1958 | Yes |  | 2022-08-29 |  | Non-lead
006863 | 1617 CATHERINE ST |  | Polytube | Yes |  | 2023-12-07 |  | Copper | 1952 | Yes |  | 2023-12-07 |  | Non-lead
006864 | 1107 THOMPSON ST |  | Polytube | Yes |  | 2023-05-04 |  | PVC | 1953 | Yes |  | 2023-05-04 |  | Non-lead
006866 | HOUSE 987 OCEAN DR |  | Polytube | Yes |  | 2022-08-31 |  | PVC | 1959 | Yes |  | 2022-08-31 |  | Non-lead
006867 | APT REAR 1209 MARGARET ST |  | Polytube | Yes |  | 2023-01-11 |  | PVC | 1953 | Yes |  | 2023-01-11 |  | Non-lead
006868 | 97625 OVERSEAS HWY |  | Polytube | Yes |  | 2022-12-12 |  | PVC | 2004 | Yes |  | 2022-12-12 |  | Non-lead
006869 | 39 SEAGATE BLVD |  | Unknown | Yes |  | 2022-07-12 |  | Unknown | 1964 | Yes |  | 2022-07-12 |  | Lead Status Unknown
006870 | 126 E SHORE DR |  | Unknown, Non-Lead | Yes |  | 2021-08-31 |  | PVC | 2004 | Yes |  | 2021-08-31 |  | Non-lead
006872 | 675 69TH OCEAN ST |  | Polytube | Yes |  | 2023-03-07 |  | PVC | 1958 | Yes |  | 2023-03-07 |  | Non-lead
006874 | 32 FIRST ST |  | Unknown, Non-Lead | No |  |  |  | Unknown, Non-Lead | 2004 | No |  |  |  | Non-lead
006877 | IRR METER 179 E RIDGE Rd |  | Unknown, Non-Lead | Yes |  | 2021-05-24 |  | PVC | 1994 | Yes |  | 2021-05-24 |  | Non-lead
006878 | 84959 OVERSEAS Hwy |  | Polytube | Yes |  | 2022-06-28 |  | PVC | 1948 | Yes |  | 2022-06-28 |  | Non-lead
006880 | 19760 DATE PALM DR |  | Polytube | Yes |  | 2023-01-13 |  | PVC | 1954 | Yes |  | 2023-01-13 |  | Non-lead
006882 | 613 PETRONIA ST |  | Polytube | Yes |  | 2023-01-25 |  | PVC | 1918 | Yes |  | 2023-01-25 |  | Non-lead
006883 | 19728 CANAL DR |  | Polytube | Yes |  | 2023-01-26 |  | PVC | 1958 | Yes |  | 2023-01-26 |  | Non-lead
006885 | UP FRONT 8 CHARLES ST |  | Polytube | Yes |  | 2023-12-14 |  | PVC | 1918 | Yes |  | 2023-12-14 |  | Non-lead
006886 | UNIT A 2 NASSAU LN |  | Polytube | Yes |  | 2022-12-02 |  | PVC | 1938 | Yes |  | 2022-12-02 |  | Non-lead
006887 | APT D 2 NASSAU LN |  | Polytube | Yes |  | 2022-12-02 |  | PVC | 1938 | Yes |  | 2022-12-02 |  | Non-lead
006888 | APT B 2 NASSAU LN |  | Polytube | Yes |  | 2022-12-02 |  | PVC | 1938 | Yes |  | 2022-12-02 |  | Non-lead
006889 | 648 30TH OCEAN ST |  | Polytube | Yes |  | 2022-10-11 |  | PVC | 1963 | Yes |  | 2022-10-11 |  | Non-lead
006891 | 190 PLANTATION BLVD |  | Polytube | Yes |  | 2022-06-03 |  | PVC | 1961 | Yes |  | 2022-06-03 |  | Non-lead
006892 | 1127 THOMAS ST |  | Polytube | Yes |  | 2022-06-27 |  | PVC | 1918 | Yes |  | 2022-06-27 |  | Non-lead
006894 | 2719 STAPLES AVE |  | Polytube | Yes |  | 2022-07-26 |  | Polytube | 2017 | Yes |  | 2022-07-26 |  | Non-lead
006895 | 408 CATHERINE ST |  | Polytube | Yes |  | 2022-06-21 |  | PVC | 1969 | Yes |  | 2022-06-21 |  | Non-lead
006896 | 121 OCEAN DR |  | Polytube | Yes |  | 2023-02-02 |  | PVC | 1959 | Yes |  | 2023-02-02 |  | Non-lead
006898 | 11585 6TH OCEAN AVE |  | Unknown, Non-Lead | Yes |  | 2020-05-26 |  | PVC | 2020 | Yes |  | 2020-05-26 |  | Non-lead
006899 | 17 CORAL WAY |  | Polytube | Yes |  | 2022-08-03 |  | PVC | 2004 | Yes |  | 2022-08-03 |  | Non-lead
006900 | 105240 OVERSEAS HWY |  | Unknown, Non-Lead | Yes |  | 2020-02-05 |  | PVC | 2004 | Yes |  | 2020-02-05 |  | Non-lead
006902 | 95600 OVERSEAS HWY |  | Unknown | Yes |  | 2023-06-14 |  | Unknown | 1985 | Yes |  | 2023-06-14 |  | Lead Status Unknown
006903 | 11102 3RD OCEAN AVE |  | Copper | Yes |  | 2022-10-26 |  | PVC | 1955 | Yes |  | 2022-10-26 |  | Non-lead
006904 | LOTS 13, 14, 15 204 OCEAN BLVD |  | Polytube | Yes |  | 2022-07-14 |  | PVC | 1985 | Yes |  | 2022-07-14 |  | Non-lead
006906 | 928 TRUMAN AVE |  | Polytube | Yes |  | 2020-10-13 |  | PVC | 1939 | Yes |  | 2020-10-13 |  | Non-lead
006907 | #UP 1418 CATHERINE ST |  | Polytube | Yes |  | 2022-08-29 |  | PVC | 1943 | Yes |  | 2022-08-29 |  | Non-lead
006908 | 902 SEMINARY ST |  | Polytube | Yes |  | 2022-10-31 |  | PVC | 1938 | Yes |  | 2022-10-31 |  | Non-lead
006909 | 805 CATHERINE ST |  | Polytube | Yes |  | 2023-09-15 |  | PVC | 1933 | Yes |  | 2023-09-15 |  | Non-lead
006910 | 2309 HARRIS AVE |  | Copper | Yes |  | 2023-08-17 |  | PVC | 1943 | Yes |  | 2023-08-17 |  | Non-lead
006911 | #1 816 FLEMING ST |  | Polytube | Yes |  | 2022-12-02 |  | PVC | 1915 | Yes |  | 2022-12-02 |  | Non-lead
006912 | UP 818 FLEMING ST |  | Polytube | Yes |  | 2023-09-06 |  | PVC | 1915 | Yes |  | 2023-09-06 |  | Non-lead
006913 | #2 816 FLEMING ST |  | Polytube | Yes |  | 2023-01-04 |  | PVC | 1915 | Yes |  | 2023-01-04 |  | Non-lead
006914 | DOWN #1 818 FLEMING ST |  | Polytube | Yes |  | 2024-05-08 |  | PVC | 1915 | Yes |  | 2024-05-08 |  | Non-lead
006915 | 2718 HARRIS AVE |  | Polytube | Yes |  | 2024-10-03 |  | Copper | 1958 | Yes |  | 2024-10-03 |  | Non-lead
006916 | 316 SIMONTON ST |  | Unknown | Yes |  | 2024-02-02 |  | Unknown | 1938 | Yes |  | 2024-02-02 |  | Lead Status Unknown
006917 | 2710 HARRIS AVE |  | Polytube | Yes |  | 2022-07-20 |  | Copper | 1958 | Yes |  | 2022-07-20 |  | Non-lead
006918 | 700 MARGARET ST |  | Polytube | Yes |  | 2023-01-31 |  | PVC | 1928 | Yes |  | 2023-01-31 |  | Non-lead
006919 | 1317 THOMPSON ST |  | Polytube | Yes |  | 2024-09-13 |  | Copper | 1985 | Yes |  | 2024-09-13 |  | Non-lead
006920 | 1426 JOHNSON ST |  | Polytube | Yes |  | 2023-03-02 |  | PVC | 1953 | Yes |  | 2023-03-02 |  | Non-lead
006922 | 40 PIRATES DR |  | Polytube | Yes |  | 2023-01-30 |  | PVC | 1970 | Yes |  | 2023-01-30 |  | Non-lead
006923 | 57 N MARLIN AVE |  | Polytube | Yes |  | 2023-05-04 |  | PVC | 1958 | Yes |  | 2023-05-04 |  | Non-lead
006924 | 82883 OVERSEAS HWY |  | Polytube | Yes |  | 2022-06-22 |  | PVC | 1954 | Yes |  | 2022-06-22 |  | Non-lead
006925 | APT 2, 4 373 64TH OCEAN ST |  | Unknown, Non-Lead | Yes |  | 2023-04-19 |  | Unknown, Non-Lead | 2006 | Yes |  | 2023-04-19 |  | Non-lead
006926 | APT 1, 3 373 64TH OCEAN ST |  | Polytube | Yes |  | 2024-03-20 |  | PVC | 1958 | Yes |  | 2024-03-20 |  | Non-lead
006927 | 112 S HAMMOCK DR |  | Polytube | Yes |  | 2022-06-23 |  | PVC | 1962 | Yes |  | 2022-06-23 |  | Non-lead
006928 | 108 S HAMMOCK RD |  | Polytube | Yes |  | 2022-06-23 |  | PVC | 1962 | Yes |  | 2022-06-23 |  | Non-lead
006929 | 3640 FLAGLER AVE |  | Polytube | Yes |  | 2022-07-07 |  | PVC | 1958 | Yes |  | 2022-07-07 |  | Non-lead
006930 | 313 MARGARET ST |  | Copper | Yes |  | 2022-09-12 |  | PVC | 1953 | Yes |  | 2022-09-12 |  | Non-lead
006931 | 1612 UNITED ST |  | Polytube | Yes |  | 2022-06-17 |  | PVC | 1958 | Yes |  | 2022-06-17 |  | Non-lead
006932 | 1608 UNITED ST |  | Polytube | Yes |  | 2022-09-02 |  | PVC | 1954 | Yes |  | 2022-09-02 |  | Non-lead
006933 | 1616 UNITED ST |  | Polytube | Yes |  | 2022-09-02 |  | Copper | 1954 | Yes |  | 2022-09-02 |  | Non-lead
006934 | 817 1/2 TERRY LN |  | Polytube | Yes |  | 2022-06-27 |  | PVC | 1928 | Yes |  | 2022-06-27 |  | Non-lead
006935 | 30413 DATE ROW |  | Polytube | Yes |  | 2024-02-26 |  | PVC | 1958 | Yes |  | 2024-02-26 |  | Non-lead
006936 | 8 1ST ST |  | Unknown, Non-Lead | No |  |  |  | Unknown, Non-Lead | 2011 | No |  |  |  | Non-lead
006938 | 920 VIRGINIA ST |  | Polytube | Yes |  | 2023-03-23 |  | PVC | 1958 | Yes |  | 2023-03-23 |  | Non-lead
006939 | APT DOWN 644 WILLIAM ST |  | Polytube | Yes |  | 2023-01-04 |  | PVC | 1928 | Yes |  | 2023-01-04 |  | Non-lead
006940 | 1129 SIMONTON ST |  | Polytube | Yes |  | 2022-10-31 |  | PVC | 1963 | Yes |  | 2022-10-31 |  | Non-lead
006941 | 732 LOVE LN |  | Polytube | Yes |  | 2023-03-06 |  | PVC | 1918 | Yes |  | 2023-03-06 |  | Non-lead
006942 | 1517 ROSE ST |  | Copper | Yes |  | 2024-06-12 |  | PVC | 1958 | Yes |  | 2024-06-12 |  | Non-lead
006943 | UNIT 1A 21585 OLD STATE HWY |  | Unknown, Non-Lead | Yes |  | 2019-01-30 |  | Unknown, Non-Lead | 2015 | Yes |  | 2019-01-30 |  | Non-lead
006944 | 529 WHITEHEAD ST |  | Polytube | Yes |  | 2022-06-02 |  | PVC | 1958 | Yes |  | 2022-06-02 |  | Non-lead
006945 | 531 WHITEHEAD ST |  | Polytube | Yes |  | 2022-06-02 |  | Copper | 1958 | Yes |  | 2022-06-02 |  | Non-lead
006946 | 1521 ROSE ST |  | Polytube | Yes |  | 2024-07-03 |  | PVC | 1958 | Yes |  | 2024-07-03 |  | Non-lead
006948 | 907 EMMA ST |  | Polytube | Yes |  | 2022-07-12 |  | PVC | 1918 | Yes |  | 2022-07-12 |  | Non-lead
006949 | 1106 THOMPSON ST |  | Polytube | Yes |  | 2023-05-04 |  | Copper | 1954 | Yes |  | 2023-05-04 |  | Non-lead
006950 | 1520 CATHERINE ST |  | Polytube | Yes |  | 2024-01-10 |  | PVC | 1958 | Yes |  | 2024-01-10 |  | Non-lead
006951 | 1526 CATHERINE ST |  | Polytube | Yes |  | 2022-08-29 |  | PVC | 1955 | Yes |  | 2022-08-29 |  | Non-lead
006952 | 1521 DUNCAN ST |  | Polytube | Yes |  | 2022-08-30 |  | Copper | 1958 | Yes |  | 2022-08-30 |  | Non-lead
006953 | 1202 THOMPSON ST |  | Polytube | Yes |  | 2023-05-04 |  | PVC | 1958 | Yes |  | 2023-05-04 |  | Non-lead
006954 | 17225 GREEN TURTLE LN |  | Polytube | Yes |  | 2022-07-12 |  | PVC | 1960 | Yes |  | 2022-07-12 |  | Non-lead
006955 | 2709 STAPLES AVE |  | PVC | Yes |  | 2020-08-19 |  | Other | 2009 | Yes |  | 2020-08-19 |  | Non-lead
006956 | 81203 OLD HWY |  | Polytube | Yes |  | 2022-06-22 |  | PVC | 1969 | Yes |  | 2022-06-22 |  | Non-lead
006957 | 716 LOVE LN |  | Polytube | Yes |  | 2023-03-06 |  | PVC | 1933 | Yes |  | 2023-03-06 |  | Non-lead
006959 | 81955 OLD HWY |  | Polytube | Yes |  | 2022-06-27 |  | PVC | 1958 | Yes |  | 2022-06-27 |  | Non-lead
006961 | APT B 329 MARGARET ST |  | Polytube | Yes |  | 2022-11-03 |  | PVC | 1953 | Yes |  | 2022-11-03 |  | Non-lead
006962 | 1606 UNITED ST |  | Copper | Yes |  | 2024-01-10 |  | PVC | 1958 | Yes |  | 2024-01-10 |  | Non-lead
006964 | 24 E FIRST ST |  | Polytube | Yes |  | 2023-10-11 |  | PVC | 1955 | Yes |  | 2023-10-11 |  | Non-lead
006966 | 98900 OVERSEAS HWY |  | PVC | Yes |  | 2023-02-06 |  | PVC | 1958 | Yes |  | 2023-02-06 |  | Non-lead
006967 | 206 TRUMAN AVE |  | Polytube | Yes |  | 2023-05-04 |  | Unknown | 1918 | Yes |  | 2023-05-04 |  | Lead Status Unknown
006968 | 1516 19TH ST |  | Polytube | Yes |  | 2022-07-15 |  | PVC | 1958 | Yes |  | 2022-07-15 |  | Non-lead
006970 | CORN 14TH ST 3127 FLAGLER AVE |  | Polytube | Yes |  | 2023-05-04 |  | PVC | 1971 | Yes |  | 2023-05-04 |  | Non-lead
006971 | . 18TH & FLAGLE ST |  | Polytube | Yes |  | 2023-05-04 |  | Galvanized |  | Yes |  | 2023-05-04 |  | Galvanized Requiring Replacement
006972 | COUNTY BEACH 1000 ATLANTIC BLVD |  | Polytube | Yes |  | 2022-09-16 |  | PVC | 1949 | Yes |  | 2022-09-16 |  | Non-lead
006974 | 1127 SOUTHARD ST |  | Polytube | Yes |  | 2023-01-04 |  | PVC | 1928 | Yes |  | 2023-01-04 |  | Non-lead
006975 | 72 N CONCH AVE |  | Polytube | Yes |  | 2022-10-22 |  | Polytube | 1943 | Yes |  | 2022-10-22 |  | Non-lead
006977 | 1 PALM DR |  | Unknown | Yes |  | 2023-11-03 |  | Unknown | 1987 | Yes |  | 2023-11-03 |  | Lead Status Unknown
006978 | 77360 OVERSEAS HWY |  | Polytube | Yes |  | 2023-03-20 |  | PVC | 1955 | Yes |  | 2023-03-20 |  | Non-lead
006979 | 75050 OLD RD |  | Polytube | Yes |  | 2022-05-31 |  | PVC | 1963 | Yes |  | 2022-05-31 |  | Non-lead
006981 | APT FRONT 2513 STAPLES AVE |  | Polytube | Yes |  | 2022-11-04 |  | Copper | 1950 | Yes |  | 2022-11-04 |  | Non-lead
006983 | 306 JULIA ST |  | Polytube | Yes |  | 2022-07-13 |  | PVC | 1918 | Yes |  | 2022-07-13 |  | Non-lead
006985 | OCEAN 389 27TH ST |  | Polytube | Yes |  | 2022-05-25 |  | PVC | 1963 | Yes |  | 2022-05-25 |  | Non-lead
006986 | 11699 OVERSEAS HWY |  | Polytube | Yes |  | 2022-08-30 |  | PVC |  | Yes |  | 2022-08-30 |  | Non-lead
006987 | 11725 3RD OCEAN AVE |  | Polytube | Yes |  | 2022-10-06 |  | PVC | 1955 | Yes |  | 2022-10-06 |  | Non-lead
006988 | COTTAGE 14 84001 OVERSEAS Hwy |  | Unknown | Yes |  | 2024-07-30 |  | Unknown | 1968 | Yes |  | 2024-07-30 |  | Lead Status Unknown
006989 | 82150 OVERSEAS HWY |  | Polytube | Yes |  | 2022-06-23 |  | PVC | 1956 | Yes |  | 2022-06-23 |  | Non-lead
006990 | 7 PALM DR |  | Unknown, Non-Lead | Yes |  | 2018-08-31 |  | Unknown, Non-Lead | 2005 | Yes |  | 2018-08-31 |  | Non-lead
006991 | 5 PALM DR |  | Polytube | Yes |  | 2023-08-25 |  | PVC | 1987 | Yes |  | 2023-08-25 |  | Non-lead
006992 | 23069 REDFISH LN |  | Unknown, Non-Lead | Yes |  | 2023-12-28 |  | Unknown, Non-Lead | 1990 | Yes |  | 2023-12-28 |  | Non-lead
006993 | 1120 DUVAL ST |  | Polytube | Yes |  | 2022-08-31 |  | PVC | 1949 | Yes |  | 2022-08-31 |  | Non-lead
006995 | 68 PALM DRIVE |  | Polytube | Yes |  | 2023-03-24 |  | PVC | 1956 | Yes |  | 2023-03-24 |  | Non-lead
006996 | 74 PALM DR |  | Polytube | Yes |  | 2023-09-18 |  | PVC | 1971 | Yes |  | 2023-09-18 |  | Non-lead
006997 | 1235 WASHINGTON ST |  | Polytube | Yes |  | 2023-12-15 |  | PVC | 1953 | Yes |  | 2023-12-15 |  | Non-lead
006998 | 76291 OVERSEAS HWY |  | Polytube | Yes |  | 2024-02-21 |  | PVC |  | Yes |  | 2024-02-21 |  | Non-lead
006999 | 114 FIRST AVE |  | Unknown, Non-Lead | Yes |  | 2021-03-29 |  | Unknown, Non-Lead | 2014 | Yes |  | 2021-03-29 |  | Non-lead
007000 | 25385 4TH ST |  | Unknown, Non-Lead | Yes |  | 2020-07-29 |  | PVC | 1995 | Yes |  | 2020-07-29 |  | Non-lead
007002 | 4680 OVERSEAS HWY |  | None | Yes |  | 2022-10-20 |  | None | 1953 | Yes |  | 2022-10-20 |  | Non-lead
007003 | 1023 SOUTHARD ST |  | Polytube | Yes |  | 2023-01-04 |  | PVC | 1938 | Yes |  | 2023-01-04 |  | Non-lead
007004 | 719 THOMAS ST |  | Unknown, Non-Lead | Yes |  | 2019-08-19 |  | Unknown, Non-Lead | 2016 | Yes |  | 2019-08-19 |  | Non-lead
007005 | 1412 LAIRD ST |  | Polytube | Yes |  | 2022-09-23 |  | PVC | 1954 | Yes |  | 2022-09-23 |  | Non-lead
007006 | APT 4A 5312 3RD AVE |  | Polytube | Yes |  | 2023-03-08 |  | PVC | 1953 | Yes |  | 2023-03-08 |  | Non-lead
007007 | 920 JOHNSON ST |  | Unknown, Non-Lead | No |  |  |  | Unknown, Non-Lead | 2008 | No |  |  |  | Non-lead
007008 | 1608 ROSE ST |  | Polytube | Yes |  | 2022-08-31 |  | PVC | 1954 | Yes |  | 2022-08-31 |  | Non-lead
007009 | 5517 5TH AVE |  | Polytube | Yes |  | 2023-03-07 |  | PVC |  | Yes |  | 2023-03-07 |  | Non-lead
007010 | 1033 FLAGLER AVE |  | Polytube | Yes |  | 2023-05-04 |  | PVC | 1958 | Yes |  | 2023-05-04 |  | Non-lead
007011 | 1400 VON PHISTER ST |  | Polytube | Yes |  | 2022-11-16 |  | PVC | 1958 | Yes |  | 2022-11-16 |  | Non-lead
007012 | 418 OLIVIA ST |  | Polytube | Yes |  | 2022-09-26 |  | PVC | 1928 | Yes |  | 2022-09-26 |  | Non-lead
007013 | 11625 5TH OCEAN AVE |  | Copper | Yes |  | 2022-10-19 |  | PVC | 1957 | Yes |  | 2022-10-19 |  | Non-lead
007014 | COR US 1 & KCB C |  | Polytube | Yes |  | 2022-12-21 |  | PVC | 1990 | Yes |  | 2022-12-21 |  | Non-lead
007015 | 639 112TH St |  | Unknown, Non-Lead | Yes |  | 2020-08-19 |  | Unknown, Non-Lead | 2020 | Yes |  | 2020-08-19 |  | Non-lead
007016 | 11740 5TH OCEAN AVE |  | PVC | Yes |  | 2022-10-05 |  | PVC | 1955 | Yes |  | 2022-10-05 |  | Non-lead
007017 | SOUTH L1,2,3 84961 OLD HWY |  | Unknown, Non-Lead | Yes |  | 2018-11-30 |  | PVC | 2016 | Yes |  | 2018-11-30 |  | Non-lead
007018 | 40 N MARLIN AVE |  | Polytube | Yes |  | 2023-05-04 |  | PVC | 1961 | Yes |  | 2023-05-04 |  | Non-lead
007020 | 52 BEACH DR |  | Polytube | Yes |  | 2023-08-25 |  | PVC | 1958 | Yes |  | 2023-08-25 |  | Non-lead
007022 | 1617 JOSEPHINE ST |  | Polytube | Yes |  | 2022-10-19 |  | PVC | 1958 | Yes |  | 2022-10-19 |  | Non-lead
007023 | 2424 FLAGLER AVE |  | Polytube | Yes |  | 2023-10-02 |  | PVC | 1963 | Yes |  | 2023-10-02 |  | Non-lead
007025 | 11397 6TH OCEAN AVE |  | Polytube | Yes |  | 2022-08-22 |  | PVC | 1958 | Yes |  | 2022-08-22 |  | Non-lead
007026 | 548 29TH OCEAN ST |  | Polytube | Yes |  | 2023-09-13 |  | PVC | 1974 | Yes |  | 2023-09-13 |  | Non-lead
007027 | 1615 WASHINGTON ST |  | Polytube | Yes |  | 2022-10-18 |  | Copper | 1955 | Yes |  | 2022-10-18 |  | Non-lead
007028 | 323 91ST OCEAN ST |  | Polytube | Yes |  | 2023-01-24 |  | PVC | 1958 | Yes |  | 2023-01-24 |  | Non-lead
007029 | 18 SUNSET RD |  | Polytube | Yes |  | 2022-07-21 |  | PVC | 1961 | Yes |  | 2022-07-21 |  | Non-lead
007030 | 906 TERRY LN |  | Polytube | Yes |  | 2022-06-27 |  | PVC | 1928 | Yes |  | 2022-06-27 |  | Non-lead
007031 | APT B 1408 JOHNSON ST |  | Polytube | Yes |  | 2022-11-04 |  | PVC | 1958 | Yes |  | 2022-11-04 |  | Non-lead
007032 | 1515 PATRICIA ST |  | Polytube | Yes |  | 2023-04-26 |  | PVC | 1951 | Yes |  | 2023-04-26 |  | Non-lead
007033 | 58671 OVERSEAS Hwy |  | Polytube | Yes |  | 2022-10-22 |  | PVC | 1960 | Yes |  | 2022-10-22 |  | Non-lead
007034 | 575 73RD OCEAN ST |  | Polytube | Yes |  | 2024-03-13 |  | PVC | 1963 | Yes |  | 2024-03-13 |  | Non-lead
007035 | 1518 ROSE ST |  | Copper | Yes |  | 2023-04-13 |  | Copper | 1958 | Yes |  | 2023-04-13 |  | Non-lead
007036 | 1510 ROSE ST |  | Unknown, Non-Lead | No |  |  |  | Unknown, Non-Lead | 2011 | No |  |  |  | Non-lead
007037 | 1310 SIMONTON ST |  | Unknown | Yes |  | 2022-10-31 |  | Unknown | 1967 | Yes |  | 2022-10-31 |  | Lead Status Unknown
007038 | 250 AMELIA STATION A ST |  | Polytube | Yes |  | 2022-06-16 |  | Unknown |  | Yes |  | 2022-06-16 |  | Lead Status Unknown
007039 | 517 AVE B |  | Unknown, Non-Lead | Yes |  | 2024-07-12 |  | Unknown, Non-Lead | 2007 | Yes |  | 2024-07-12 |  | Non-lead
007040 | 1500 ROSE ST |  | Polytube | Yes |  | 2022-11-21 |  | Copper | 1958 | Yes |  | 2022-11-21 |  | Non-lead
007041 | 1923 HARRIS AVE |  | Polytube | Yes |  | 2023-12-12 |  | PVC | 1958 | Yes |  | 2023-12-12 |  | Non-lead
007042 | #1 86400 OVERSEAS HWY |  | Polytube | Yes |  | 2022-06-13 |  | PVC | 1983 | Yes |  | 2022-06-13 |  | Non-lead
007043 | 113 WILLOW LN |  | Polytube | Yes |  | 2022-06-28 |  | PVC | 1962 | Yes |  | 2022-06-28 |  | Non-lead
007044 | 37 SEAGATE BLVD |  | Unknown | Yes |  | 2024-05-20 |  | Unknown | 1963 | Yes |  | 2024-05-20 |  | Lead Status Unknown
007045 | 118 MADEIRA AVE |  | Polytube | Yes |  | 2022-06-22 |  | PVC | 1953 | Yes |  | 2022-06-22 |  | Non-lead
007046 | 127 PIRATES DR |  | Polytube | Yes |  | 2023-01-30 |  | PVC | 1958 | Yes |  | 2023-01-30 |  | Non-lead
007047 | 185 COCONUT ROW EAST |  | Polytube | Yes |  | 2023-01-30 |  | PVC | 1953 | Yes |  | 2023-01-30 |  | Non-lead
007048 | 98468 OVERSEAS HWY |  | Polytube | Yes |  | 2023-02-03 |  | PVC | 1953 | Yes |  | 2023-02-03 |  | Non-lead
007049 | 125 PALM LN |  | Polytube | Yes |  | 2022-06-07 |  | PVC | 1970 | Yes |  | 2022-06-07 |  | Non-lead
007050 | 100 TREASURE BLVD /ANNE BONNY |  | Polytube | Yes |  | 2023-01-31 |  | PVC | 1970 | Yes |  | 2023-01-31 |  | Non-lead
007051 | 658 116TH OCEAN ST |  | Unknown | Yes |  | 2024-09-09 |  | PVC | 1957 | Yes |  | 2024-09-09 |  | Lead Status Unknown
007052 | 11715 5TH OCEAN AVE |  | Polytube | Yes |  | 2022-08-18 |  | PVC | 1955 | Yes |  | 2022-08-18 |  | Non-lead
007053 | 11348 4TH OCEAN AVE |  | Unknown | Yes |  | 2022-08-24 |  | PVC | 1955 | Yes |  | 2022-08-24 |  | Lead Status Unknown
007055 | 1515 ROSE ST |  | Polytube | Yes |  | 2022-11-10 |  | PVC | 1958 | Yes |  | 2022-11-10 |  | Non-lead
007057 | 1719 LAIRD ST |  | Polytube | Yes |  | 2022-11-28 |  | PVC | 1958 | Yes |  | 2022-11-28 |  | Non-lead
007058 | 1709 ROSE ST |  | Copper | Yes |  | 2022-08-31 |  | PVC | 1956 | Yes |  | 2022-08-31 |  | Non-lead
007061 | 7074 OVERSEAS HWY |  | Copper | Yes |  | 2023-04-17 |  | PVC | 1954 | Yes |  | 2023-04-17 |  | Non-lead
007062 | 5 & 6 11722 2ND OCEAN AVE |  | Polytube | Yes |  | 2022-08-30 |  | PVC | 1958 | Yes |  | 2022-08-30 |  | Non-lead
007063 | 92099 OVERSEAS HWY |  | Polytube | Yes |  | 2023-02-13 |  | PVC | 1962 | Yes |  | 2023-02-13 |  | Non-lead
007065 | 1506 ROSE ST |  | Polytube | Yes |  | 2022-08-31 |  | PVC | 1984 | Yes |  | 2022-08-31 |  | Non-lead
007066 | 1509 PATRICIA ST |  | Polytube | Yes |  | 2023-04-26 |  | PVC | 1963 | Yes |  | 2023-04-26 |  | Non-lead
007068 | 86560 OVERSEAS HWY |  | Polytube | Yes |  | 2022-06-13 |  | PVC | 1928 | Yes |  | 2022-06-13 |  | Non-lead
007070 | UNIT REAR 312 CATHERINE ST |  | Polytube | Yes |  | 2022-06-21 |  | PVC | 1938 | Yes |  | 2022-06-21 |  | Non-lead
007071 | APT 3 709 EMMA ST |  | Unknown, Non-Lead | Yes |  | 2020-08-31 |  | Unknown, Non-Lead | 1992 | Yes |  | 2020-08-31 |  | Non-lead
007072 | APT 1 709 EMMA ST |  | Unknown, Non-Lead | Yes |  | 2018-06-08 |  | Unknown, Non-Lead | 1992 | Yes |  | 2018-06-08 |  | Non-lead
007073 | APT 2 709 EMMA ST |  | Unknown, Non-Lead | Yes |  | 2021-04-09 |  | Unknown, Non-Lead | 1992 | Yes |  | 2021-04-09 |  | Non-lead
007074 | 209 28TH OCEAN ST |  | Polytube | Yes |  | 2024-02-08 |  | PVC | 1958 | Yes |  | 2024-02-08 |  | Non-lead
007076 | 42 SIR FRANCIS DRAKE DR |  | Unknown, Non-Lead | Yes |  | 2019-08-12 |  | Unknown, Non-Lead | 1993 | Yes |  | 2019-08-12 |  | Non-lead
007077 | 99343 OVERSEAS HWYL47&48 B10 134 |  | Polytube | Yes |  | 2023-01-31 |  | PVC | 1958 | Yes |  | 2023-01-31 |  | Non-lead
007078 | 2508 SEIDENBERG AVE |  | Polytube | Yes |  | 2024-02-07 |  | Copper | 1963 | Yes |  | 2024-02-07 |  | Non-lead
007080 | 31507 E AVE |  | Polytube | Yes |  | 2023-01-19 |  | PVC | 2017 | Yes |  | 2023-01-19 |  | Non-lead
007081 | 31455 AVENUE A |  | Polytube | Yes |  | 2023-05-23 |  | PVC | 2007 | Yes |  | 2023-05-23 |  | Non-lead
007082 | 937 FLEMING ST |  | Polytube | Yes |  | 2022-12-02 |  | PVC | 1933 | Yes |  | 2022-12-02 |  | Non-lead
007083 | 371 111TH OCEAN ST |  | Unknown | Yes |  | 2022-09-09 |  | PVC | 1951 | Yes |  | 2022-09-09 |  | Lead Status Unknown
007084 | 309 111TH OCEAN ST |  | Copper | Yes |  | 2022-10-26 |  | PVC | 1951 | Yes |  | 2022-10-26 |  | Non-lead
007085 | 30434 OLEANDER BLVD |  | Polytube | Yes |  | 2024-08-23 |  | PVC | 1933 | Yes |  | 2024-08-23 |  | Non-lead
007086 | 3 DAVIS LN |  | Polytube | Yes |  | 2022-07-07 |  | PVC | 1958 | Yes |  | 2022-07-07 |  | Non-lead
007087 | 82754 OVERSEAS HWY |  | Copper | Yes |  | 2023-04-27 |  | PVC | 1971 | Yes |  | 2023-04-27 |  | Non-lead
007088 | 122 PALM LN |  | Polytube | Yes |  | 2022-06-07 |  | PVC | 1958 | Yes |  | 2022-06-07 |  | Non-lead
007089 | 102 PLANTATION BLVD |  | Polytube | Yes |  | 2022-06-03 |  | PVC | 1950 | Yes |  | 2022-06-03 |  | Non-lead
007090 | 1222 WHITE ST |  | Polytube | Yes |  | 2023-03-23 |  | PVC | 1982 | Yes |  | 2023-03-23 |  | Non-lead
007092 | 1711 SEMINARY ST |  | Polytube | Yes |  | 2024-03-01 |  | PVC | 1958 | Yes |  | 2024-03-01 |  | Non-lead
007094 | 30425 POINCIANA RD |  | Polytube | Yes |  | 2022-11-15 |  | PVC | 1952 | Yes |  | 2022-11-15 |  | Non-lead
007095 | 116 S BAY HARBOR DR |  | Polytube | Yes |  | 2024-07-03 |  | PVC | 1961 | Yes |  | 2024-07-03 |  | Non-lead
007097 | 255 GUAVA AVE |  | Polytube | Yes |  | 2022-10-22 |  | PVC | 1956 | Yes |  | 2022-10-22 |  | Non-lead
007098 | 114 ANGELA ST |  | Polytube | Yes |  | 2022-07-11 |  | PVC | 1938 | Yes |  | 2022-07-11 |  | Non-lead
007099 | 3532 SUNRISE DR |  | Polytube | Yes |  | 2023-08-21 |  | PVC | 2011 | Yes |  | 2023-08-21 |  | Non-lead
007100 | APT 180A & B 3215 DUCK AVE |  | PVC | Yes |  | 2022-06-22 |  | PVC | 1945 | Yes |  | 2022-06-22 |  | Non-lead
007102 | APT 180C 3215 DUCK AVE |  | PVC | Yes |  | 2022-06-22 |  | PVC | 1945 | Yes |  | 2022-06-22 |  | Non-lead
007103 | APT 180D&E 3215 DUCK AVE |  | PVC | Yes |  | 2022-06-22 |  | PVC | 1945 | Yes |  | 2022-06-22 |  | Non-lead
007106 | APT 180F & G 3215 DUCK AVE |  | PVC | Yes |  | 2022-06-22 |  | PVC | 1945 | Yes |  | 2022-06-22 |  | Non-lead
007108 | APT 180H & I 3215 DUCK AVE |  | Polytube | Yes |  | 2022-06-22 |  | Galvanized | 1945 | Yes |  | 2022-06-22 | Behind master meter is customer responsibility. | Galvanized Requiring Replacement
007110 | APT 180J & K 3215 DUCK AVE |  | PVC | Yes |  | 2022-06-22 |  | PVC | 1945 | Yes |  | 2022-06-22 |  | Non-lead
007111 | APT 180L 3215 DUCK AVE |  | Polytube | Yes |  | 2022-06-22 |  | Galvanized | 1945 | Yes |  | 2022-06-22 | Behind master meter is customer responsibility. | Galvanized Requiring Replacement
007112 | APT 181A 3215 DUCK AVE |  | Polytube | Yes |  | 2022-06-22 |  | Galvanized | 1945 | Yes |  | 2022-06-22 | Behind master meter is customer responsibility. | Galvanized Requiring Replacement
007114 | APT 181B & C 3215 DUCK AVE |  | PVC | Yes |  | 2025-01-29 |  | Galvanized | 1945 | Yes |  | 2025-01-29 |  | Galvanized Requiring Replacement
007116 | APT 181D&E 3215 DUCK AVE |  | Polytube | Yes |  | 2024-01-31 |  | Galvanized | 1945 | Yes |  | 2024-01-31 | Behind master meter is customer responsibility. | Galvanized Requiring Replacement
007117 | APT 181F 3215 DUCK AVE |  | Polytube | Yes |  | 2022-06-22 |  | Galvanized | 1945 | Yes |  | 2022-06-22 | Behind master meter is customer responsibility. | Galvanized Requiring Replacement
007118 | APT 181G 3215 DUCK AVE |  | PVC | Yes |  | 2022-06-22 |  | PVC | 1945 | Yes |  | 2022-06-22 |  | Non-lead
007120 | APT 181H & I 3215 DUCK AVE |  | Polytube | Yes |  | 2022-06-22 |  | Galvanized | 1945 | Yes |  | 2022-06-22 | Behind master meter is customer responsibility. | Galvanized Requiring Replacement
007122 | APT 181J & K 3215 DUCK AVE |  | Polytube | Yes |  | 2022-06-22 |  | Galvanized | 1945 | Yes |  | 2022-06-22 | Behind master meter is customer responsibility. | Galvanized Requiring Replacement
007123 | APT 181L 3215 DUCK AVE |  | Polytube | Yes |  | 2023-06-21 |  | Galvanized | 1945 | Yes |  | 2023-06-21 | Behind master meter is customer responsibility. | Galvanized Requiring Replacement
007124 | APT 182A 3215 DUCK AVE |  | Polytube | Yes |  | 2022-06-22 |  | Galvanized | 1945 | Yes |  | 2022-06-22 | Behind master meter is customer responsibility. | Galvanized Requiring Replacement
007125 | APT 182B 3215 DUCK AVE |  | Polytube | Yes |  | 2023-10-27 |  | Galvanized | 1945 | Yes |  | 2023-10-27 | Behind master meter is customer responsibility. | Galvanized Requiring Replacement
007126 | APT 182C 3215 DUCK AVE |  | Polytube | Yes |  | 2024-04-04 |  | Galvanized | 1945 | Yes |  | 2024-04-04 | Behind master meter is customer responsibility. | Galvanized Requiring Replacement
007127 | APT 182D 3215 DUCK AVE |  | Polytube | Yes |  | 2022-06-22 |  | Galvanized | 1945 | Yes |  | 2022-06-22 | Behind master meter is customer responsibility. | Galvanized Requiring Replacement
007128 | APT 182E 3215 DUCK AVE |  | Polytube | Yes |  | 2024-10-01 |  | Galvanized | 1945 | Yes |  | 2024-10-01 | Behind master meter is customer responsibility. | Galvanized Requiring Replacement
007129 | APT 182F 3215 DUCK AVE |  | Polytube | Yes |  | 2022-06-22 |  | Galvanized | 1945 | Yes |  | 2022-06-22 | Behind master meter is customer responsibility. | Galvanized Requiring Replacement
007130 | APT 183A 3215 DUCK AVE |  | Polytube | Yes |  | 2022-06-22 |  | Galvanized | 1945 | Yes |  | 2022-06-22 | Behind master meter is customer responsibility. | Galvanized Requiring Replacement
007131 | APT 183B 3215 DUCK AVE |  | Polytube | Yes |  | 2022-06-22 |  | Galvanized | 1945 | Yes |  | 2022-06-22 | Behind master meter is customer responsibility. | Galvanized Requiring Replacement
007132 | APT 183C 3215 DUCK AVE |  | Polytube | Yes |  | 2022-06-22 |  | Galvanized | 1945 | Yes |  | 2022-06-22 | Behind master meter is customer responsibility. | Galvanized Requiring Replacement
007133 | APT 183D 3215 DUCK AVE |  | Polytube | Yes |  | 2024-09-30 |  | Galvanized | 1945 | Yes |  | 2024-09-30 | Behind master meter is customer responsibility. | Galvanized Requiring Replacement
007134 | APT 183E 3215 DUCK AVE |  | Polytube | Yes |  | 2022-06-22 |  | Galvanized | 1945 | Yes |  | 2022-06-22 | Behind master meter is customer responsibility. | Galvanized Requiring Replacement
007135 | APT 183F 3215 DUCK AVE |  | Polytube | Yes |  | 2024-06-24 |  | Galvanized | 1945 | Yes |  | 2024-06-24 | Behind master meter is customer responsibility. | Galvanized Requiring Replacement
007164 | APT 200A 3215 DUCK AVE |  | Polytube | Yes |  | 2022-06-22 |  | Galvanized | 1945 | Yes |  | 2022-06-22 | Behind master meter is customer responsibility. | Galvanized Requiring Replacement
007165 | APT 200B 3215 DUCK AVE |  | Polytube | Yes |  | 2022-06-22 |  | Galvanized | 1945 | Yes |  | 2022-06-22 | Behind master meter is customer responsibility. | Galvanized Requiring Replacement
007166 | APT 200C 3215 DUCK AVE |  | Polytube | Yes |  | 2022-06-22 |  | Galvanized | 1945 | Yes |  | 2022-06-22 | Behind master meter is customer responsibility. | Galvanized Requiring Replacement
007167 | APT 200D 3215 DUCK AVE |  | PVC | Yes |  | 2025-02-15 |  | Galvanized | 1945 | Yes |  | 2025-02-15 |  | Galvanized Requiring Replacement
007168 | APT 200E 3215 DUCK AVE |  | PVC | Yes |  | 2025-02-20 |  | Galvanized | 1945 | Yes |  | 2025-02-20 |  | Galvanized Requiring Replacement
007169 | APT 200F 3215 DUCK AVE |  | PVC | Yes |  | 2025-02-20 |  | Galvanized | 1945 | Yes |  | 2025-02-20 |  | Galvanized Requiring Replacement
007170 | APT 201A 3215 DUCK AVE |  | Polytube | Yes |  | 2024-04-30 |  | Galvanized | 1945 | Yes |  | 2024-04-30 | Behind master meter is customer responsibility. | Galvanized Requiring Replacement
007171 | APT 201B 3215 DUCK AVE |  | PVC | Yes |  | 2022-06-22 |  | PVC | 1945 | Yes |  | 2022-06-22 |  | Non-lead
007172 | APT 201C 3215 DUCK AVE |  | PVC | Yes |  | 2022-06-22 |  | PVC | 1945 | Yes |  | 2022-06-22 |  | Non-lead
007173 | APT 201D 3215 DUCK AVE |  | Polytube | Yes |  | 2022-06-22 |  | Galvanized | 1945 | Yes |  | 2022-06-22 | Behind master meter is customer responsibility. | Galvanized Requiring Replacement
007174 | APT 201E 3215 DUCK AVE |  | Polytube | Yes |  | 2022-06-22 |  | Galvanized | 1945 | Yes |  | 2022-06-22 | Behind master meter is customer responsibility. | Galvanized Requiring Replacement
007175 | APT 201F 3215 DUCK AVE |  | PVC | Yes |  | 2022-06-22 |  | PVC | 1945 | Yes |  | 2022-06-22 |  | Non-lead
007176 | APT 202A 3215 DUCK AVE |  | Polytube | Yes |  | 2022-06-22 |  | Galvanized | 1945 | Yes |  | 2022-06-22 | Behind master meter is customer responsibility. | Galvanized Requiring Replacement
007177 | APT 202B 3215 DUCK AVE |  | PVC | Yes |  | 2022-06-22 |  | PVC | 1945 | Yes |  | 2022-06-22 |  | Non-lead
007178 | APT 202C 3215 DUCK AVE |  | Polytube | Yes |  | 2022-06-22 |  | Galvanized | 1945 | Yes |  | 2022-06-22 | Behind master meter is customer responsibility. | Galvanized Requiring Replacement
007179 | APT 202D 3215 DUCK AVE |  | Polytube | Yes |  | 2022-06-22 |  | Galvanized | 1945 | Yes |  | 2022-06-22 | Behind master meter is customer responsibility. | Galvanized Requiring Replacement
007180 | APT 202E 3215 DUCK AVE |  | Polytube | Yes |  | 2022-06-22 |  | Galvanized | 1945 | Yes |  | 2022-06-22 | Behind master meter is customer responsibility. | Galvanized Requiring Replacement
007181 | APT 202F 3215 DUCK AVE |  | Unknown | No |  |  |  | PVC | 1945 | No |  |  |  | Lead Status Unknown
007182 | APT 203A 3215 DUCK AVE |  | PVC | Yes |  | 2025-02-20 |  | Galvanized | 1945 | Yes |  | 2025-02-20 |  | Galvanized Requiring Replacement
007183 | APT 203B 3215 DUCK AVE |  | PVC | Yes |  | 2025-02-20 |  | Galvanized | 1945 | Yes |  | 2025-02-20 |  | Galvanized Requiring Replacement
007184 | APT 203C 3215 DUCK AVE |  | PVC | Yes |  | 2025-02-20 |  | Galvanized | 1945 | Yes |  | 2025-02-20 |  | Galvanized Requiring Replacement
007185 | APT 203D 3215 DUCK AVE |  | PVC | Yes |  | 2022-06-22 |  | Galvanized | 1945 | Yes |  | 2022-06-22 |  | Galvanized Requiring Replacement
007186 | APT 203E 3215 DUCK AVE |  | Polytube | Yes |  | 2022-06-22 |  | Galvanized | 1945 | Yes |  | 2022-06-22 | Behind master meter is customer responsibility. | Galvanized Requiring Replacement
007187 | APT 203F 3215 DUCK AVE |  | Polytube | Yes |  | 2022-06-22 |  | Galvanized | 1945 | Yes |  | 2022-06-22 | Behind master meter is customer responsibility. | Galvanized Requiring Replacement
007216 | APT 220A 3215 DUCK AVE |  | Polytube | Yes |  | 2022-06-22 |  | Galvanized | 1945 | Yes |  | 2022-06-22 | Behind master meter is customer responsibility. | Galvanized Requiring Replacement
007217 | APT 220B 3215 DUCK AVE |  | Polytube | Yes |  | 2022-06-22 |  | Galvanized | 1945 | Yes |  | 2022-06-22 | Behind master meter is customer responsibility. | Galvanized Requiring Replacement
007218 | APT 220C 3215 DUCK AVE |  | Polytube | Yes |  | 2024-03-25 |  | Galvanized | 1945 | Yes |  | 2024-03-25 | Behind master meter is customer responsibility. | Galvanized Requiring Replacement
007219 | APT 220D 3215 DUCK AVE |  | Polytube | Yes |  | 2024-03-25 |  | Galvanized | 1945 | Yes |  | 2024-03-25 | Behind master meter is customer responsibility. | Galvanized Requiring Replacement
007220 | APT 220E 3215 DUCK AVE |  | Polytube | Yes |  | 2022-06-22 |  | PVC | 1945 | Yes |  | 2022-06-22 |  | Non-lead
007221 | APT 220F 3215 DUCK AVE |  | Polytube | Yes |  | 2022-06-22 |  | Galvanized | 1945 | Yes |  | 2022-06-22 | Behind master meter is customer responsibility. | Galvanized Requiring Replacement
007222 | APT 221A 3215 DUCK AVE |  | PVC | Yes |  | 2022-06-22 |  | PVC | 1945 | Yes |  | 2022-06-22 |  | Non-lead
007223 | APT 221B 3215 DUCK AVE |  | Polytube | Yes |  | 2022-06-22 |  | Galvanized | 1945 | Yes |  | 2022-06-22 | Behind master meter is customer responsibility. | Galvanized Requiring Replacement
007224 | APT 221C 3215 DUCK AVE |  | Polytube | Yes |  | 2022-06-22 |  | Galvanized | 1945 | Yes |  | 2022-06-22 | Behind master meter is customer responsibility. | Galvanized Requiring Replacement
007225 | APT 221D 3215 DUCK AVE |  | Polytube | Yes |  | 2022-06-22 |  | Galvanized | 1945 | Yes |  | 2022-06-22 | Behind master meter is customer responsibility. | Galvanized Requiring Replacement
007226 | APT 221E 3215 DUCK AVE |  | Polytube | Yes |  | 2023-11-22 |  | Galvanized | 1945 | Yes |  | 2023-11-22 | Behind master meter is customer responsibility. | Galvanized Requiring Replacement
007227 | APT 221F 3215 DUCK AVE |  | Polytube | Yes |  | 2022-06-22 |  | Galvanized | 1945 | Yes |  | 2022-06-22 | Behind master meter is customer responsibility. | Galvanized Requiring Replacement
007228 | APT 222A 3215 DUCK AVE |  | Polytube | Yes |  | 2022-06-22 |  | Galvanized | 1945 | Yes |  | 2022-06-22 | Behind master meter is customer responsibility. | Galvanized Requiring Replacement
007229 | APT 222B 3215 DUCK AVE |  | Polytube | Yes |  | 2022-06-22 |  | Galvanized | 1945 | Yes |  | 2022-06-22 | Behind master meter is customer responsibility. | Galvanized Requiring Replacement
007230 | APT 222C 3215 DUCK AVE |  | Polytube | No |  |  |  | PVC | 1945 | No |  |  |  | Non-lead
007231 | APT 222D 3215 DUCK AVE |  | Polytube | Yes |  | 2022-06-22 |  | Galvanized | 1945 | Yes |  | 2022-06-22 | Behind master meter is customer responsibility. | Galvanized Requiring Replacement
007232 | APT 222E 3215 DUCK AVE |  | Polytube | Yes |  | 2022-06-22 |  | Galvanized | 1945 | Yes |  | 2022-06-22 | Behind master meter is customer responsibility. | Galvanized Requiring Replacement
007233 | APT 222F 3215 DUCK AVE |  | PVC | Yes |  | 2022-06-22 |  | PVC | 1945 | Yes |  | 2022-06-22 |  | Non-lead
007234 | APT 223A 3215 DUCK AVE |  | Polytube | Yes |  | 2022-06-22 |  | Galvanized | 1945 | Yes |  | 2022-06-22 | Behind master meter is customer responsibility. | Galvanized Requiring Replacement
007235 | APT 223B 3215 DUCK AVE |  | Polytube | Yes |  | 2022-06-22 |  | Galvanized | 1945 | Yes |  | 2022-06-22 | Behind master meter is customer responsibility. | Galvanized Requiring Replacement
007236 | APT 223C 3215 DUCK AVE |  | Polytube | Yes |  | 2022-06-22 |  | Galvanized | 1945 | Yes |  | 2022-06-22 | Behind master meter is customer responsibility. | Galvanized Requiring Replacement
007237 | APT 223D 3215 DUCK AVE |  | Polytube | Yes |  | 2022-06-22 |  | Galvanized | 1945 | Yes |  | 2022-06-22 | Behind master meter is customer responsibility. | Galvanized Requiring Replacement
007238 | APT 223E 3215 DUCK AVE |  | Polytube | Yes |  | 2022-06-22 |  | Galvanized | 1945 | Yes |  | 2022-06-22 | Behind master meter is customer responsibility. | Galvanized Requiring Replacement
007239 | APT 223F 3215 DUCK AVE |  | Polytube | Yes |  | 2022-06-22 |  | Galvanized | 1945 | Yes |  | 2022-06-22 | Behind master meter is customer responsibility. | Galvanized Requiring Replacement
007276 | APT 240A 3215 DUCK AVE |  | Polytube | Yes |  | 2022-06-22 |  | Galvanized | 1945 | Yes |  | 2022-06-22 | Behind master meter is customer responsibility. | Galvanized Requiring Replacement
007277 | APT 240B 3215 DUCK AVE |  | Polytube | Yes |  | 2022-06-22 |  | Galvanized | 1945 | Yes |  | 2022-06-22 | Behind master meter is customer responsibility. | Galvanized Requiring Replacement
007278 | APT 240C 3215 DUCK AVE |  | Polytube | Yes |  | 2022-06-22 |  | Galvanized | 1945 | Yes |  | 2022-06-22 | Behind master meter is customer responsibility. | Galvanized Requiring Replacement
007279 | APT 240D 3215 DUCK AVE |  | Polytube | Yes |  | 2022-06-22 |  | Galvanized | 1945 | Yes |  | 2022-06-22 | Behind master meter is customer responsibility. | Galvanized Requiring Replacement
007280 | APT 240E 3215 DUCK AVE |  | Polytube | Yes |  | 2024-01-17 |  | Galvanized | 1945 | Yes |  | 2024-01-17 | Behind master meter is customer responsibility. | Galvanized Requiring Replacement
007281 | APT 240F 3215 DUCK AVE |  | Polytube | Yes |  | 2022-06-22 |  | Galvanized | 1945 | Yes |  | 2022-06-22 | Behind master meter is customer responsibility. | Galvanized Requiring Replacement
007282 | 3352 PEARL AVE |  | Unknown, Non-Lead | No |  |  |  | Unknown, Non-Lead | 1996 | No |  |  |  | Non-lead
007284 | 3351 FLAGLER AVE |  | Polytube | Yes |  | 2023-09-20 |  | PVC | 1996 | Yes |  | 2023-09-20 |  | Non-lead
007286 | 3350 PEARL AVE |  | Unknown, Non-Lead | Yes |  | 2021-02-16 |  | Unknown, Non-Lead | 1996 | Yes |  | 2021-02-16 |  | Non-lead
007287 | 3349 FLAGLER AVE |  | Unknown, Non-Lead | No |  |  |  | Unknown, Non-Lead | 1996 | No |  |  |  | Non-lead
007289 | 3348 PEARL AVE |  | Unknown, Non-Lead | Yes |  | 2023-07-19 |  | Unknown, Non-Lead | 1996 | Yes |  | 2023-07-19 |  | Non-lead
007290 | 3347 FLAGLER AVE |  | Polytube | Yes |  | 2023-05-17 |  | PVC | 1996 | Yes |  | 2023-05-17 |  | Non-lead
007291 | 3346 PEARL AVE |  | Unknown, Non-Lead | No |  |  |  | Unknown, Non-Lead | 1996 | No |  |  |  | Non-lead
007302 | 3344 PEARL AVE |  | Unknown, Non-Lead | Yes |  | 2021-02-16 |  | Unknown, Non-Lead | 1996 | Yes |  | 2021-02-16 |  | Non-lead
007303 | 3345 FLAGLER AVE |  | Unknown, Non-Lead | Yes |  | 2022-05-02 |  | Unknown, Non-Lead | 1996 | Yes |  | 2022-05-02 |  | Non-lead
007304 | 3343 FLAGLER AVE |  | Unknown, Non-Lead | Yes |  | 2024-09-17 |  | Unknown, Non-Lead | 1996 | Yes |  | 2024-09-17 |  | Non-lead
007351 | 3359 FLAGLER AVE |  | Polytube | Yes |  | 2023-07-21 |  | Copper | 1980 | Yes |  | 2023-07-21 |  | Non-lead
007352 | 3361 FLAGLER AVE |  | Polytube | Yes |  | 2023-12-20 |  | Copper | 1980 | Yes |  | 2023-12-20 |  | Non-lead
007353 | 3363 FLAGLER AVE |  | Polytube | Yes |  | 2023-05-04 |  | PVC | 1980 | Yes |  | 2023-05-04 |  | Non-lead
007354 | 3362 PEARL AVE |  | Polytube | Yes |  | 2022-07-18 |  | PVC | 1980 | Yes |  | 2022-07-18 |  | Non-lead
007355 | 3360 PEARL AVE |  | Polytube | Yes |  | 2022-07-18 |  | Copper | 1980 | Yes |  | 2022-07-18 |  | Non-lead
007356 | 3358 PEARL AVE |  | Polytube | Yes |  | 2024-01-26 |  | Copper | 1980 | Yes |  | 2024-01-26 |  | Non-lead
007358 | 3365 FLAGLER AVE |  | Polytube | Yes |  | 2023-04-18 |  | PVC | 1980 | Yes |  | 2023-04-18 |  | Non-lead
007359 | 3367 FLAGLER AVE |  | Polytube | Yes |  | 2024-07-15 |  | PVC | 1980 | Yes |  | 2024-07-15 |  | Non-lead
007363 | #57 3303 EAGLE AVE |  | Polytube | Yes |  | 2022-06-15 |  | PVC | 1985 | Yes |  | 2022-06-15 |  | Non-lead
007368 | 3366 PEARL AVE |  | Polytube | Yes |  | 2024-07-02 |  | PVC | 1980 | Yes |  | 2024-07-02 |  | Non-lead
007369 | 3364 PEARL AVE |  | Polytube | Yes |  | 2024-01-19 |  | PVC | 1980 | Yes |  | 2024-01-19 |  | Non-lead
007375 | 96 PARKER DR |  | Polytube | Yes |  | 2022-05-20 |  | PVC | 1968 | Yes |  | 2022-05-20 |  | Non-lead
007382 | 3207 EAGLE AVE |  | Polytube | Yes |  | 2022-06-15 |  | PVC | 1984 | Yes |  | 2022-06-15 |  | Non-lead
007384 | 3209 EAGLE AVE |  | Polytube | Yes |  | 2022-06-15 |  | PVC | 1984 | Yes |  | 2022-06-15 |  | Non-lead
007395 | 3319 HARRIET AVE |  | Polytube | Yes |  | 2024-06-24 |  | PVC | 1986 | Yes |  | 2024-06-24 |  | Non-lead
007406 | #41 3216 HARRIET AVE |  | Polytube | Yes |  | 2022-07-19 |  | PVC | 1984 | Yes |  | 2022-07-19 |  | Non-lead
007408 | #6 3310 DUCK AVE |  | Polytube | Yes |  | 2023-05-04 |  | PVC | 1985 | Yes |  | 2023-05-04 |  | Non-lead
007410 | 3301 PEARL AVE |  | Polytube | Yes |  | 2022-07-18 |  | PVC | 1987 | Yes |  | 2022-07-18 |  | Non-lead
007412 | 3305 PEARL AVE |  | Polytube | Yes |  | 2023-04-12 |  | PVC | 1987 | Yes |  | 2023-04-12 |  | Non-lead
007414 | 3309 PEARL AVE |  | Polytube | Yes |  | 2022-07-18 |  | PVC | 1987 | Yes |  | 2022-07-18 |  | Non-lead
007417 | 3313 PEARL AVE |  | Polytube | Yes |  | 2022-07-18 |  | PVC | 1987 | Yes |  | 2022-07-18 |  | Non-lead
007418 | 3319 PEARL AVE |  | Polytube | Yes |  | 2022-07-18 |  | PVC | 1987 | Yes |  | 2022-07-18 |  | Non-lead
007430 | 3321 PEARL AVE |  | Polytube | Yes |  | 2023-07-13 |  | PVC | 1987 | Yes |  | 2023-07-13 |  | Non-lead
007431 | 3323 PEARL AVE |  | Polytube | Yes |  | 2022-07-18 |  | PVC | 1987 | Yes |  | 2022-07-18 |  | Non-lead
007432 | 3325 PEARL AVE |  | Polytube | Yes |  | 2022-07-18 |  | PVC | 1987 | Yes |  | 2022-07-18 |  | Non-lead
007433 | 3327 PEARL AVE |  | Polytube | Yes |  | 2022-07-18 |  | PVC | 1987 | Yes |  | 2022-07-18 |  | Non-lead
007438 | 3329 PEARL AVE |  | Polytube | Yes |  | 2022-07-18 |  | PVC | 1980 | Yes |  | 2022-07-18 |  | Non-lead
007439 | 3331 PEARL AVE |  | Polytube | Yes |  | 2022-07-18 |  | PVC | 1980 | Yes |  | 2022-07-18 |  | Non-lead
007440 | 3317 PEARL AVE |  | Polytube | Yes |  | 2024-09-25 |  | PVC | 1987 | Yes |  | 2024-09-25 |  | Non-lead
007441 | 3315 PEARL AVE |  | Polytube | Yes |  | 2024-08-08 |  | PVC | 1987 | Yes |  | 2024-08-08 |  | Non-lead
007447 | 3311 PEARL AVE |  | Polytube | Yes |  | 2023-05-04 |  | Copper | 1987 | Yes |  | 2023-05-04 |  | Non-lead
007448 | 3307 PEARL AVE |  | Unknown, Non-Lead | Yes |  | 2021-08-26 |  | Unknown, Non-Lead | 1988 | Yes |  | 2021-08-26 |  | Non-lead
007449 | 3303 PEARL AVE |  | Polytube | Yes |  | 2023-07-25 |  | Copper | 1987 | Yes |  | 2023-07-25 |  | Non-lead
007452 | #55 3307 EAGLE AVE |  | Polytube | Yes |  | 2022-06-15 |  | PVC | 1985 | Yes |  | 2022-06-15 |  | Non-lead
007453 | #54 3309 EAGLE AVE |  | Polytube | Yes |  | 2022-06-15 |  | PVC | 1985 | Yes |  | 2022-06-15 |  | Non-lead
007454 | #52 3313 EAGLE AVE |  | Polytube | Yes |  | 2022-06-15 |  | PVC | 1987 | Yes |  | 2022-06-15 |  | Non-lead
007456 | 3325 EAGLE AVE |  | Polytube | Yes |  | 2023-08-08 |  | PVC | 1986 | Yes |  | 2023-08-08 |  | Non-lead
007459 | #63 3203 EAGLE AVE |  | Polytube | Yes |  | 2022-07-25 |  | PVC | 1984 | Yes |  | 2022-07-25 |  | Non-lead
007460 | 3205 EAGLE AVE |  | Polytube | Yes |  | 2022-06-15 |  | PVC | 1984 | Yes |  | 2022-06-15 |  | Non-lead
007463 | 3211 EAGLE AVE |  | Polytube | Yes |  | 2022-06-15 |  | PVC | 1984 | Yes |  | 2022-06-15 |  | Non-lead
007464 | #58 3213 EAGLE AVE |  | Polytube | Yes |  | 2024-07-10 |  | PVC | 1984 | Yes |  | 2024-07-10 |  | Non-lead
007465 | 3215 EAGLE AVE |  | Polytube | Yes |  | 2022-06-15 |  | PVC | 1984 | Yes |  | 2022-06-15 |  | Non-lead
007467 | 3219 EAGLE AVE |  | Polytube | Yes |  | 2022-06-15 |  | PVC | 1984 | Yes |  | 2022-06-15 |  | Non-lead
007468 | 3218 HARRIET AVE |  | Polytube | Yes |  | 2024-04-24 |  | PVC | 1984 | Yes |  | 2024-04-24 |  | Non-lead
007470 | 3214 HARRIET AVE |  | Polytube | Yes |  | 2022-06-17 |  | PVC | 1984 | Yes |  | 2022-06-17 |  | Non-lead
007471 | #39 3212 HARRIET AVE |  | Polytube | Yes |  | 2023-04-18 |  | PVC | 1984 | Yes |  | 2023-04-18 |  | Non-lead
007472 | 3210 HARRIET AVE |  | Polytube | Yes |  | 2022-07-19 |  | PVC | 1984 | Yes |  | 2022-07-19 |  | Non-lead
007473 | 3208 HARRIET AVE |  | Polytube | Yes |  | 2022-07-19 |  | PVC | 1984 | Yes |  | 2022-07-19 |  | Non-lead
007474 | 3206 HARRIET AVE |  | Polytube | Yes |  | 2022-07-19 |  | PVC | 1984 | Yes |  | 2022-07-19 |  | Non-lead
007475 | 3204 HARRIET AVE |  | Polytube | Yes |  | 2023-08-25 |  | PVC | 1984 | Yes |  | 2023-08-25 |  | Non-lead
007478 | APT 3221 EAGLE AVE |  | Polytube | Yes |  | 2022-06-15 |  | PVC | 1984 | Yes |  | 2022-06-15 |  | Non-lead
007479 | #53 3223 EAGLE AVE |  | Polytube | Yes |  | 2022-06-15 |  | PVC | 1984 | Yes |  | 2022-06-15 |  | Non-lead
007480 | 3225 EAGLE AVE |  | Polytube | Yes |  | 2022-06-15 |  | PVC | 1984 | Yes |  | 2022-06-15 |  | Non-lead
007481 | 3227 EAGLE AVE |  | Polytube | Yes |  | 2022-06-15 |  | PVC | 1984 | Yes |  | 2022-06-15 |  | Non-lead
007482 | #46 3226 HARRIET AVE |  | Polytube | Yes |  | 2022-08-10 |  | Polytube | 1984 | Yes |  | 2022-08-10 |  | Non-lead
007483 | #45 3224 HARRIET AVE |  | Polytube | Yes |  | 2024-06-20 |  | Polytube | 1984 | Yes |  | 2024-06-20 |  | Non-lead
007484 | 3222 HARRIET AVE |  | Polytube | Yes |  | 2019-09-30 |  | PVC | 1984 | Yes |  | 2019-09-30 |  | Non-lead
007485 | #43 3220 HARRIET AVE |  | Polytube | Yes |  | 2024-07-11 |  | PVC | 1984 | Yes |  | 2024-07-11 |  | Non-lead
007487 | 3231 EAGLE AVE |  | Polytube | Yes |  | 2022-06-15 |  | PVC | 1984 | Yes |  | 2022-06-15 |  | Non-lead
007490 | 3200 HARRIET AVE |  | Polytube | Yes |  | 2022-07-19 |  | PVC | 1984 | Yes |  | 2022-07-19 |  | Non-lead
007491 | 3201 HARRIET AVE |  | Polytube | Yes |  | 2023-04-21 |  | PVC | 1984 | Yes |  | 2023-04-21 |  | Non-lead
007492 | #48 3230 HARRIET AVE |  | Polytube | Yes |  | 2022-07-19 |  | PVC | 1984 | Yes |  | 2022-07-19 |  | Non-lead
007493 | 3228 HARRIET AVE |  | Polytube | Yes |  | 2022-07-19 |  | PVC | 1984 | Yes |  | 2022-07-19 |  | Non-lead
007498 | #8 3314 DUCK AVE |  | Unknown | Yes |  | 2023-05-04 |  | PVC | 1985 | Yes |  | 2023-05-04 |  | Non-lead
007503 | #56 3217 EAGLE AVE |  | Polytube | Yes |  | 2023-03-31 |  | PVC | 1984 | Yes |  | 2023-03-31 |  | Non-lead
007510 | 3236 DUCK AVE |  | Polytube | Yes |  | 2022-07-19 |  | Polytube | 1984 | Yes |  | 2022-07-19 |  | Non-lead
007512 | UNIT 12 3242 DUCK AVE |  | Polytube | Yes |  | 2022-07-19 |  | PVC | 1984 | Yes |  | 2022-07-19 |  | Non-lead
007514 | #58 3301 EAGLE AVE |  | Polytube | Yes |  | 2022-06-15 |  | PVC | 1985 | Yes |  | 2022-06-15 |  | Non-lead
007517 | 3305 EAGLE AVE |  | Polytube | Yes |  | 2022-06-15 |  | PVC | 1985 | Yes |  | 2022-06-15 |  | Non-lead
007519 | 3311 EAGLE AVE |  | Polytube | Yes |  | 2022-06-15 |  | PVC | 1987 | Yes |  | 2022-06-15 |  | Non-lead
007521 | #51 3315 EAGLE AVE |  | Polytube | Yes |  | 2022-06-15 |  | PVC | 1987 | Yes |  | 2022-06-15 |  | Non-lead
007524 | 3318 HARRIET AVE |  | Polytube | Yes |  | 2023-03-14 |  | Copper | 1986 | Yes |  | 2023-03-14 |  | Non-lead
007526 | #40 3314 HARRIET AVE |  | Polytube | Yes |  | 2024-07-03 |  | PVC | 1987 | Yes |  | 2024-07-03 |  | Non-lead
007529 | 3308 HARRIET AVE |  | Polytube | Yes |  | 2023-05-04 |  | PVC | 1987 | Yes |  | 2023-05-04 |  | Non-lead
007530 | 3306 HARRIET AVE |  | Polytube | Yes |  | 2023-05-05 |  | PVC | 1985 | Yes |  | 2023-05-05 |  | Non-lead
007534 | 3321 EAGLE AVE |  | Polytube | Yes |  | 2022-06-15 |  | PVC | 1987 | Yes |  | 2022-06-15 |  | Non-lead
007535 | #47 3323 EAGLE AVE |  | Polytube | Yes |  | 2022-06-15 |  | PVC | 1986 | Yes |  | 2022-06-15 |  | Non-lead
007538 | 3300 HARRIET AVE |  | Polytube | Yes |  | 2023-07-21 |  | PVC | 1985 | Yes |  | 2023-07-21 |  | Non-lead
007540 | 3322 HARRIET AVE |  | Polytube | Yes |  | 2024-07-03 |  | PVC | 1986 | Yes |  | 2024-07-03 |  | Non-lead
007541 | 3320 HARRIET AVE |  | Polytube | Yes |  | 2023-05-04 |  | PVC | 1986 | Yes |  | 2023-05-04 |  | Non-lead
007543 | #45 3324 HARRIET AVE |  | Polytube | Yes |  | 2023-01-11 |  | PVC | 1986 | Yes |  | 2023-01-11 |  | Non-lead
007547 | #49 3319 EAGLE AVE |  | Polytube | Yes |  | 2022-06-15 |  | PVC | 1987 | Yes |  | 2022-06-15 |  | Non-lead
007548 | 3315 HARRIET AVE |  | Polytube | Yes |  | 2023-03-20 |  | PVC | 1985 | Yes |  | 2023-03-20 |  | Non-lead
007550 | 3310 HARRIET AVE |  | Polytube | Yes |  | 2024-02-26 |  | PVC | 1987 | Yes |  | 2024-02-26 |  | Non-lead
007551 | #21 3323 HARRIET AVE |  | Polytube | Yes |  | 2023-05-04 |  | PVC | 1986 | Yes |  | 2023-05-04 |  | Non-lead
007552 | #31 3303 HARRIET AVE |  | Polytube | Yes |  | 2023-05-04 |  | PVC | 1985 | Yes |  | 2023-05-04 |  | Non-lead
007553 | #34 3302 HARRIET AVE |  | Polytube | Yes |  | 2022-09-16 |  | PVC | 1985 | Yes |  | 2022-09-16 |  | Non-lead
007555 | 3317 EAGLE AVE |  | Polytube | Yes |  | 2024-04-18 |  | PVC | 1987 | Yes |  | 2024-04-18 |  | Non-lead
007556 | 3205 HARRIET AVE |  | Copper | Yes |  | 2020-10-23 |  | Polytube | 1984 | Yes |  | 2020-10-23 |  | Non-lead
007557 | #29 3207 HARRIET AVE |  | Polytube | Yes |  | 2023-09-20 |  | PVC | 1984 | Yes |  | 2023-09-20 |  | Non-lead
007558 | 3209 HARRIET AVE |  | Polytube | Yes |  | 2023-12-15 |  | PVC | 1984 | Yes |  | 2023-12-15 |  | Non-lead
007559 | 3211 HARRIET AVE |  | Polytube | Yes |  | 2022-07-19 |  | PVC | 1984 | Yes |  | 2022-07-19 |  | Non-lead
007562 | #24 3217 HARRIET AVE |  | Polytube | Yes |  | 2022-07-19 |  | PVC | 1984 | Yes |  | 2022-07-19 |  | Non-lead
007564 | #10 3238 DUCK AVE |  | Polytube | Yes |  | 2022-07-19 |  | Polytube | 1984 | Yes |  | 2022-07-19 |  | Non-lead
007568 | #6 3210 DUCK AVE |  | Polytube | Yes |  | 2024-06-27 |  | PVC | 1984 | Yes |  | 2024-06-27 |  | Non-lead
007569 | 3208 DUCK AVE |  | Polytube | Yes |  | 2022-07-19 |  | PVC | 1984 | Yes |  | 2022-07-19 |  | Non-lead
007574 | 3221 HARRIET AVE |  | Polytube | Yes |  | 2022-07-19 |  | PVC | 1984 | Yes |  | 2022-07-19 |  | Non-lead
007575 | #21 3223 HARRIET AVE |  | Polytube | Yes |  | 2022-07-19 |  | PVC | 1984 | Yes |  | 2022-07-19 |  | Non-lead
007576 | 3225 HARRIET AVE |  | Polytube | Yes |  | 2024-06-24 |  | PVC | 1984 | Yes |  | 2024-06-24 |  | Non-lead
007577 | 3227 HARRIET AVE |  | Polytube | Yes |  | 2022-07-19 |  | PVC | 1984 | Yes |  | 2022-07-19 |  | Non-lead
007578 | #14 3246 DUCK AVE |  | Polytube | Yes |  | 2022-07-19 |  | PVC | 1984 | Yes |  | 2022-07-19 |  | Non-lead
007581 | 3240 DUCK AVE |  | Polytube | Yes |  | 2022-07-19 |  | PVC | 1984 | Yes |  | 2022-07-19 |  | Non-lead
007582 | #18 3229 HARRIET AVE |  | Polytube | Yes |  | 2022-07-19 |  | PVC | 1984 | Yes |  | 2022-07-19 |  | Non-lead
007583 | 3231 HARRIET AVE |  | Polytube | Yes |  | 2023-02-21 |  | PVC | 1984 | Yes |  | 2023-02-21 |  | Non-lead
007584 | 3203 HARRIETT AVE |  | Polytube | Yes |  | 2022-10-11 |  | PVC | 1984 | Yes |  | 2022-10-11 |  | Non-lead
007585 | #34 3202 HARRIET AVE |  | Polytube | Yes |  | 2022-07-19 |  | PVC | 1984 | Yes |  | 2022-07-19 |  | Non-lead
007586 | UNIT 13 3244 DUCK AVE |  | Polytube | Yes |  | 2022-07-19 |  | PVC | 1984 | Yes |  | 2022-07-19 |  | Non-lead
007587 | 3250 DUCK AVE |  | Polytube | Yes |  | 2022-07-19 |  | PVC | 1984 | Yes |  | 2022-07-19 |  | Non-lead
007589 | 3248 DUCK AVE |  | Polytube | Yes |  | 2022-06-17 |  | PVC | 1984 | Yes |  | 2022-06-17 |  | Non-lead
007591 | #23 3219 HARRIETT AVE |  | Polytube | Yes |  | 2023-08-23 |  | PVC | 1984 | Yes |  | 2023-08-23 |  | Non-lead
007601 | 3206 DUCK AVE |  | Polytube | Yes |  | 2023-05-05 |  | PVC | 1984 | Yes |  | 2023-05-05 |  | Non-lead
007603 | 3204 DUCK AVE |  | Polytube | Yes |  | 2023-05-04 |  | PVC | 1984 | Yes |  | 2023-05-04 |  | Non-lead
007605 | 3202 DUCK AVE |  | Polytube | Yes |  | 2022-07-19 |  | PVC | 1984 | Yes |  | 2022-07-19 |  | Non-lead
007608 | 3200 DUCK AVE |  | Polytube | Yes |  | 2022-11-30 |  | PVC | 1984 | Yes |  | 2022-11-30 |  | Non-lead
007611 | 3301 HARRIET AVE |  | Polytube | Yes |  | 2023-05-04 |  | PVC | 1985 | Yes |  | 2023-05-04 |  | Non-lead
007613 | #29 3307 HARRIET AVE |  | Polytube | Yes |  | 2023-05-04 |  | PVC | 1985 | Yes |  | 2023-05-04 |  | Non-lead
007614 | #28 3309 HARRIET AVE |  | Polytube | Yes |  | 2024-03-22 |  | PVC | 1985 | Yes |  | 2024-03-22 |  | Non-lead
007617 | #26 3313 HARRIET AVE |  | Polytube | Yes |  | 2023-04-19 |  | PVC | 1985 | Yes |  | 2023-04-19 |  | Non-lead
007618 | #24 3317 HARRIET AVE |  | Polytube | Yes |  | 2023-07-12 |  | PVC | 1986 | Yes |  | 2023-07-12 |  | Non-lead
007620 | #10 3318 DUCK AVE |  | Polytube | Yes |  | 2023-05-04 |  | PVC | 1986 | Yes |  | 2023-05-04 |  | Non-lead
007621 | 3316 DUCK AVE |  | Polytube | Yes |  | 2023-05-04 |  | PVC | 1985 | Yes |  | 2023-05-04 |  | Non-lead
007623 | 3312 DUCK AVE |  | Polytube | Yes |  | 2023-05-04 |  | PVC | 1985 | Yes |  | 2023-05-04 |  | Non-lead
007625 | unit 5 3308 DUCK AVE |  | Polytube | Yes |  | 2023-05-04 |  | PVC | 1985 | Yes |  | 2023-05-04 |  | Non-lead
007627 | 3304 HARRIETT AVE |  | Polytube | Yes |  | 2023-05-04 |  | PVC | 1985 | Yes |  | 2023-05-04 |  | Non-lead
007628 | UNIT 2 3302 DUCK AVE |  | Polytube | Yes |  | 2023-03-28 |  | PVC | 1985 | Yes |  | 2023-03-28 |  | Non-lead
007630 | #22 3321 HARRIET AVE |  | Polytube | Yes |  | 2023-03-23 |  | PVC | 1986 | Yes |  | 2023-03-23 |  | Non-lead
007632 | #20 3325 HARRIET AVE |  | Polytube | Yes |  | 2023-05-04 |  | PVC | 1987 | Yes |  | 2023-05-04 |  | Non-lead
007633 | 3327 HARRIET AVE |  | Polytube | Yes |  | 2023-03-27 |  | PVC | 1987 | Yes |  | 2023-03-27 |  | Non-lead
007634 | 3326 DUCK AVE |  | Polytube | Yes |  | 2024-07-22 |  | PVC | 1987 | Yes |  | 2024-07-22 |  | Non-lead
007635 | UNIT 13 3324 DUCK AVE |  | Polytube | Yes |  | 2023-05-04 |  | PVC | 1987 | Yes |  | 2023-05-04 |  | Non-lead
007636 | 3322 DUCK AVE |  | Polytube | Yes |  | 2023-03-23 |  | PVC | 1987 | Yes |  | 2023-03-23 |  | Non-lead
007637 | 3320 DUCK AVE |  | Polytube | Yes |  | 2023-05-04 |  | PVC | 1986 | Yes |  | 2023-05-04 |  | Non-lead
007638 | 3329 HARRIET AVE |  | Polytube | Yes |  | 2024-03-25 |  | PVC | 1987 | Yes |  | 2024-03-25 |  | Non-lead
007639 | #17 3331 HARRIET AVE |  | Polytube | Yes |  | 2024-06-24 |  | PVC | 1987 | Yes |  | 2024-06-24 |  | Non-lead
007640 | 3305 HARRIET AVE |  | Polytube | Yes |  | 2023-03-23 |  | PVC | 1985 | Yes |  | 2023-03-23 |  | Non-lead
007641 | 3311 HARRIET AVE |  | Polytube | Yes |  | 2023-05-04 |  | PVC | 1985 | Yes |  | 2023-05-04 |  | Non-lead
007642 | 3312 HARRIET AVE |  | Polytube | Yes |  | 2024-03-20 |  | PVC | 1987 | Yes |  | 2024-03-20 |  | Non-lead
007643 | 3316 HARRIET AVE |  | Polytube | Yes |  | 2024-06-24 |  | PVC | 1987 | Yes |  | 2024-06-24 |  | Non-lead
007644 | #4 3306 DUCK AVE |  | Polytube | Yes |  | 2023-05-04 |  | PVC | 1985 | Yes |  | 2023-05-04 |  | Non-lead
007646 | 3304 DUCK AVE |  | Polytube | Yes |  | 2023-05-04 |  | PVC | 1985 | Yes |  | 2023-05-04 |  | Non-lead
007647 | 3300 DUCK AVE |  | Polytube | Yes |  | 2023-05-04 |  | PVC | 1985 | Yes |  | 2023-05-04 |  | Non-lead
007648 | 3330 DUCK AVE |  | Polytube | Yes |  | 2023-05-04 |  | PVC | 1987 | Yes |  | 2023-05-04 |  | Non-lead
007649 | 3328 DUCK AVE |  | Polytube | Yes |  | 2023-05-04 |  | PVC | 1987 | Yes |  | 2023-05-04 |  | Non-lead
007650 | 16620 OLD STATE ROAD 4A |  | Polytube | Yes |  | 2022-08-17 |  | PVC | 1960 | Yes |  | 2022-08-17 |  | Non-lead
007652 | 37 PALM DR |  | Polytube | Yes |  | 2022-12-02 |  | PVC | 2014 | Yes |  | 2022-12-02 |  | Non-lead
007654 | 92466 OVERSEAS HWY US1 BAYS |  | Polytube | Yes |  | 2023-02-09 |  | PVC | 1958 | Yes |  | 2023-02-09 |  | Non-lead
007655 | 48 CORAL DR |  | Polytube | Yes |  | 2022-11-29 |  | PVC | 1963 | Yes |  | 2022-11-29 |  | Non-lead
007659 | 2992 OVERSEAS HWY |  | Polytube | Yes |  | 2022-07-15 |  | PVC | 1953 | Yes |  | 2022-07-15 |  | Non-lead
007660 | 10933 OVERSEAS HWY |  | Unknown, Non-Lead | No |  |  |  | No Piping | 1951 | No |  |  |  | Non-lead
007662 | 1621 STEVEN AVE |  | Copper | Yes |  | 2022-08-31 |  | PVC | 1958 | Yes |  | 2022-08-31 |  | Non-lead
007664 | 5510 3RD AVE |  | Polytube | Yes |  | 2023-03-06 |  | PVC | 1973 | Yes |  | 2023-03-06 |  | Non-lead
007665 | 1441 12TH ST |  | Polytube | Yes |  | 2023-05-04 |  | Polytube | 1981 | Yes |  | 2023-05-04 |  | Non-lead
007666 | 1439 12TH ST |  | Polytube | Yes |  | 2022-08-19 |  | Polytube | 1981 | Yes |  | 2022-08-19 |  | Non-lead
007667 | 1437 12TH ST |  | Polytube | Yes |  | 2024-12-11 |  | PVC | 1981 | Yes |  | 2024-12-11 |  | Non-lead
007668 | 1435 12TH ST |  | Polytube | Yes |  | 2022-12-09 |  | Polytube | 1981 | Yes |  | 2022-12-09 |  | Non-lead
007669 | 1433 12TH ST |  | Polytube | Yes |  | 2023-05-04 |  | Polytube | 1981 | Yes |  | 2023-05-04 |  | Non-lead
007670 | 1431 12TH ST |  | Polytube | Yes |  | 2024-12-16 |  | PVC | 1981 | Yes |  | 2024-12-16 |  | Non-lead
007671 | 1429 12TH ST |  | Polytube | Yes |  | 2022-11-28 |  | Polytube | 1981 | Yes |  | 2022-11-28 |  | Non-lead
007672 | UNIT 8 1427 12TH ST |  | Polytube | Yes |  | 2024-12-09 |  | PVC | 1981 | Yes |  | 2024-12-09 |  | Non-lead
007673 | 1409 12TH ST |  | Polytube | Yes |  | 2023-05-04 |  | PVC | 1982 | Yes |  | 2023-05-04 |  | Non-lead
007674 | 1415 12TH ST |  | Polytube | Yes |  | 2023-05-04 |  | PVC | 1982 | Yes |  | 2023-05-04 |  | Non-lead
007675 | 1411 12TH ST |  | Polytube | Yes |  | 2023-05-04 |  | PVC | 1982 | Yes |  | 2023-05-04 |  | Non-lead
007676 | 1413 12TH ST |  | Polytube | Yes |  | 2023-05-04 |  | PVC | 1982 | Yes |  | 2023-05-04 |  | Non-lead
007677 | 3075 FLAGLER AVE |  | Polytube | Yes |  | 2023-05-04 |  | PVC |  | Yes |  | 2023-05-04 |  | Non-lead
007678 | 1419 12TH ST |  | Polytube | Yes |  | 2023-05-04 |  | PVC | 1982 | Yes |  | 2023-05-04 |  | Non-lead
007679 | 1421 12TH ST |  | Polytube | Yes |  | 2023-10-30 |  | PVC | 1982 | Yes |  | 2023-10-30 |  | Non-lead
007680 | 1407 12TH ST |  | Polytube | Yes |  | 2024-02-05 |  | PVC | 1982 | Yes |  | 2024-02-05 |  | Non-lead
007681 | 1417 12TH ST |  | Polytube | Yes |  | 2023-05-04 |  | PVC | 1982 | Yes |  | 2023-05-04 |  | Non-lead
007682 | 1407 SUN TERR |  | PVC | Yes |  | 2022-06-02 |  | Copper | 1983 | Yes |  | 2022-06-02 |  | Non-lead
007683 | 1409 SUN TERR |  | PVC | Yes |  | 2022-06-02 |  | Copper | 1983 | Yes |  | 2022-06-02 |  | Non-lead
007684 | 1411 SUN TERR |  | PVC | Yes |  | 2022-06-02 |  | Copper | 1983 | Yes |  | 2022-06-02 |  | Non-lead
007685 | 1413 SUN TER |  | PVC | Yes |  | 2022-08-19 |  | Copper | 1983 | Yes |  | 2022-08-19 |  | Non-lead
007686 | 1415 SUN TER |  | PVC | Yes |  | 2024-03-25 |  | Copper | 1983 | Yes |  | 2024-03-25 |  | Non-lead
007687 | 1417 SUN TERR |  | PVC | Yes |  | 2023-06-14 |  | Copper | 1983 | Yes |  | 2023-06-14 |  | Non-lead
007688 | 1419 SUN TERR |  | PVC | Yes |  | 2022-06-02 |  | Copper | 1983 | Yes |  | 2022-06-02 |  | Non-lead
007690 | 3356 PEARL AVE |  | Polytube | Yes |  | 2022-07-18 |  | PVC | 1987 | Yes |  | 2022-07-18 |  | Non-lead
007691 | 3355 FLAGLER AVE |  | Polytube | Yes |  | 2022-12-22 |  | PVC | 1987 | Yes |  | 2022-12-22 |  | Non-lead
007694 | 3354 PEARL AVE |  | Polytube | Yes |  | 2022-07-18 |  | PVC | 1987 | Yes |  | 2022-07-18 |  | Non-lead
007695 | 3357 FLAGLER AVE |  | Polytube | Yes |  | 2024-09-27 |  | PVC | 1987 | Yes |  | 2024-09-27 |  | Non-lead
007696 | 3353 FLAGLER AVE |  | Polytube | Yes |  | 2023-05-04 |  | PVC | 1987 | Yes |  | 2023-05-04 |  | Non-lead
007792 | 828 EATON ST |  | Polytube | Yes |  | 2023-12-06 |  | PVC | 1940 | Yes |  | 2023-12-06 |  | Non-lead
007793 | 6440 4TH AVE |  | Polytube | Yes |  | 2023-11-06 |  | PVC | 1974 | Yes |  | 2023-11-06 |  | Non-lead
007799 | 1440 KENNEDY DR |  | Polytube | Yes |  | 2023-05-04 |  | Copper | 1982 | Yes |  | 2023-05-04 |  | Non-lead
007805 | 3253 DUCK AVE |  | Unknown, Non-Lead | Yes |  | 2020-12-11 |  | Unknown, Non-Lead | 1990 | Yes |  | 2020-12-11 |  | Non-lead
007809 | UP 639 WILLIAM ST |  | Polytube | Yes |  | 2023-01-04 |  | PVC | 1938 | Yes |  | 2023-01-04 |  | Non-lead
007810 | 1623 ATLANTIC BLVD |  | Unknown, Non-Lead | No |  |  |  | Polytube | 2009 | No |  |  |  | Non-lead
007811 | 1804 VENETIA ST |  | Polytube | Yes |  | 2024-08-16 |  | PVC | 1955 | Yes |  | 2024-08-16 |  | Non-lead
007812 | PT-L8 84959 OVERSEAS HWY |  | Polytube | Yes |  | 2022-06-28 |  | PVC | 1948 | Yes |  | 2022-06-28 |  | Non-lead
007813 | 81998 OLD Hwy |  | Polytube | Yes |  | 2022-06-27 |  | PVC | 1958 | Yes |  | 2022-06-27 |  | Non-lead
007814 | 1552 73RD OCEAN ST |  | Unknown, Non-Lead | Yes |  | 2020-12-22 |  | Unknown, Non-Lead | 2002 | Yes |  | 2020-12-22 |  | Non-lead
007815 | APT B 2513 STAPLES AVE |  | Polytube | Yes |  | 2022-08-15 |  | Copper | 1950 | Yes |  | 2022-08-15 |  | Non-lead
007816 | 2418 FLAGLER AVE |  | Polytube | Yes |  | 2023-04-24 |  | PVC | 1958 | Yes |  | 2023-04-24 |  | Non-lead
007818 | 1304 LAIRD ST |  | Unknown, Non-Lead | Yes |  | 2020-01-21 |  | Unknown, Non-Lead | 2010 | Yes |  | 2020-01-21 |  | Non-lead
007819 | 1306 LAIRD ST |  | Unknown, Non-Lead | No |  |  |  | Unknown, Non-Lead | 2010 | No |  |  |  | Non-lead
007820 | 1308 LAIRD ST |  | Unknown, Non-Lead | No |  |  |  | Unknown, Non-Lead | 2012 | No |  |  |  | Non-lead
007821 | 1310 LAIRD ST |  | Unknown, Non-Lead | Yes |  | 2024-02-20 |  | Unknown, Non-Lead | 2012 | Yes |  | 2024-02-20 |  | Non-lead
007822 | 1314 LAIRD ST |  | Unknown, Non-Lead | Yes |  | 2021-10-18 |  | Unknown, Non-Lead | 2012 | Yes |  | 2021-10-18 |  | Non-lead
007823 | 1312 LAIRD ST |  | Unknown, Non-Lead | Yes |  | 2024-09-11 |  | Unknown, Non-Lead | 2012 | Yes |  | 2024-09-11 |  | Non-lead
007824 | 1707 LEON ST |  | Polytube | Yes |  | 2023-04-26 |  | PVC | 1958 | Yes |  | 2023-04-26 |  | Non-lead
007825 | 1620 ROSE ST |  | Copper | Yes |  | 2022-08-31 |  | PVC | 1958 | Yes |  | 2022-08-31 |  | Non-lead
007827 | 487 116TH OCEAN ST |  | Copper | Yes |  | 2023-07-14 |  | PVC | 1956 | Yes |  | 2023-07-14 |  | Non-lead
007828 | 11333 2ND OCEAN AVE |  | Copper | Yes |  | 2024-05-20 |  | PVC | 1958 | Yes |  | 2024-05-20 |  | Non-lead
007829 | 497 91ST OCEAN ST |  | Polytube | Yes |  | 2023-01-12 |  | PVC | 1962 | Yes |  | 2023-01-12 |  | Non-lead
007830 | 11678 4TH OCEAN AVE |  | Copper | Yes |  | 2023-11-01 |  | PVC | 1955 | Yes |  | 2023-11-01 |  | Non-lead
007831 | UNIT 14 5655 3RD AVE |  | Polytube | Yes |  | 2024-07-17 |  | PVC | 1957 | Yes |  | 2024-07-17 |  | Non-lead
007832 | 5650 E LAUREL AVE |  | Polytube | Yes |  | 2023-03-08 |  | PVC |  | Yes |  | 2023-03-08 |  | Non-lead
007833 | 76 PALM DR |  | Unknown, Non-Lead | Yes |  | 2022-05-03 |  | Unknown, Non-Lead | 2016 | Yes |  | 2022-05-03 |  | Non-lead
007834 | APT FRONT 1405 GRINNELL ST |  | Polytube | Yes |  | 2022-10-18 |  | PVC | 1952 | Yes |  | 2022-10-18 |  | Non-lead
007835 | APT UP REAR 1405 GRINNELL ST |  | Polytube | Yes |  | 2022-10-18 |  | PVC | 1952 | Yes |  | 2022-10-18 |  | Non-lead
007836 | APT 4 REAR UP 833 OLIVIA ST |  | Polytube | Yes |  | 2023-03-23 |  | PVC | 1923 | Yes |  | 2023-03-23 |  | Non-lead
007838 | 653 91ST OCEAN ST |  | Unknown, Non-Lead | Yes |  | 2022-07-13 |  | Unknown, Non-Lead | 2014 | Yes |  | 2022-07-13 |  | Non-lead
007839 | OCEAN 176 30TH ST |  | Polytube | Yes |  | 2022-07-15 |  | PVC | 1963 | Yes |  | 2022-07-15 |  | Non-lead
007840 | 31640 AVENUE D |  | Polytube | Yes |  | 2022-11-08 |  | PVC |  | Yes |  | 2022-11-08 |  | Non-lead
007841 | 3711 DUCK AVE |  | Polytube | Yes |  | 2022-07-06 |  | PVC | 1963 | Yes |  | 2022-07-06 |  | Non-lead
007842 | 1415 6TH ST |  | Polytube | Yes |  | 2022-08-12 |  | Copper | 1950 | Yes |  | 2022-08-12 |  | Non-lead
007843 | 1413 6TH ST |  | Polytube | Yes |  | 2022-08-12 |  | Copper | 1958 | Yes |  | 2022-08-12 |  | Non-lead
007844 | MASTER METER 6800 MALONEY AVE |  | Polytube | Yes |  | 2023-03-07 |  | PVC | 1973 | Yes |  | 2023-03-07 |  | Non-lead
007846 | 418 APPLEROUTH LN |  | Polytube | Yes |  | 2022-06-02 |  | PVC | 1903 | Yes |  | 2022-06-02 |  | Non-lead
007847 | 45 PALM DR |  | Unknown, Non-Lead | Yes |  | 2021-10-25 |  | PVC | 2019 | Yes |  | 2021-10-25 |  | Non-lead
007848 | 1716 LAIRD ST |  | Polytube | Yes |  | 2024-05-15 |  | PVC | 1955 | Yes |  | 2024-05-15 |  | Non-lead
007849 | 926 SOUTHARD ST |  | Unknown | Yes |  | 2023-01-04 |  | PVC | 1933 | Yes |  | 2023-01-04 |  | Lead Status Unknown
007851 | 42 PALM DR |  | Polytube | Yes |  | 2023-08-29 |  | PVC | 1956 | Yes |  | 2023-08-29 |  | Non-lead
007852 | 54 PALM DR |  | Polytube | Yes |  | 2023-08-30 |  | PVC | 1978 | Yes |  | 2023-08-30 |  | Non-lead
007853 | 727 EMMA ST |  | Polytube | Yes |  | 2022-07-12 |  | PVC | 1928 | Yes |  | 2022-07-12 |  | Non-lead
007854 | 20 DRURY DR |  | Polytube | Yes |  | 2024-07-29 |  | PVC | 1968 | Yes |  | 2024-07-29 |  | Non-lead
007855 | 120 CARROLL ST |  | Polytube | Yes |  | 2022-06-27 |  | PVC | 1956 | Yes |  | 2022-06-27 |  | Non-lead
007856 | 165 HARBOR DR |  | Polytube | Yes |  | 2023-01-30 |  | PVC | 1954 | Yes |  | 2023-01-30 |  | Non-lead
007857 | 513 GRINNELL ST |  | Polytube | Yes |  | 2023-02-10 |  | PVC | 1938 | Yes |  | 2023-02-10 |  | Non-lead
007858 | 13 BAY DR |  | Unknown, Non-Lead | Yes |  | 2021-03-08 |  | Unknown, Non-Lead | 2002 | Yes |  | 2021-03-08 |  | Non-lead
007859 | 12 N MARLIN AVE |  | Polytube | Yes |  | 2023-05-05 |  | PVC | 1948 | Yes |  | 2023-05-05 |  | Non-lead
007860 | 227 VIRGINIA ST |  | Unknown, Non-Lead | Yes |  | 2023-10-16 |  | Unknown, Non-Lead | 2002 | Yes |  | 2023-10-16 |  | Non-lead
007861 | 1705 ROSE ST |  | Copper | Yes |  | 2022-08-31 |  | Copper | 1958 | Yes |  | 2022-08-31 |  | Non-lead
007863 | APT FRONT 904 TRUMAN AVE |  | Polytube | Yes |  | 2024-02-20 |  | PVC | 1948 | Yes |  | 2024-02-20 |  | Non-lead
007866 | 122 SNAPPER CREEK DR |  | Polytube | Yes |  | 2022-06-27 |  | PVC | 1962 | Yes |  | 2022-06-27 |  | Non-lead
007867 | 127 LONG KEY LAKE DR |  | Copper | Yes |  | 2023-02-08 |  | PVC | 1983 | Yes |  | 2023-02-08 |  | Non-lead
007870 | 1520 PATRICIA ST |  | Polytube | Yes |  | 2024-09-05 |  | Copper | 1955 | Yes |  | 2024-09-05 |  | Non-lead
007872 | 98474 OVERSEAS HWY |  | Polytube | Yes |  | 2024-01-25 |  | PVC | 1958 | Yes |  | 2024-01-25 |  | Non-lead
007873 | 6125 SECOND ST |  | Unknown | Yes |  | 2022-11-23 |  | Unknown |  | Yes |  | 2022-11-23 |  | Lead Status Unknown
007874 | 152 FLORIDA AVE |  | Polytube | Yes |  | 2023-02-10 |  | PVC | 1958 | Yes |  | 2023-02-10 |  | Non-lead
007877 | 1049 OCEAN DR |  | Polytube | Yes |  | 2023-04-25 |  | PVC | 1968 | Yes |  | 2023-04-25 |  | Non-lead
007878 | 3 2000 SOMBRERO BEACH RD |  | Polytube | Yes |  | 2023-11-16 |  | PVC | 2016 | Yes |  | 2023-11-16 |  | Non-lead
007879 | 5 BAY RD |  | Polytube | Yes |  | 2023-12-01 |  | PVC | 1959 | Yes |  | 2023-12-01 |  | Non-lead
007881 | 110 OCEAN BAY DR |  | Polytube | Yes |  | 2022-07-14 |  | PVC | 1956 | Yes |  | 2022-07-14 |  | Non-lead
007882 | 94 HENRY MORGAN DR |  | Polytube | Yes |  | 2023-02-01 |  | PVC | 1957 | Yes |  | 2023-02-01 |  | Non-lead
007883 | APT 4 7078 OVERSEAS HWY |  | Copper | Yes |  | 2023-03-21 |  | Copper | 1954 | Yes |  | 2023-03-21 |  | Non-lead
007884 | 101 AVENUE D |  | Unknown, Non-Lead | Yes |  | 2022-06-30 |  | Unknown, Non-Lead | 2006 | Yes |  | 2022-06-30 |  | Non-lead
007885 | 58160 HOWE ST |  | Polytube | Yes |  | 2022-10-22 |  | PVC | 1953 | Yes |  | 2022-10-22 |  | Non-lead
007886 | 7007 SHRIMP RD |  | Unknown, Non-Lead | No |  |  |  | No Piping | 1968 | No |  |  |  | Non-lead
007887 | 81 PALM DR |  | Unknown, Non-Lead | Yes |  | 2024-02-28 |  | Unknown, Non-Lead | 2011 | Yes |  | 2024-02-28 |  | Non-lead
007888 | 83 PALM DR |  | Unknown, Non-Lead | Yes |  | 2017-11-28 |  | Unknown, Non-Lead | 2007 | Yes |  | 2017-11-28 |  | Non-lead
007890 | 6420 MALONEY AVE |  | Polytube | Yes |  | 2023-03-07 |  | PVC | 1953 | Yes |  | 2023-03-07 |  | Non-lead
007891 | 1523 PATRICIA ST |  | Polytube | Yes |  | 2023-04-26 |  | PVC | 1954 | Yes |  | 2023-04-26 |  | Non-lead
007892 | 1708 LAIRD ST |  | Polytube | Yes |  | 2023-04-26 |  | PVC | 1958 | Yes |  | 2023-04-26 |  | Non-lead
007893 | 1604 ROSE ST |  | Copper | Yes |  | 2024-06-12 |  | Copper | 1964 | Yes |  | 2024-06-12 |  | Non-lead
007895 | 99 PALM DR |  | Unknown, Non-Lead | Yes |  | 2022-02-25 |  | PVC | 2020 | Yes |  | 2022-02-25 |  | Non-lead
007896 | 700 SHRIMP RD |  | Unknown, Non-Lead | No |  |  |  | No Piping | 1968 | No |  |  |  | Non-lead
007897 | 85 PALM DR |  | Polytube | Yes |  | 2023-08-29 |  | PVC |  | Yes |  | 2023-08-29 |  | Non-lead
007898 | 2433 LINDA AVE |  | Polytube | Yes |  | 2024-09-16 |  | PVC | 1953 | Yes |  | 2024-09-16 |  | Non-lead
007899 | FRONT 2515 STAPLES AVE |  | Polytube | Yes |  | 2023-01-09 |  | Copper | 1956 | Yes |  | 2023-01-09 |  | Non-lead
007900 | UP 322 ELIZABETH ST |  | Unknown | Yes |  | 2023-10-06 |  | Polytube | 1933 | Yes |  | 2023-10-06 |  | Non-lead
007901 | 1428 ROSE ST |  | Copper | Yes |  | 2022-08-29 |  | Copper | 1958 | Yes |  | 2022-08-29 |  | Non-lead
007902 | 112 E SHORE DR |  | Copper | Yes |  | 2022-11-28 |  | PVC | 1959 | Yes |  | 2022-11-28 |  | Non-lead
007903 | 1738 HARBOR DR |  | Polytube | Yes |  | 2024-06-21 |  | PVC | 1957 | Yes |  | 2024-06-21 |  | Non-lead
007904 | 95 PALM DR |  | Polytube | Yes |  | 2022-11-29 |  | PVC | 2006 | Yes |  | 2022-11-29 |  | Non-lead
007905 | 1211 MARGARET ST |  | Polytube | Yes |  | 2023-04-25 |  | PVC | 1938 | Yes |  | 2023-04-25 |  | Non-lead
007906 | 717 POORHOUSE LN |  | Polytube | Yes |  | 2023-01-25 |  | PVC | 1928 | Yes |  | 2023-01-25 |  | Non-lead
007907 | 719 POORHOUSE LN |  | Unknown, Non-Lead | No |  |  |  | No Piping | Vacant | No |  |  |  | Non-lead
007908 | 100 N LAYTON DR |  | Polytube | Yes |  | 2023-11-20 |  | PVC | 1958 | Yes |  | 2023-11-20 |  | Non-lead
007911 | 58142 OVERSEAS HWY |  | Polytube | Yes |  | 2024-07-17 |  | Polytube |  | Yes |  | 2024-07-17 |  | Non-lead
007912 | TR 11 KE 99340 OVERSEAS HWY |  | Copper | Yes |  | 2023-02-06 |  | PVC | 1957 | Yes |  | 2023-02-06 |  | Non-Lead
007913 | 114 POINT PLEASANT DR |  | Polytube | Yes |  | 2023-01-30 |  | PVC | 1953 | Yes |  | 2023-01-30 |  | Non-lead
007914 | 604 FRANCES ST |  | Polytube | Yes |  | 2023-03-14 |  | PVC | 1928 | Yes |  | 2023-03-14 |  | Non-lead
007915 | 1506 CATHERINE ST |  | Copper | Yes |  | 2024-02-16 |  | PVC | 1963 | Yes |  | 2024-02-16 |  | Non-lead
007916 | 1508 DUNCAN ST |  | Polytube | Yes |  | 2023-11-17 |  | PVC | 1958 | Yes |  | 2023-11-17 |  | Non-lead
007917 | 1509 DUNCAN ST |  | Polytube | Yes |  | 2024-04-18 |  | PVC | 1958 | Yes |  | 2024-04-18 |  | Non-lead
007918 | 1518 DUNCAN ST |  | Polytube | Yes |  | 2022-08-30 |  | PVC | 1958 | Yes |  | 2022-08-30 |  | Non-lead
007919 | 421 AVE C |  | Polytube | Yes |  | 2023-07-17 |  | PVC | 1957 | Yes |  | 2023-07-17 |  | Non-lead
007921 | 2428 FLAGLER AVE |  | Polytube | Yes |  | 2023-08-15 |  | PVC | 1963 | Yes |  | 2023-08-15 |  | Non-lead
007922 | 2432 FLAGLER AVE |  | Polytube | Yes |  | 2023-04-24 |  | PVC | 1958 | Yes |  | 2023-04-24 |  | Non-lead
007923 | 2414 FLAGLER AVE |  | Polytube | Yes |  | 2023-04-24 |  | PVC | 1958 | Yes |  | 2023-04-24 |  | Non-lead
007924 | 311 OLIVIA ST |  | Polytube | Yes |  | 2024-10-02 |  | PVC | 1918 | Yes |  | 2024-10-02 |  | Non-lead
007925 | 480 109TH OCEAN ST |  | Unknown | Yes |  | 2023-05-17 |  | PVC | 1951 | Yes |  | 2023-05-17 |  | Lead Status Unknown
007926 | 1608 BOGIE DR |  | Unknown, Non-Lead | No |  |  |  | Unknown, Non-Lead | 2008 | No |  |  |  | Non-lead
007927 | 547 111TH OCEAN ST |  | Unknown | Yes |  | 2022-08-24 |  | PVC | 1951 | Yes |  | 2022-08-24 |  | Lead Status Unknown
007928 | OCEAN 11282 2ND AVE |  | Copper | Yes |  | 2024-07-12 |  | PVC | 1955 | Yes |  | 2024-07-12 |  | Non-lead
007929 | 11090 5TH OCEAN Ave |  | Copper | Yes |  | 2022-08-29 |  | PVC | 1951 | Yes |  | 2022-08-29 |  | Non-lead
007930 | 11602 2ND OCEAN AVE |  | Polytube | Yes |  | 2022-08-22 |  | PVC | 1958 | Yes |  | 2022-08-22 |  | Non-lead
007931 | 9625 OVERSEAS HWY |  | Polytube | Yes |  | 2022-12-06 |  | PVC | 1962 | Yes |  | 2022-12-06 |  | Non-lead
007932 | 11831 OVERSEAS HWY |  | Copper | Yes |  | 2023-01-27 |  | PVC | 1957 | Yes |  | 2023-01-27 |  | Non-lead
007933 | 11525 6TH OCEAN AVE |  | Unknown, Non-Lead | Yes |  | 2018-10-01 |  | Unknown, Non-Lead | 2021 | Yes |  | 2018-10-01 |  | Non-lead
007934 | 11548 6TH OCEAN AVE |  | Unknown, Non-Lead | Yes |  | 2020-03-26 |  | PVC | 2021 | Yes |  | 2020-03-26 |  | Non-lead
007935 | 11229 4TH OCEAN AVE |  | Copper | Yes |  | 2022-10-26 |  | PVC | 1958 | Yes |  | 2022-10-26 |  | Non-lead
007936 | 11234 4TH AVE OC |  | Copper | Yes |  | 2022-09-09 |  | PVC | 1955 | Yes |  | 2022-09-09 |  | Non-lead
007937 | 222 112TH OCEAN ST |  | Copper | Yes |  | 2024-04-11 |  | PVC | 1955 | Yes |  | 2024-04-11 |  | Non-lead
007938 | 433 111TH OCEAN ST |  | Copper | Yes |  | 2024-09-19 |  | PVC | 1951 | Yes |  | 2024-09-19 |  | Non-lead
007939 | OCEAN 247 111TH ST |  | Copper | Yes |  | 2024-08-29 |  | PVC | 1951 | Yes |  | 2024-08-29 |  | Non-lead
007940 | 307 110TH OCEAN ST |  | Copper | Yes |  | 2023-07-14 |  | PVC | 1951 | Yes |  | 2023-07-14 |  | Non-lead
007942 | APT A 1037 68TH OCEAN ST |  | Unknown, Non-Lead | Yes |  | 2017-12-20 |  | Unknown, Non-Lead | 2020 | Yes |  | 2017-12-20 |  | Non-lead
007943 | APT B 2409 STAPLES AVE |  | Polytube | Yes |  | 2022-08-15 |  | PVC | 1938 | Yes |  | 2022-08-15 |  | Non-lead
007944 | RIGHT 11752 5TH OCEAN AVE |  | Polytube | Yes |  | 2023-06-20 |  | PVC | 1953 | Yes |  | 2023-06-20 |  | Non-lead
007945 | OCEAN 348 114TH ST |  | Copper | Yes |  | 2024-06-20 |  | PVC | 1956 | Yes |  | 2024-06-20 |  | Non-lead
007946 | 304 109TH ST |  | Unknown | Yes |  | 2022-08-24 |  | PVC | 1951 | Yes |  | 2022-08-24 |  | Lead Status Unknown
007947 | 76190 OVERSEAS HWY |  | Polytube | Yes |  | 2022-07-07 |  | PVC | 1966 | Yes |  | 2022-07-07 |  | Non-lead
007948 | 2606 STAPLES AVE |  | Polytube | Yes |  | 2022-08-15 |  | Copper | 1968 | Yes |  | 2022-08-15 |  | Non-lead
007949 | 1714 WASHINGTON ST |  | Polytube | Yes |  | 2022-10-14 |  | PVC | 1955 | Yes |  | 2022-10-14 |  | Non-lead
007950 | 413 JULIA ST |  | Polytube | Yes |  | 2022-06-23 |  | PVC | 1913 | Yes |  | 2022-06-23 |  | Non-lead
007951 | 63 PALM DR |  | Unknown, Non-Lead | Yes |  | 2018-07-17 |  | PVC | 2003 | Yes |  | 2018-07-17 |  | Non-lead
007952 | APT FRONT 1822 VENETIA ST |  | Polytube | Yes |  | 2022-09-16 |  | PVC | 1965 | Yes |  | 2022-09-16 |  | Non-lead
007953 | APT B2 708 EMMA ST |  | Unknown, Non-Lead | Yes |  | 2020-09-03 |  | Unknown, Non-Lead | 1996 | Yes |  | 2020-09-03 |  | Non-lead
007954 | APT 3 708 EMMA ST |  | Unknown, Non-Lead | Yes |  | 2019-06-03 |  | PVC | 1996 | Yes |  | 2019-06-03 |  | Non-lead
007955 | APT 4 708 EMMA ST |  | Unknown, Non-Lead | Yes |  | 2019-05-31 |  | Unknown, Non-Lead | 1996 | Yes |  | 2019-05-31 |  | Non-lead
007956 | 1311 ATLANTIC DR |  | Polytube | Yes |  | 2022-07-13 |  | PVC | 2014 | Yes |  | 2022-07-13 |  | Non-lead
007957 | APT 101 120 ANGELA ST |  | Unknown, Non-Lead | Yes |  | 2024-04-25 |  | Unknown, Non-Lead | 2003 | Yes |  | 2024-04-25 |  | Non-lead
007958 | UNIT 102 120 ANGELA ST |  | Unknown, Non-Lead | Yes |  | 2021-10-08 |  | Unknown, Non-Lead | 2003 | Yes |  | 2021-10-08 |  | Non-lead
007959 | UNIT 201 120 ANGELA ST |  | Unknown, Non-Lead | Yes |  | 2018-04-10 |  | PVC | 2003 | Yes |  | 2018-04-10 |  | Non-lead
007961 | 1514 ROSE ST |  | Copper | Yes |  | 2024-07-09 |  | PVC | 1958 | Yes |  | 2024-07-09 |  | Non-lead
007964 | 82693 OVERSEAS HWY |  | Polytube | Yes |  | 2022-06-28 |  | PVC | 1963 | Yes |  | 2022-06-28 |  | Non-lead
007966 | 169 SUNSET DR |  | Unknown, Non-Lead | Yes |  | 2019-08-01 |  | PVC | 2017 | Yes |  | 2019-08-01 |  | Non-lead
007967 | 25 N MARLIN AVE |  | Polytube | Yes |  | 2022-07-25 |  | PVC | 1958 | Yes |  | 2022-07-25 |  | Non-lead
007968 | DOWN 933 FLEMING ST |  | Polytube | Yes |  | 2022-12-02 |  | Copper | 1933 | Yes |  | 2022-12-02 |  | Non-lead
007969 | 1922 STAPLES AVE |  | Polytube | Yes |  | 2023-04-26 |  | PVC | 1948 | Yes |  | 2023-04-26 |  | Non-lead
007970 | 441 28TH OCEAN ST |  | Polytube | Yes |  | 2023-01-05 |  | Polytube | 1973 | Yes |  | 2023-01-05 |  | Non-lead
007971 | 11385 3RD OCEAN AVE |  | Copper | Yes |  | 2022-11-22 |  | PVC | 1955 | Yes |  | 2022-11-22 |  | Non-lead
007972 | 1337 OCEAN BREEZE AVE |  | Polytube | Yes |  | 2023-11-29 |  | PVC | 1953 | Yes |  | 2023-11-29 |  | Non-lead
007973 | 625 73RD OCEAN ST |  | Polytube | Yes |  | 2023-03-16 |  | PVC | 1958 | Yes |  | 2023-03-16 |  | Non-lead
007974 | 93 PALM DR |  | Unknown, Non-Lead | No |  |  |  | Unknown, Non-Lead | 2016 | No |  |  |  | Non-lead
007975 | L6 B2 82770 OLD RD |  | Polytube | Yes |  | 2022-06-28 |  | PVC |  | Yes |  | 2022-06-28 |  | Non-lead
007976 | 4 BAY DR |  | Polytube | Yes |  | 2023-03-24 |  | PVC | 1955 | Yes |  | 2023-03-24 |  | Non-lead
007977 | 411 PETRONIA ST |  | Polytube | Yes |  | 2022-09-26 |  | PVC | 1943 | Yes |  | 2022-09-26 |  | Non-lead
007978 | 415 PETRONIA ST |  | Polytube | Yes |  | 2024-05-02 |  | PVC | 1943 | Yes |  | 2024-05-02 |  | Non-lead
007979 | 1712 ROSE ST |  | Polytube | Yes |  | 2022-11-21 |  | PVC | 1954 | Yes |  | 2022-11-21 |  | Non-lead
007980 | 1713 ROSE ST |  | Copper | Yes |  | 2022-08-31 |  | Copper | 1958 | Yes |  | 2022-08-31 |  | Non-lead
007981 | 1616 GEORGE ST |  | Polytube | Yes |  | 2023-04-26 |  | Copper | 1958 | Yes |  | 2023-04-26 |  | Non-lead
007982 | 1718 ROSE ST |  | Copper | Yes |  | 2022-08-31 |  | PVC | 1963 | Yes |  | 2022-08-31 |  | Non-lead
007983 | 1717 ROSE ST |  | Copper | Yes |  | 2022-08-31 |  | PVC | 1958 | Yes |  | 2022-08-31 |  | Non-lead
007984 | 1724 ROSE ST |  | Polytube | Yes |  | 2022-08-31 |  | Copper | 1954 | Yes |  | 2022-08-31 |  | Non-lead
007985 | 1721 ROSE ST |  | Copper | Yes |  | 2022-08-31 |  | PVC | 1958 | Yes |  | 2022-08-31 |  | Non-lead
007986 | 1700 ROSE ST |  | Copper | Yes |  | 2018-05-10 |  | PVC | 1958 | Yes |  | 2018-05-10 |  | Non-lead
007987 | 1701 ROSE ST |  | Copper | Yes |  | 2022-08-31 |  | Copper | 1958 | Yes |  | 2022-08-31 |  | Non-lead
007988 | 1704 ROSE ST |  | Polytube | Yes |  | 2022-08-31 |  | Copper | 1954 | Yes |  | 2022-08-31 |  | Non-lead
007989 | 1710 ROSE ST |  | Copper | Yes |  | 2022-11-09 |  | PVC | 1954 | Yes |  | 2022-11-09 |  | Non-lead
007990 | 1524 ROSE ST |  | Polytube | Yes |  | 2022-11-21 |  | PVC | 1958 | Yes |  | 2022-11-21 |  | Non-lead
007992 | 1600 ROSE ST |  | Copper | Yes |  | 2022-08-31 |  | PVC | 1954 | Yes |  | 2022-08-31 |  | Non-lead
007993 | 1616 ROSE ST |  | Copper | Yes |  | 2022-08-31 |  | Copper | 1950 | Yes |  | 2022-08-31 |  | Non-lead
007994 | 1624 ROSE ST |  | Copper | Yes |  | 2023-07-14 |  | PVC | 1958 | Yes |  | 2023-07-14 |  | Non-lead
008009 | 104 MADIERA RD |  | Polytube | Yes |  | 2022-06-23 |  | PVC | 1950 | Yes |  | 2022-06-23 |  | Non-lead
008010 | 73811 OVERSEAS HWY |  | Polytube | Yes |  | 2022-06-27 |  | PVC | 1970 | Yes |  | 2022-06-27 |  | Non-lead
008011 | UNIT 2 98900 OVERSEAS HWY |  | Polytube | Yes |  | 2023-02-06 |  | PVC | 1958 | Yes |  | 2023-02-06 |  | Non-lead
008012 | 125 HARBOR DR |  | Polytube | Yes |  | 2023-01-30 |  | PVC | 1955 | Yes |  | 2023-01-30 |  | Non-lead
008013 | 10 SUKOSHI LN |  | Polytube | Yes |  | 2022-07-07 |  | PVC | 1961 | Yes |  | 2022-07-07 |  | Non-lead
008015 | 55 PALM DR |  | Polytube | Yes |  | 2022-12-28 |  | PVC | 1969 | Yes |  | 2022-12-28 |  | Non-lead
008016 | 393 BARRY AVE |  | Polytube | Yes |  | 2023-07-31 |  | PVC | 1958 | Yes |  | 2023-07-31 |  | Non-lead
008018 | 19780 DATE PALM DR |  | Polytube | Yes |  | 2023-01-13 |  | PVC | 1958 | Yes |  | 2023-01-13 |  | Non-lead
008019 | OCEAN 11053 5TH AVE |  | Polytube | Yes |  | 2022-10-26 |  | PVC | 1951 | Yes |  | 2022-10-26 |  | Non-lead
008020 | 1016 FLAGLER AVE |  | Polytube | Yes |  | 2023-05-04 |  | PVC | 1963 | Yes |  | 2023-05-04 |  | Non-lead
008021 | 2319 HARRIS AVE |  | Polytube | Yes |  | 2024-01-05 |  | PVC | 1958 | Yes |  | 2024-01-05 |  | Non-lead
008023 | 1500 CATHERINE ST |  | Polytube | Yes |  | 2022-08-29 |  | PVC | 1958 | Yes |  | 2022-08-29 |  | Non-lead
008024 | 1512 CATHERINE ST |  | Polytube | Yes |  | 2022-08-29 |  | PVC | 1958 | Yes |  | 2022-08-29 |  | Non-lead
008025 | 1503 DUNCAN ST |  | Polytube | Yes |  | 2024-08-16 |  | Copper | 1958 | Yes |  | 2024-08-16 |  | Non-lead
008026 | 1513 DUNCAN ST |  | Polytube | Yes |  | 2024-07-15 |  | Copper | 1958 | Yes |  | 2024-07-15 |  | Non-lead
008027 | 1502 DUNCAN ST |  | Copper | Yes |  | 2022-11-10 |  | Copper | 1953 | Yes |  | 2022-11-10 |  | Non-lead
008028 | 1514 DUNCAN ST |  | Polytube | Yes |  | 2022-08-30 |  | Polytube | 1958 | Yes |  | 2022-08-30 |  | Non-lead
008029 | 1524 DUNCAN ST |  | Polytube | Yes |  | 2024-08-19 |  | PVC | 1956 | Yes |  | 2024-08-19 |  | Non-lead
008030 | 9121 OVERSEAS Hwy |  | Polytube | Yes |  | 2022-12-29 |  | PVC | 1969 | Yes |  | 2022-12-29 |  | Non-lead
008031 | 7050 OVERSEAS Hwy |  | Copper | Yes |  | 2023-02-27 |  | Copper | 1954 | Yes |  | 2023-02-27 |  | Non-lead
008032 | #1 7072 OVERSEAS HWY |  | Polytube | Yes |  | 2023-02-27 |  | PVC | 1954 | Yes |  | 2023-02-27 |  | Non-lead
008034 | MM91 284 TAVERNIER ST |  | Polytube | Yes |  | 2023-01-30 |  | PVC | 1982 | Yes |  | 2023-01-30 |  | Non-lead
008035 | 414 AMELIA ST |  | Polytube | Yes |  | 2022-06-16 |  | PVC | 1928 | Yes |  | 2022-06-16 |  | Non-lead
008036 | 51 PALM DR |  | Polytube | Yes |  | 2024-03-05 |  | PVC | 1964 | Yes |  | 2024-03-05 |  | Non-lead
008037 | 97 PALM DR |  | Unknown, Non-Lead | Yes |  | 2017-07-25 |  | PVC | 2015 | Yes |  | 2017-07-25 |  | Non-lead
008038 | APT 1 1402 OLIVIA ST |  | Copper | Yes |  | 2022-09-07 |  | Polytube | 1943 | Yes |  | 2022-09-07 |  | Non-lead
008039 | X OLD SHRIMP (M RD |  | Unknown, Non-Lead | No |  |  |  | No Piping | 1968 | No |  |  |  | Non-lead
008040 | 920 CORNISH LN |  | Polytube | Yes |  | 2024-01-18 |  | PVC | 1938 | Yes |  | 2024-01-18 |  | Non-lead
008041 | 1313 ATLANTIC DR |  | Unknown, Non-Lead | No |  |  |  | Unknown, Non-Lead | 2014 | No |  |  |  | Non-lead
008042 | 1089 BUTTONWOOD DR |  | Polytube | Yes |  | 2023-05-04 |  | PVC |  | Yes |  | 2023-05-04 |  | Non-lead
008043 | 1707 PATRICIA ST |  | Polytube | Yes |  | 2024-10-03 |  | PVC | 1958 | Yes |  | 2024-10-03 |  | Non-lead
008044 | 36 1ST ST |  | Unknown | Yes |  | 2023-05-04 |  | Unknown | 1978 | Yes |  | 2023-05-04 |  | Lead Status Unknown
008045 | 99275 OVERSEAS HWY |  | Polytube | Yes |  | 2023-12-13 |  | PVC | 1935 | Yes |  | 2023-12-13 |  | Non-Lead
008046 | 58 N MARLIN AVE |  | Polytube | Yes |  | 2022-06-10 |  | PVC | 1958 | Yes |  | 2022-06-10 |  | Non-lead
008047 | 624 CABRERA ST |  | Polytube | Yes |  | 2022-10-31 |  | PVC | 1963 | Yes |  | 2022-10-31 |  | Non-lead
008048 | VACANT LOT 91941 OVERSEAS HWY |  | Polytube | Yes |  | 2023-02-09 |  | PVC | 1958 | Yes |  | 2023-02-09 |  | Non-lead
008049 | 31227 AVENUE A |  | Polytube | Yes |  | 2022-07-15 |  | PVC | 1953 | Yes |  | 2022-07-15 |  | Non-lead
008050 | 11287 OVERSEAS HWY |  | Polytube | Yes |  | 2022-08-18 |  | PVC | 1955 | Yes |  | 2022-08-18 |  | Non-lead
008051 | APT A 717 EMMA ST |  | Copper | Yes |  | 2022-07-12 |  | PVC | 1938 | Yes |  | 2022-07-12 |  | Non-lead
008052 | APT D 717 EMMA ST |  | Copper | Yes |  | 2022-07-12 |  | PVC | 1938 | Yes |  | 2022-07-12 |  | Non-lead
008053 | APT C 717 EMMA ST |  | Copper | Yes |  | 2022-07-12 |  | PVC | 1938 | Yes |  | 2022-07-12 |  | Non-lead
008054 | 3606 EAGLE AVE |  | Polytube | Yes |  | 2022-06-14 |  | PVC | 1955 | Yes |  | 2022-06-14 |  | Non-lead
008055 | 25375 FOURTH ST |  | Unknown, Non-Lead | Yes |  | 2019-02-21 |  | Unknown, Non-Lead | 2015 | Yes |  | 2019-02-21 |  | Non-lead
008056 | 25326 THIRD ST |  | Polytube | Yes |  | 2023-11-29 |  | PVC | 1970 | Yes |  | 2023-11-29 |  | Non-lead
008057 | 719 ELIZABETH ST |  | Polytube | Yes |  | 2023-01-03 |  | PVC | 1928 | Yes |  | 2023-01-03 |  | Non-lead
008058 | 1601 PATRICIA ST |  | Polytube | Yes |  | 2023-04-26 |  | PVC | 1958 | Yes |  | 2023-04-26 |  | Non-lead
008060 | L-20 23971 HENRY ST |  | Polytube | Yes |  | 2023-04-25 |  | PVC | 1956 | Yes |  | 2023-04-25 |  | Non-lead
008061 | 118 POINSETTA DR |  | Polytube | Yes |  | 2022-08-23 |  | PVC | 1970 | Yes |  | 2022-08-23 |  | Non-lead
008062 | 129 ORANGE LN |  | Polytube | Yes |  | 2022-06-08 |  | PVC | 1963 | Yes |  | 2022-06-08 |  | Non-lead
008063 | 2425 LINDA AVE |  | Copper | Yes |  | 2023-04-24 |  | Copper | 1958 | Yes |  | 2023-04-24 |  | Non-lead
008065 | 30422 OLEANDER BLVD |  | Polytube | Yes |  | 2022-11-16 |  | PVC | 1968 | Yes |  | 2022-11-16 |  | Non-lead
008066 | 1413 ELIZA ST |  | Polytube | Yes |  | 2022-10-18 |  | PVC | 1933 | Yes |  | 2022-10-18 |  | Non-lead
008067 | STORE C 930 EATON ST |  | PVC | Yes |  | 2023-03-06 |  | PVC | 1908 | Yes |  | 2023-03-06 |  | Non-lead
008069 | 49 PALM DR |  | Polytube | Yes |  | 2022-08-30 |  | PVC | 1964 | Yes |  | 2022-08-30 |  | Non-lead
008070 | 23 PALM DR |  | Unknown, Non-Lead | Yes |  | 2018-07-31 |  | Unknown, Non-Lead | 2011 | Yes |  | 2018-07-31 |  | Non-lead
008071 | 2417 LINDA AVE |  | Copper | Yes |  | 2023-04-24 |  | PVC | 1958 | Yes |  | 2023-04-24 |  | Non-lead
008074 | APT 3 1214 CATHERINE ST |  | Polytube | Yes |  | 2024-10-02 |  | PVC | 1933 | Yes |  | 2024-10-02 |  | Non-lead
008076 | 30 BAY DR |  | Polytube | Yes |  | 2023-08-21 |  | PVC | 1960 | Yes |  | 2023-08-21 |  | Non-lead
008077 | 26 BAY DR |  | Polytube | Yes |  | 2023-08-21 |  | PVC | 1963 | Yes |  | 2023-08-21 |  | Non-lead
008080 | 77340 OVERSEAS HWY |  | Polytube | Yes |  | 2023-02-28 |  | PVC | 1963 | Yes |  | 2023-02-28 |  | Non-lead
008081 | SUITE 1 88511 OVERSEAS US1 MM88 5 CITY HWY |  | Polytube | Yes |  | 2022-06-10 |  | PVC | 1955 | Yes |  | 2022-06-10 |  | Non-lead
008082 | 87466 OVERSEAS HWY |  | Polytube | Yes |  | 2022-07-19 |  | PVC | 1956 | Yes |  | 2022-07-19 |  | Non-lead
008083 | 1914 STAPLES AVE |  | Polytube | Yes |  | 2023-05-04 |  | PVC | 1948 | Yes |  | 2023-05-04 |  | Non-lead
008084 | 720 SIMONTON ST |  | Polytube | Yes |  | 2023-10-06 |  | PVC | 1933 | Yes |  | 2023-10-06 |  | Non-lead
008085 | 383 BARRY AVE |  | Polytube | Yes |  | 2023-01-25 |  | PVC | 1938 | Yes |  | 2023-01-25 |  | Non-lead
008086 | APT A 1703 JOHNSON ST |  | Polytube | Yes |  | 2019-09-16 |  | PVC | 1928 | Yes |  | 2019-09-16 |  | Non-lead
008087 | 2416 SEIDENBERG AVE |  | Copper | Yes |  | 2023-09-20 |  | Copper | 1963 | Yes |  | 2023-09-20 |  | Non-lead
008088 | 507 LOUISA ST |  | Polytube | Yes |  | 2024-09-06 |  | PVC | 1923 | Yes |  | 2024-09-06 |  | Non-lead
008089 | 1312 SUNSET DR |  | Polytube | Yes |  | 2022-06-02 |  | Copper | 1963 | Yes |  | 2022-06-02 |  | Non-lead
008090 | 1325 SUNSET DR |  | Polytube | Yes |  | 2022-06-02 |  | Copper | 1963 | Yes |  | 2022-06-02 |  | Non-lead
008091 | 1326 SUNSET DR |  | Polytube | Yes |  | 2022-06-02 |  | PVC | 1953 | Yes |  | 2022-06-02 |  | Non-lead
008092 | 1331 SUNSET DR |  | Polytube | Yes |  | 2024-07-31 |  | Copper | 1958 | Yes |  | 2024-07-31 |  | Non-lead
008093 | 1332 SUNSET DR |  | Polytube | Yes |  | 2022-06-02 |  | Copper | 1963 | Yes |  | 2022-06-02 |  | Non-lead
008094 | 1335 SUNSET DR |  | Polytube | Yes |  | 2022-06-02 |  | Copper | 1958 | Yes |  | 2022-06-02 |  | Non-lead
008095 | 1338 SUNSET DR |  | Polytube | Yes |  | 2024-08-08 |  | PVC | 1968 | Yes |  | 2024-08-08 |  | Non-lead
008096 | 1341 SUNSET DR |  | Polytube | Yes |  | 2024-07-31 |  | PVC | 1958 | Yes |  | 2024-07-31 |  | Non-lead
008097 | 1400 SUNSET DR |  | Polytube | Yes |  | 2024-07-31 |  | Copper | 1963 | Yes |  | 2024-07-31 |  | Non-lead
008098 | 1401 SUNSET DR |  | Polytube | Yes |  | 2024-08-08 |  | PVC | 1958 | Yes |  | 2024-08-08 |  | Non-lead
008099 | 1406 SUNSET DR |  | Polytube | Yes |  | 2024-07-31 |  | Copper | 1963 | Yes |  | 2024-07-31 |  | Non-lead
008100 | 1407 SUNSET DR |  | Unknown, Non-Lead | Yes |  | 2020-12-28 |  | PVC | 1998 | Yes |  | 2020-12-28 |  | Non-lead
008101 | 1412 SUNSET DR |  | Polytube | Yes |  | 2022-06-02 |  | Copper | 1963 | Yes |  | 2022-06-02 |  | Non-lead
008102 | 1413 SUNSET DR |  | Polytube | Yes |  | 2024-06-24 |  | PVC | 1963 | Yes |  | 2024-06-24 |  | Non-lead
008103 | 1607 SUNSHINE AVE |  | Unknown, Non-Lead | Yes |  | 2024-05-20 |  | Unknown, Non-Lead | 2013 | Yes |  | 2024-05-20 |  | Non-lead
008104 | 1609 SUNSHINE DR |  | Unknown, Non-Lead | Yes |  | 2023-08-31 |  | PVC | 2013 | Yes |  | 2023-08-31 |  | Non-lead
008105 | 1613 SUNSHINE DR |  | Unknown, Non-Lead | Yes |  | 2018-05-09 |  | Unknown, Non-Lead | 2013 | Yes |  | 2018-05-09 |  | Non-lead
008106 | 1615 SUNSHINE DR |  | Unknown, Non-Lead | Yes |  | 2023-09-13 |  | Unknown, Non-Lead | 2013 | Yes |  | 2023-09-13 |  | Non-lead
008107 | 1619 SUNSHINE DR |  | Unknown | Yes |  | 2022-06-24 |  | Unknown | 2012 | Yes |  | 2022-06-24 |  | Lead Status Unknown
008108 | 1621 SUNSHINE DR |  | Unknown, Non-Lead | No |  |  |  | Unknown, Non-Lead | 2012 | No |  |  |  | Non-lead
008109 | 80015 OVERSEAS HWY |  | Copper | Yes |  | 2022-12-19 |  | PVC | 1968 | Yes |  | 2022-12-19 |  | Non-Lead
008110 | 31026 BAYSHORES DR |  | Unknown, Non-Lead | Yes |  | 2018-03-22 |  | PVC | 2001 | Yes |  | 2018-03-22 |  | Non-lead
008111 | 1312 ATLANTIC DR |  | Unknown, Non-Lead | No |  |  |  | Unknown, Non-Lead | 2007 | No |  |  |  | Non-lead
008112 | 1314 ATLANTIC DR |  | Unknown, Non-Lead | Yes |  | 2024-01-22 |  | Unknown, Non-Lead | 2007 | Yes |  | 2024-01-22 |  | Non-lead
008113 | IRRIGATION 1305 ATLANTIC DR |  | Polytube | Yes |  | 2022-09-21 |  | PVC |  | Yes |  | 2022-09-21 |  | Non-lead
008114 | 1305 ATLANTIC DR |  | Polytube | Yes |  | 2022-09-21 |  | PVC |  | Yes |  | 2022-09-21 |  | Non-lead
008115 | 1304 ATLANTIC DR |  | Polytube | Yes |  | 2024-02-16 |  | PVC | 2007 | Yes |  | 2024-02-16 |  | Non-lead
008116 | 1306 ATLANTIC DR |  | Polytube | Yes |  | 2022-10-17 |  | PVC | 2007 | Yes |  | 2022-10-17 |  | Non-lead
008117 | 1307 ATLANTIC DR |  | Unknown, Non-Lead | Yes |  | 2020-04-09 |  | Unknown, Non-Lead | 2013 | Yes |  | 2020-04-09 |  | Non-lead
008118 | 1309 ATLANTIC DR |  | Unknown, Non-Lead | Yes |  | 2020-02-18 |  | Unknown, Non-Lead | 2013 | Yes |  | 2020-02-18 |  | Non-lead
008119 | 1308 ATLANTIC DR |  | Unknown, Non-Lead | Yes |  | 2021-05-13 |  | Unknown, Non-Lead | 2013 | Yes |  | 2021-05-13 |  | Non-lead
008120 | 1310 ATLANTIC DR |  | Unknown, Non-Lead | No |  |  |  | Unknown, Non-Lead | 2013 | No |  |  |  | Non-lead
008121 | 1034 AVENUE A |  | Unknown, Non-Lead | Yes |  | 2024-05-31 |  | Unknown, Non-Lead | 1999 | Yes |  | 2024-05-31 |  | Non-lead
008122 | 30423 OLEANDER BLVD |  | Polytube | Yes |  | 2023-03-16 |  | PVC | 1938 | Yes |  | 2023-03-16 |  | Non-lead
008123 | 8 OCEANA AVE |  | Polytube | Yes |  | 2022-10-24 |  | PVC | 1958 | Yes |  | 2022-10-24 |  | Non-lead
008124 | 11324 4TH OCEAN AVE |  | Polytube | Yes |  | 2023-05-10 |  | PVC | 1953 | Yes |  | 2023-05-10 |  | Non-lead
008125 | 57223 MORTON ST |  | Polytube | Yes |  | 2023-05-23 |  | PVC | 1959 | Yes |  | 2023-05-23 |  | Non-lead
008126 | 7050 OVERSEAS HWY |  | Polytube | Yes |  | 2023-02-27 |  | PVC | 1985 | Yes |  | 2023-02-27 |  | Non-lead
008127 | LOT 8 565 BARRY AVE |  | Polytube | Yes |  | 2022-06-09 |  | PVC | 1953 | Yes |  | 2022-06-09 |  | Non-lead
008128 | 30912 BAYSHORE DR |  | Polytube | Yes |  | 2023-01-20 |  | PVC |  | Yes |  | 2023-01-20 |  | Non-lead
008130 | 648 WILLIAM ST |  | Polytube | Yes |  | 2023-01-04 |  | PVC | 1928 | Yes |  | 2023-01-04 |  | Non-lead
008131 | 1921 VENETIA ST |  | Polytube | Yes |  | 2023-01-20 |  | PVC | 1963 | Yes |  | 2023-01-20 |  | Non-lead
008132 | 1624 GEORGE ST |  | Polytube | Yes |  | 2023-04-26 |  | PVC | 1958 | Yes |  | 2023-04-26 |  | Non-lead
008133 | APT 1 1505 WHITE ST |  | Polytube | Yes |  | 2023-03-14 |  | PVC | 1958 | Yes |  | 2023-03-14 |  | Non-lead
008134 | 1731 LAIRD ST |  | Polytube | Yes |  | 2023-09-12 |  | PVC | 1955 | Yes |  | 2023-09-12 |  | Non-lead
008135 | 1733 LAIRD ST |  | Polytube | Yes |  | 2023-04-26 |  | PVC | 1955 | Yes |  | 2023-04-26 |  | Non-lead
008136 | 1725 LAIRD ST |  | Polytube | Yes |  | 2024-01-10 |  | PVC | 1955 | Yes |  | 2024-01-10 |  | Non-lead
008137 | 105 PIPPIN DR |  | Unknown | Yes |  | 2022-06-08 |  | Polytube | 1960 | Yes |  | 2022-06-08 |  | Non-lead
008141 | 590 35TH GULF ST |  | Polytube | Yes |  | 2022-10-12 |  | PVC |  | Yes |  | 2022-10-12 |  | Non-lead
008142 | 402 46TH GULF ST |  | Polytube | Yes |  | 2022-10-20 |  | PVC | 1969 | Yes |  | 2022-10-20 |  | Non-lead
008143 | 1704 LAIRD ST |  | Polytube | Yes |  | 2023-04-26 |  | PVC | 1958 | Yes |  | 2023-04-26 |  | Non-lead
008146 | 1028 BUTTONWOOD DR |  | Polytube | Yes |  | 2024-03-27 |  | PVC | 1955 | Yes |  | 2024-03-27 |  | Non-lead
008147 | 1902 STAPLES AVE |  | Polytube | Yes |  | 2023-10-12 |  | PVC | 1948 | Yes |  | 2023-10-12 |  | Non-lead
008148 | APT REAR 2515 STAPLES AVE |  | Polytube | Yes |  | 2023-01-09 |  | Copper | 1955 | Yes |  | 2023-01-09 |  | Non-lead
008149 | 369 SOUND DR |  | Polytube | Yes |  | 2022-10-31 |  | PVC | 1955 | Yes |  | 2022-10-31 |  | Non-lead
008150 | 85 E SECOND ST |  | Polytube | Yes |  | 2023-05-04 |  | PVC | 1972 | Yes |  | 2023-05-04 |  | Non-lead
008151 | 158 DICKIE WAY |  | Polytube | Yes |  | 2023-01-30 |  | PVC | 1954 | Yes |  | 2023-01-30 |  | Non-lead
008152 | OUTLET 36 86430 OVERSEAS HWY |  | Polytube | Yes |  | 2022-06-21 |  | PVC | 1982 | Yes |  | 2022-06-21 |  | Non-lead
008153 | 6436 2ND ST |  | Polytube | Yes |  | 2023-03-06 |  | PVC | 1953 | Yes |  | 2023-03-06 |  | Non-lead
008154 | 2429 LINDA AVE |  | Copper | Yes |  | 2024-05-09 |  | Copper | 1954 | Yes |  | 2024-05-09 |  | Non-lead
008155 | 2401 LINDA AVE |  | Polytube | Yes |  | 2022-09-29 |  | PVC | 1963 | Yes |  | 2022-09-29 |  | Non-lead
008156 | 2405 LINDA AVE |  | Copper | Yes |  | 2023-04-24 |  | PVC | 1955 | Yes |  | 2023-04-24 |  | Non-lead
008157 | 2413 LINDA AVE |  | Copper | Yes |  | 2022-10-25 |  | PVC | 1958 | Yes |  | 2022-10-25 |  | Non-lead
008158 | 2421 LINDA AVE |  | Copper | Yes |  | 2023-04-24 |  | Copper | 1953 | Yes |  | 2023-04-24 |  | Non-lead
008159 | 520 AVE B |  | Unknown, Non-Lead | Yes |  | 2023-01-31 |  | Unknown, Non-Lead | 2003 | Yes |  | 2023-01-31 |  | Non-lead
008160 | 1413 VON PHISTER ST |  | Unknown, Non-Lead | Yes |  | 2021-08-11 |  | Unknown, Non-Lead | 2018 | Yes |  | 2021-08-11 |  | Non-lead
008161 | 1415 VON PHISTER ST |  | Polytube | Yes |  | 2022-11-04 |  | PVC | 1958 | Yes |  | 2022-11-04 |  | Non-lead
008162 | 1318 SUNSET DR |  | Polytube | Yes |  | 2024-05-20 |  | Copper | 1965 | Yes |  | 2024-05-20 |  | Non-lead
008164 | 3437 FLAGLER AVE |  | Polytube | Yes |  | 2024-09-20 |  | PVC | 1955 | Yes |  | 2024-09-20 |  | Non-lead
008165 | 1816 FLAGLER AVE |  | Polytube | Yes |  | 2023-06-26 |  | PVC | 1948 | Yes |  | 2023-06-26 |  | Non-lead
008166 | 1600 PATRICIA ST |  | Polytube | Yes |  | 2023-05-10 |  | PVC | 1959 | Yes |  | 2023-05-10 |  | Non-lead
008167 | 1610 PATRICIA ST |  | Polytube | Yes |  | 2023-04-26 |  | PVC | 1957 | Yes |  | 2023-04-26 |  | Non-lead
008168 | 1618 PATRICIA ST |  | Polytube | Yes |  | 2024-08-15 |  | PVC | 1963 | Yes |  | 2024-08-15 |  | Non-lead
008169 | 6 SUKOSHI LN |  | Polytube | Yes |  | 2022-07-07 |  | PVC | 1949 | Yes |  | 2022-07-07 |  | Non-lead
008170 | 2737 HARRIS AVE |  | Polytube | Yes |  | 2022-07-20 |  | Copper | 1963 | Yes |  | 2022-07-20 |  | Non-lead
008171 | 1326 10TH ST |  | Polytube | Yes |  | 2023-05-04 |  | PVC | 1963 | Yes |  | 2023-05-04 |  | Non-lead
008173 | #14 223 ELIZABETH ST |  | Unknown, Non-Lead | No |  |  |  | No Piping | Vacant | No |  |  |  | Non-lead
008175 | 91760 OVERSEAS HWY |  | Polytube | Yes |  | 2022-05-13 |  | Unknown | 1975 | Yes |  | 2022-05-13 |  | Lead Status Unknown
008178 | 1/2 1024 DUVAL ST |  | Polytube | Yes |  | 2022-08-31 |  | PVC | 1948 | Yes |  | 2022-08-31 |  | Non-lead
008180 | 418 WHALTON LN |  | Unknown, Non-Lead | Yes |  | 2017-06-05 |  | Unknown, Non-Lead | 1996 | Yes |  | 2017-06-05 |  | Non-lead
008181 | 71 PALM DR |  | Polytube | Yes |  | 2023-09-25 |  | PVC |  | Yes |  | 2023-09-25 |  | Non-lead
008182 | 31271 AVENUE C |  | Polytube | Yes |  | 2022-12-01 |  | PVC | 1963 | Yes |  | 2022-12-01 |  | Non-lead
008184 | 924 SOUTHARD ST |  | Polytube | Yes |  | 2023-01-04 |  | PVC | 1901 | Yes |  | 2023-01-04 |  | Non-lead
008185 | 30951 WITTERS LN |  | Polytube | Yes |  | 2024-03-20 |  | PVC | 1963 | Yes |  | 2024-03-20 |  | Non-lead
008186 | APT REAR 215 TRUMAN AVE |  | Polytube | Yes |  | 2023-05-04 |  | Polytube | 1923 | Yes |  | 2023-05-04 |  | Non-lead
008190 | 1500 PATRICIA ST |  | Polytube | Yes |  | 2024-06-04 |  | PVC | 1958 | Yes |  | 2024-06-04 |  | Non-lead
008191 | 1504 PATRICIA ST |  | Polytube | Yes |  | 2023-04-26 |  | PVC | 1955 | Yes |  | 2023-04-26 |  | Non-lead
008192 | 1505 PATRICIA ST |  | Polytube | Yes |  | 2023-04-26 |  | PVC | 1958 | Yes |  | 2023-04-26 |  | Non-lead
008193 | 1510 PATRICIA ST |  | Polytube | Yes |  | 2024-02-16 |  | PVC | 1954 | Yes |  | 2024-02-16 |  | Non-lead
008194 | 1514 PATRICIA ST |  | Polytube | Yes |  | 2023-04-26 |  | PVC | 1963 | Yes |  | 2023-04-26 |  | Non-lead
008195 | 1625 PATRICIA ST |  | Polytube | Yes |  | 2023-04-11 |  | PVC | 1958 | Yes |  | 2023-04-11 |  | Non-lead
008196 | 1609 PATRICIA ST |  | Polytube | Yes |  | 2023-04-26 |  | PVC | 1956 | Yes |  | 2023-04-26 |  | Non-lead
008197 | 1617 PATRICIA ST |  | Polytube | Yes |  | 2024-03-14 |  | PVC | 1956 | Yes |  | 2024-03-14 |  | Non-lead
008198 | 1621 PATRICIA ST |  | Polytube | Yes |  | 2024-09-10 |  | PVC | 1955 | Yes |  | 2024-09-10 |  | Non-lead
008199 | 1700 PATRICIA ST |  | Polytube | Yes |  | 2024-07-22 |  | PVC | 1958 | Yes |  | 2024-07-22 |  | Non-lead
008200 | 1701 PATRICIA ST |  | Polytube | Yes |  | 2023-04-26 |  | PVC | 1958 | Yes |  | 2023-04-26 |  | Non-lead
008201 | 1706 PATRICIA ST |  | Polytube | Yes |  | 2023-02-14 |  | PVC | 1956 | Yes |  | 2023-02-14 |  | Non-lead
008202 | 1710 PATRICIA ST |  | Polytube | Yes |  | 2023-04-26 |  | PVC | 1958 | Yes |  | 2023-04-26 |  | Non-lead
008203 | 1709 PATRICIA ST |  | Polytube | Yes |  | 2024-08-19 |  | PVC | 1958 | Yes |  | 2024-08-19 |  | Non-lead
008204 | 1716 PATRICIA ST |  | Polytube | Yes |  | 2024-05-14 |  | PVC | 1958 | Yes |  | 2024-05-14 |  | Non-lead
008205 | 1715 PATRICIA ST |  | Polytube | Yes |  | 2023-04-26 |  | PVC | 1955 | Yes |  | 2023-04-26 |  | Non-lead
008206 | 1720 PATRICIA ST |  | Polytube | Yes |  | 2023-04-26 |  | PVC | 1955 | Yes |  | 2023-04-26 |  | Non-lead
008207 | 1721 PATRICIA ST |  | Polytube | Yes |  | 2022-09-16 |  | PVC | 1954 | Yes |  | 2022-09-16 |  | Non-lead
008208 | 1724 PATRICIA ST |  | Polytube | Yes |  | 2023-04-26 |  | PVC | 1958 | Yes |  | 2023-04-26 |  | Non-lead
008209 | 82681 OVERSEAS HWY |  | Polytube | Yes |  | 2022-07-11 |  | PVC | 1948 | Yes |  | 2022-07-11 |  | Non-lead
008210 | 3525 FLAGLER AVE |  | Polytube | Yes |  | 2024-09-19 |  | PVC | 1953 | Yes |  | 2024-09-19 |  | Non-lead
008211 | 114 E RIDGE RD |  | Polytube | Yes |  | 2022-06-10 |  | PVC | 1961 | Yes |  | 2022-06-10 |  | Non-lead
008212 | 121 PIPPIN DR |  | Polytube | Yes |  | 2022-06-08 |  | PVC | 1952 | Yes |  | 2022-06-08 |  | Non-lead
008213 | 355 BUTTONWOOD DR |  | Polytube | Yes |  | 2023-02-15 |  | PVC | 1962 | Yes |  | 2023-02-15 |  | Non-lead
008214 | 115 LONG KEY LAKE DR |  | Polytube | Yes |  | 2022-05-20 |  | PVC | 1955 | Yes |  | 2022-05-20 |  | Non-lead
008215 | 373 BARRY AVE |  | Polytube | Yes |  | 2023-01-25 |  | PVC | 1963 | Yes |  | 2023-01-25 |  | Non-lead
008216 | 216 TROPICAL AVE |  | Polytube | Yes |  | 2024-05-21 |  | PVC | 1985 | Yes |  | 2024-05-21 |  | Non-lead
008217 | 204 91ST OCEAN ST |  | Polytube | Yes |  | 2023-08-24 |  | PVC | 1958 | Yes |  | 2023-08-24 |  | Non-lead
008218 | 423 BARRY AVE |  | Polytube | Yes |  | 2019-06-13 |  | PVC | 2019 | Yes |  | 2019-06-13 |  | Non-lead
008219 | 11720 5TH OCEAN AVE |  | Polytube | Yes |  | 2022-11-22 |  | PVC | 1955 | Yes |  | 2022-11-22 |  | Non-lead
008220 | OCEAN 11780 5TH AVE |  | Polytube | Yes |  | 2022-08-31 |  | PVC | 1955 | Yes |  | 2022-08-31 |  | Non-lead
008221 | 11705 5TH OCEAN AVE |  | Polytube | Yes |  | 2022-08-31 |  | PVC | 1955 | Yes |  | 2022-08-31 |  | Non-lead
008222 | 402 AVE A |  | Polytube | Yes |  | 2023-07-05 |  | PVC | 1982 | Yes |  | 2023-07-05 |  | Non-lead
008223 | 5135 SUNCREST RD |  | Polytube | Yes |  | 2023-01-27 |  | PVC | 1933 | Yes |  | 2023-01-27 |  | Non-lead
008224 | LOT 11 583 BARRY AVE |  | Polytube | Yes |  | 2024-09-19 |  | PVC | 1953 | Yes |  | 2024-09-19 |  | Non-lead
008225 | LOT 10 565 BARRY AVE |  | Polytube | Yes |  | 2023-01-25 |  | PVC | 1953 | Yes |  | 2023-01-25 |  | Non-lead
008226 | LOT 9 565 BARRY AVE |  | Polytube | Yes |  | 2024-03-25 |  | PVC | 1953 | Yes |  | 2024-03-25 |  | Non-lead
008227 | 24171 OVERSEAS HWY |  | Polytube | Yes |  | 2024-01-03 |  | PVC | 1938 | Yes |  | 2024-01-03 |  | Non-lead
008228 | TRAILER PARK 343 BARRY AVE |  | Polytube | Yes |  | 2023-01-24 |  | PVC | 1943 | Yes |  | 2023-01-24 |  | Non-lead
008229 | 3832 DUCK AVE |  | Polytube | Yes |  | 2024-05-22 |  | PVC | 1965 | Yes |  | 2024-05-22 |  | Non-lead
008230 | 1701 ASHBY ST |  | Polytube | Yes |  | 2023-04-26 |  | PVC | 1958 | Yes |  | 2023-04-26 |  | Non-lead
008231 | 1712 LAIRD ST |  | Polytube | Yes |  | 2022-10-11 |  | Copper | 1958 | Yes |  | 2022-10-11 |  | Non-lead
008233 | 1724 LAIRD ST |  | Polytube | Yes |  | 2023-04-26 |  | PVC | 1955 | Yes |  | 2023-04-26 |  | Non-lead
008234 | 505 AVE E |  | Unknown | Yes |  | 2023-05-04 |  | Unknown | 1953 | Yes |  | 2023-05-04 |  | Lead Status Unknown
008235 | 31493 WARNER ST |  | Unknown, Non-Lead | Yes |  | 2022-06-03 |  | Unknown, Non-Lead | 2021 | Yes |  | 2022-06-03 |  | Non-lead
008236 | APT B 1130 ELGIN LN |  | Polytube | Yes |  | 2022-10-25 |  | PVC | 1923 | Yes |  | 2022-10-25 |  | Non-lead
008237 | APT C 1130 ELGIN LN |  | Polytube | Yes |  | 2022-10-25 |  | PVC | 1923 | Yes |  | 2022-10-25 |  | Non-lead
008238 | APT D 1130 ELGIN LN |  | Polytube | Yes |  | 2022-10-25 |  | PVC | 1923 | Yes |  | 2022-10-25 |  | Non-lead
008239 | APT A 1130 ELGIN LN |  | Polytube | Yes |  | 2022-10-25 |  | PVC | 1923 | Yes |  | 2022-10-25 |  | Non-lead
008240 | 1508 WASHINGTON ST |  | Polytube | Yes |  | 2023-10-11 |  | PVC | 1955 | Yes |  | 2023-10-11 |  | Non-lead
008241 | 1516 17TH TER |  | Polytube | Yes |  | 2022-07-15 |  | Copper | 1958 | Yes |  | 2022-07-15 |  | Non-lead
008242 | 234 84TH OCEAN ST |  | Polytube | Yes |  | 2023-03-13 |  | PVC | 1971 | Yes |  | 2023-03-13 |  | Non-lead
008243 | 210 68TH OCEAN ST |  | Polytube | Yes |  | 2023-10-13 |  | PVC | 1958 | Yes |  | 2023-10-13 |  | Non-lead
008244 | 2279 OVERSEAS HWY |  | Polytube | Yes |  | 2022-11-15 |  | PVC | 1963 | Yes |  | 2022-11-15 |  | Non-lead
008246 | 87961 OLD HWY TRACT F |  | Polytube | Yes |  | 2023-05-04 |  | PVC | 1953 | Yes |  | 2023-05-04 |  | Non-lead
008247 | 82775 OVERSEAS HWY |  | Polytube | Yes |  | 2022-06-28 |  | PVC | 1955 | Yes |  | 2022-06-28 |  | Non-lead
008248 | 123 SUNRISE DR |  | Polytube | Yes |  | 2023-01-30 |  | PVC | 1949 | Yes |  | 2023-01-30 |  | Non-lead
008249 | 88845 OLD HWY |  | Polytube | Yes |  | 2022-02-16 |  | PVC |  | Yes |  | 2022-02-16 |  | Non-lead
008250 | 440 LARGO AVE |  | Polytube | Yes |  | 2022-11-03 |  | PVC | 1955 | Yes |  | 2022-11-03 |  | Non-lead
008251 | 506 84TH OCEAN ST |  | Unknown, Non-Lead | Yes |  | 2023-05-08 |  | Unknown, Non-Lead | 2019 | Yes |  | 2023-05-08 |  | Non-lead
008252 | APT 103 715 CAROLINE ST |  | Unknown, Non-Lead | Yes |  | 2018-05-07 |  | Unknown, Non-Lead | 2005 | Yes |  | 2018-05-07 |  | Non-lead
008253 | 211 PETRONIA ST |  | Polytube | Yes |  | 2024-02-26 |  | PVC | 1923 | Yes |  | 2024-02-26 |  | Non-lead
008254 | 1627 GEORGE ST |  | Polytube | Yes |  | 2024-05-14 |  | PVC | 1955 | Yes |  | 2024-05-14 |  | Non-lead
008255 | 126 SNAPPER CREEK DR |  | Polytube | Yes |  | 2022-06-27 |  | PVC | 1963 | Yes |  | 2022-06-27 |  | Non-lead
008257 | 2733 HARRIS AVE |  | Copper | Yes |  | 2025-03-20 |  | Copper | 1963 | Yes |  | 2025-03-20 |  | Non-lead
008258 | 48 BLUEWATER DR |  | Polytube | Yes |  | 2022-07-07 |  | PVC | 1958 | Yes |  | 2022-07-07 |  | Non-lead
008259 | 2615 FLAGLER AVE |  | Polytube | Yes |  | 2022-08-24 |  | PVC | 1963 | Yes |  | 2022-08-24 |  | Non-lead
008260 | 1317 SUNSET DR |  | Polytube | Yes |  | 2025-01-23 |  | PVC | 1965 | Yes |  | 2025-01-23 |  | Non-lead
008261 | 2721 HARRIS AVE |  | Polytube | Yes |  | 2024-01-17 |  | PVC | 1963 | Yes |  | 2024-01-17 |  | Non-lead
008262 | 2727 HARRIS AVE |  | Polytube | Yes |  | 2022-07-20 |  | Copper | 1963 | Yes |  | 2022-07-20 |  | Non-lead
008263 | 511 AVE C |  | Polytube | Yes |  | 2023-07-14 |  | PVC | 1972 | Yes |  | 2023-07-14 |  | Non-lead
008264 | 3625 SUNRISE DR |  | Polytube | Yes |  | 2022-08-10 |  | PVC | 1958 | Yes |  | 2022-08-10 |  | Non-lead
008265 | APT UP 812 1/2 THOMAS ST |  | Polytube | Yes |  | 2023-05-04 |  | Polytube | 1958 | Yes |  | 2023-05-04 |  | Non-lead
008266 | 307 OLIVIA ST |  | Polytube | Yes |  | 2022-06-27 |  | PVC | 1964 | Yes |  | 2022-06-27 |  | Non-lead
008267 | APT 1 315 CATHERINE ST |  | Unknown, Non-Lead | Yes |  | 2022-05-03 |  | Polytube | 2019 | Yes |  | 2022-05-03 |  | Non-lead
008269 | 191 ATLANTIC CIRCLE DR |  | Polytube | Yes |  | 2023-06-01 |  | PVC | 1975 | Yes |  | 2023-06-01 |  | Non-lead
008271 | 107690 OVERSEAS HWY |  | Polytube | Yes |  | 2022-09-26 |  | PVC | 1967 | Yes |  | 2022-09-26 |  | Non-lead
008273 | 5 BLUEWATER DR |  | Polytube | Yes |  | 2022-07-07 |  | PVC | 1958 | Yes |  | 2022-07-07 |  | Non-lead
008274 | 47 SEAGATE BLVD |  | Unknown | Yes |  | 2022-07-12 |  | Unknown | 1957 | Yes |  | 2022-07-12 |  | Lead Status Unknown
008275 | 21 PALM DR |  | Polytube | Yes |  | 2024-05-02 |  | PVC |  | Yes |  | 2024-05-02 |  | Non-lead
008276 | 3828 DUCK AVE |  | Polytube | Yes |  | 2022-05-25 |  | PVC | 1965 | Yes |  | 2022-05-25 |  | Non-lead
008277 | DOWN 1208 DUVAL ST |  | Polytube | Yes |  | 2022-08-31 |  | PVC | 1928 | Yes |  | 2022-08-31 |  | Non-lead
008278 | 1017 ANGELA ST |  | Polytube | Yes |  | 2023-10-03 |  | PVC | 1908 | Yes |  | 2023-10-03 |  | Non-lead
008279 | 2614 SEIDENBERG AVE |  | Copper | Yes |  | 2022-08-18 |  | PVC | 1963 | Yes |  | 2022-08-18 |  | Non-lead
008280 | 2405 FLAGLER AVE |  | Polytube | Yes |  | 2022-08-24 |  | PVC | 1950 | Yes |  | 2022-08-24 |  | Non-lead
008281 | LOT 5 565 BARRY AVE |  | Polytube | Yes |  | 2023-01-25 |  | PVC | 1953 | Yes |  | 2023-01-25 |  | Non-lead
008283 | 523 PLANTE ST |  | Polytube | Yes |  | 2022-10-31 |  | PVC | 1984 | Yes |  | 2022-10-31 |  | Non-lead
008284 | 198 CARROLL ST |  | Unknown, Non-Lead | Yes |  | 2019-04-18 |  | PVC | 2009 | Yes |  | 2019-04-18 |  | Non-lead
008285 | 80151 OVERSEAS HWY |  | Polytube | Yes |  | 2022-06-22 |  | PVC | 1954 | Yes |  | 2022-06-22 |  | Non-lead
008286 | 714 PASSOVER LN |  | Polytube | Yes |  | 2023-02-01 |  | PVC | 1918 | Yes |  | 2023-02-01 |  | Non-lead
008289 | 1212 WATSON ST |  | Polytube | Yes |  | 2023-03-23 |  | PVC | 1923 | Yes |  | 2023-03-23 |  | Non-lead
008291 | 748 84TH OCN ST |  | Polytube | Yes |  | 2024-04-17 |  | PVC | 1964 | Yes |  | 2024-04-17 |  | Non-lead
008292 | 18 DOLPHIN RD |  | Polytube | Yes |  | 2023-02-06 |  | PVC | 1958 | Yes |  | 2023-02-06 |  | Non-lead
008293 | 440 COLLINS ST |  | Polytube | Yes |  | 2022-10-31 |  | PVC | 1953 | Yes |  | 2022-10-31 |  | Non-lead
008295 | 414 OLIVIA ST |  | Polytube | Yes |  | 2022-09-26 |  | PVC | 1851 | Yes |  | 2022-09-26 |  | Non-lead
008296 | 415 BAHAMA ST |  | Polytube | Yes |  | 2022-11-29 |  | PVC | 1963 | Yes |  | 2022-11-29 |  | Non-lead
008297 | 6412 MALONEY AVE |  | Polytube | Yes |  | 2024-09-25 |  | PVC | 1978 | Yes |  | 2024-09-25 |  | Non-lead
008298 | 24 1ST ST |  | Unknown | Yes |  | 2023-05-04 |  | Polytube | 1954 | Yes |  | 2023-05-04 |  | Lead Status Unknown
008299 | 206 W CANAL DR |  | Unknown, Non-Lead | Yes |  | 2020-11-02 |  | Unknown, Non-Lead | 1994 | Yes |  | 2020-11-02 |  | Non-lead
008300 | 109 POINCIANA DR |  | Polytube | Yes |  | 2023-10-25 |  | PVC | 1964 | Yes |  | 2023-10-25 |  | Non-lead
008301 | 82748 OVERSEAS HWY |  | Polytube | Yes |  | 2022-07-12 |  | PVC | 1954 | Yes |  | 2022-07-12 |  | Non-lead
008302 | 894 69TH ST |  | Polytube | Yes |  | 2023-03-15 |  | PVC | 1958 | Yes |  | 2023-03-15 |  | Non-lead
008303 | LOT 7 565 BARRY AVE |  | Polytube | Yes |  | 2023-01-25 |  | PVC | 1953 | Yes |  | 2023-01-25 |  | Non-lead
008304 | 11735 3RD OCEAN AVE |  | Copper | Yes |  | 2023-09-19 |  | Copper | 1955 | Yes |  | 2023-09-19 |  | Non-lead
008305 | 11747 3RD OCEAN AVE |  | Polytube | Yes |  | 2022-11-22 |  | PVC | 1955 | Yes |  | 2022-11-22 |  | Non-lead
008306 | 298 116TH OCEAN ST |  | Copper | Yes |  | 2022-09-02 |  | Copper | 1955 | Yes |  | 2022-09-02 |  | Non-lead
008307 | 11335 1ST OCEAN AVE |  | Unknown | Yes |  | 2022-08-30 |  | PVC | 1953 | Yes |  | 2022-08-30 |  | Lead Status Unknown
008308 | 11554 4TH OCEAN AVE |  | Copper | Yes |  | 2022-11-22 |  | Copper | 1953 | Yes |  | 2022-11-22 |  | Non-lead
008309 | 1317 4TH ST |  | Polytube | Yes |  | 2023-04-26 |  | PVC | 1958 | Yes |  | 2023-04-26 |  | Non-lead
008310 | 819 TERRY LN |  | Polytube | Yes |  | 2022-06-27 |  | PVC | 1928 | Yes |  | 2022-06-27 |  | Non-lead
008311 | 736 AMELIA ST |  | Polytube | Yes |  | 2023-01-27 |  | PVC | 1953 | Yes |  | 2023-01-27 |  | Non-lead
008312 | 2404 FLAGLER AVE |  | Polytube | Yes |  | 2023-04-24 |  | PVC | 1958 | Yes |  | 2023-04-24 |  | Non-lead
008313 | 2408 FLAGLER AVE |  | Polytube | Yes |  | 2023-04-24 |  | PVC | 1958 | Yes |  | 2023-04-24 |  | Non-lead
008314 | 1028 FLAGLER AVE |  | Polytube | Yes |  | 2023-05-04 |  | Polytube | 1958 | Yes |  | 2023-05-04 |  | Non-lead
008315 | 3749 DUCK AVE |  | Polytube | Yes |  | 2022-07-06 |  | Polytube | 1963 | Yes |  | 2022-07-06 |  | Non-lead
008316 | 6310 2ND ST |  | Polytube | Yes |  | 2024-03-07 |  | PVC | 1971 | Yes |  | 2024-03-07 |  | Non-lead
008317 | 8 DOLPHIN RD |  | Polytube | Yes |  | 2022-07-25 |  | PVC | 1959 | Yes |  | 2022-07-25 |  | Non-lead
008318 | 58191 MORTON ST |  | Polytube | Yes |  | 2022-10-22 |  | PVC | 1952 | Yes |  | 2022-10-22 |  | Non-lead
008320 | 1026 WHITEHEAD ST |  | Polytube | Yes |  | 2022-07-05 |  | PVC | 1938 | Yes |  | 2022-07-05 |  | Non-lead
008321 | 29 PALM DR |  | Polytube | Yes |  | 2023-10-04 |  | PVC | 2019 | Yes |  | 2023-10-04 |  | Non-lead
008322 | A FRONT 1215 VARELA ST |  | Polytube | Yes |  | 2023-03-23 |  | PVC | 1928 | Yes |  | 2023-03-23 |  | Non-lead
008323 | FRNT #B 1215 VARELA ST |  | Polytube | Yes |  | 2024-02-15 |  | PVC | 1933 | Yes |  | 2024-02-15 |  | Non-lead
008324 | UP 1211 VARELA ST |  | Polytube | Yes |  | 2023-11-16 |  | PVC | 1928 | Yes |  | 2023-11-16 |  | Non-lead
008326 | OCEAN 698 84TH ST |  | Polytube | Yes |  | 2024-03-27 |  | PVC |  | Yes |  | 2024-03-27 |  | Non-lead
008327 | 51 SHORELAND DR |  | Copper | Yes |  | 2022-11-07 |  | PVC | 1975 | Yes |  | 2022-11-07 |  | Non-lead
008328 | 29 CORAL DR |  | Polytube | Yes |  | 2023-05-04 |  | PVC | 1963 | Yes |  | 2023-05-04 |  | Non-lead
008329 | 719 CHAPMAN LN |  | Polytube | Yes |  | 2024-10-07 |  | PVC | 1929 | Yes |  | 2024-10-07 |  | Non-lead
008330 | APT A 5 HILTON HAVEN RD |  | Polytube | Yes |  | 2022-10-17 |  | PVC | 1955 | Yes |  | 2022-10-17 |  | Non-lead
008331 | UP 328 SIMONTON ST |  | Unknown | Yes |  | 2022-10-31 |  | PVC | 1958 | Yes |  | 2022-10-31 |  | Lead Status Unknown
008332 | 763 EAST SHORE DR |  | Polytube | Yes |  | 2023-04-25 |  | PVC | 1962 | Yes |  | 2023-04-25 |  | Non-lead
008335 | 75 PALM DR |  | Unknown, Non-Lead | Yes |  | 2023-08-29 |  | Unknown, Non-Lead | 2009 | Yes |  | 2023-08-29 |  | Non-lead
008336 | 73 PALM DR |  | Polytube | Yes |  | 2023-10-02 |  | None |  | Yes |  | 2023-10-02 |  | Non-lead
008337 | 69 PALM DR |  | Polytube | Yes |  | 2023-03-24 |  | PVC |  | Yes |  | 2023-03-24 |  | Non-lead
008339 | 551 EAST SHORE DR |  | Unknown, Non-Lead | Yes |  | 2024-03-01 |  | Unknown, Non-Lead | 2000 | Yes |  | 2024-03-01 |  | Non-lead
008340 | 17282 COBIA CT |  | Polytube | Yes |  | 2022-07-12 |  | Polytube | 1958 | Yes |  | 2022-07-12 |  | Non-lead
008341 | 2318 STAPLES AVE |  | Polytube | Yes |  | 2022-08-15 |  | PVC | 1955 | Yes |  | 2022-08-15 |  | Non-lead
008342 | 1019 CASA MARINA CT |  | Polytube | Yes |  | 2024-09-05 |  | PVC | 1958 | Yes |  | 2024-09-05 |  | Non-lead
008343 | 115 PIRATES DR |  | Polytube | Yes |  | 2023-01-30 |  | PVC | 1954 | Yes |  | 2023-01-30 |  | Non-lead
008344 | 224 CORAL RD |  | Polytube | Yes |  | 2022-06-10 |  | PVC | 1960 | Yes |  | 2022-06-10 |  | Non-lead
008345 | 42 CORAL DR |  | Polytube | Yes |  | 2022-11-29 |  | PVC | 1963 | Yes |  | 2022-11-29 |  | Non-lead
008346 | STORAGE 12575 OVERSEAS HWY |  | Unknown, Non-Lead | Yes |  | 2024-04-11 |  | PVC | 2021 | Yes |  | 2024-04-11 |  | Non-lead
008347 | 205 96TH OCEAN ST |  | Polytube | Yes |  | 2022-11-03 |  | PVC | 1967 | Yes |  | 2022-11-03 |  | Non-lead
008348 | 1001 96TH OCEAN ST |  | Polytube | Yes |  | 2022-11-21 |  | PVC | 1957 | Yes |  | 2022-11-21 |  | Non-lead
008349 | 355 96TH OCEAN ST |  | Polytube | Yes |  | 2022-11-22 |  | PVC | 1957 | Yes |  | 2022-11-22 |  | Non-lead
008350 | 479 96TH OCEAN ST |  | Polytube | Yes |  | 2022-11-18 |  | PVC | 1957 | Yes |  | 2022-11-18 |  | Non-lead
008351 | 535 96TH OCEAN ST |  | Polytube | Yes |  | 2024-03-15 |  | PVC | 1957 | Yes |  | 2024-03-15 |  | Non-lead
008352 | 717 96TH OCEAN ST |  | Polytube | Yes |  | 2024-04-17 |  | PVC | 1957 | Yes |  | 2024-04-17 |  | Non-lead
008353 | 11770 5TH OCEAN AVE |  | Copper | Yes |  | 2022-09-30 |  | PVC | 1955 | Yes |  | 2022-09-30 |  | Non-lead
008354 | 835 96TH OCEAN ST |  | Polytube | Yes |  | 2022-12-06 |  | PVC | 1957 | Yes |  | 2022-12-06 |  | Non-lead
008355 | 417 96TH OCEAN ST |  | Copper | Yes |  | 2023-08-23 |  | PVC | 1957 | Yes |  | 2023-08-23 |  | Non-lead
008357 | STORE 2264 OVERSEAS HWY |  | PVC | Yes |  | 2023-02-24 |  | PVC | 1953 | Yes |  | 2023-02-24 |  | Non-lead
008358 | 1029 96TH OCEAN ST |  | Unknown, Non-Lead | Yes |  | 2023-08-24 |  | PVC | 2019 | Yes |  | 2023-08-24 |  | Non-lead
008359 | 11725 5TH OCEAN AVE |  | Copper | Yes |  | 2022-08-24 |  | Copper | 1955 | Yes |  | 2022-08-24 |  | Non-lead
008360 | 110 E SHORE DR |  | Copper | Yes |  | 2022-11-28 |  | PVC | 1963 | Yes |  | 2022-11-28 |  | Non-lead
008361 | OCEAN 893 96TH ST |  | Polytube | Yes |  | 2022-12-02 |  | PVC | 1957 | Yes |  | 2022-12-02 |  | Non-lead
008362 | 293 96TH OCEAN ST |  | Polytube | Yes |  | 2024-09-20 |  | PVC | 1957 | Yes |  | 2024-09-20 |  | Non-lead
008363 | 1017 FLEMING ST |  | Polytube | Yes |  | 2022-12-02 |  | PVC | 1929 | Yes |  | 2022-12-02 |  | Non-lead
008365 | 80939 OVERSEAS HWY |  | Polytube | Yes |  | 2022-06-23 |  | Polytube | 1985 | Yes |  | 2022-06-23 |  | Non-lead
008366 | 1216 PACKER ST |  | Polytube | Yes |  | 2023-03-22 |  | PVC | 1938 | Yes |  | 2023-03-22 |  | Non-lead
008367 | 812 OLIVIA ST |  | Polytube | Yes |  | 2023-03-23 |  | PVC | 1928 | Yes |  | 2023-03-23 |  | Non-lead
008368 | 1123 VON PHISTER ST |  | Polytube | Yes |  | 2022-11-04 |  | Copper | 1928 | Yes |  | 2022-11-04 |  | Non-lead
008369 | 1426 6TH ST |  | Polytube | Yes |  | 2022-08-12 |  | PVC | 1963 | Yes |  | 2022-08-12 |  | Non-lead
008370 | 1015 ANGELA ST |  | Polytube | Yes |  | 2023-02-22 |  | PVC | 1923 | Yes |  | 2023-02-22 |  | Non-lead
008371 | 1416 5TH ST |  | Polytube | Yes |  | 2022-08-12 |  | PVC | 1959 | Yes |  | 2022-08-12 |  | Non-lead
008372 | 1250 4TH ST |  | Polytube | Yes |  | 2023-04-26 |  | PVC | 1963 | Yes |  | 2023-04-26 |  | Non-lead
008373 | 420 OLIVIA ST |  | Unknown, Non-Lead | Yes |  | 2019-01-07 |  | Polytube | 1996 | Yes |  | 2019-01-07 |  | Non-lead
008374 | 710 WINDSOR LN |  | Unknown, Non-Lead | No |  |  |  | Unknown, Non-Lead | 2013 | No |  |  |  | Non-lead
008375 | 412 JULIA ST |  | Unknown, Non-Lead | Yes |  | 2021-06-04 |  | Unknown, Non-Lead | 2020 | Yes |  | 2021-06-04 |  | Non-lead
008376 | 1801 VENETIA ST |  | Polytube | Yes |  | 2022-09-16 |  | Copper | 1958 | Yes |  | 2022-09-16 |  | Non-lead
008378 | 11765 3RD OCEAN AVE |  | Polytube | Yes |  | 2024-08-15 |  | Copper | 2021 | Yes |  | 2024-08-15 |  | Non-lead
008379 | OCEAN 779 96TH ST |  | Polytube | Yes |  | 2022-12-06 |  | PVC | 1957 | Yes |  | 2022-12-06 |  | Non-lead
008380 | 450 83RD OCEAN ST |  | Polytube | Yes |  | 2022-05-13 |  | PVC | 1963 | Yes |  | 2022-05-13 |  | Non-lead
008381 | 151 OCEAN SHORES DR |  | Polytube | Yes |  | 2023-02-01 |  | PVC | 1952 | Yes |  | 2023-02-01 |  | Non-lead
008382 | 124 COCONUT LN |  | Polytube | Yes |  | 2024-05-23 |  | PVC | 1959 | Yes |  | 2024-05-23 |  | Non-lead
008383 | 75911 OVERSEAS HWY |  | PVC | Yes |  | 2022-07-07 |  | Polytube | 1963 | Yes |  | 2022-07-07 |  | Non-lead
008384 | 87900 OLD HWY |  | Unknown, Non-Lead | Yes |  | 2022-04-25 |  | PVC | 1988 | Yes |  | 2022-04-25 |  | Non-lead
008386 | 493 84TH OCEAN ST |  | Polytube | Yes |  | 2024-03-13 |  | PVC | 1949 | Yes |  | 2024-03-13 |  | Non-lead
008387 | 724 THOMAS ST |  | Polytube | Yes |  | 2023-09-07 |  | Polytube | 1933 | Yes |  | 2023-09-07 |  | Non-lead
008388 | 31 BAY DR |  | Polytube | Yes |  | 2023-08-21 |  | PVC | 1955 | Yes |  | 2023-08-21 |  | Non-lead
008390 | UP 1022 FLEMING ST |  | Polytube | Yes |  | 2022-12-02 |  | PVC | 1918 | Yes |  | 2022-12-02 |  | Non-lead
008391 | UNIT A 806 THOMAS ST |  | Polytube | Yes |  | 2022-10-03 |  | PVC | 1954 | Yes |  | 2022-10-03 |  | Non-lead
008392 | 1209 WASHINGTON ST |  | Polytube | Yes |  | 2022-08-02 |  | PVC | 1920 | Yes |  | 2022-08-02 |  | Non-lead
008393 | 1214 KNOWLES LN |  | Polytube | Yes |  | 2023-03-23 |  | PVC | 1928 | Yes |  | 2023-03-23 |  | Non-lead
008394 | 719 WHITMARSH LN |  | Polytube | Yes |  | 2023-03-06 |  | PVC | 1910 | Yes |  | 2023-03-06 |  | Non-lead
008395 | 1914 SEIDENBERG AVE |  | Polytube | Yes |  | 2022-05-18 |  | PVC | 1953 | Yes |  | 2022-05-18 |  | Non-lead
008396 | 809 EATON GUEST HOUSE ST |  | Polytube | Yes |  | 2024-09-04 |  | PVC | 1914 | Yes |  | 2024-09-04 |  | Non-lead
008397 | 1211 KNOWLES LN |  | Polytube | Yes |  | 2023-03-23 |  | PVC | 1928 | Yes |  | 2023-03-23 |  | Non-lead
008398 | 1030 96TH OCEAN ST |  | Unknown, Non-Lead | Yes |  | 2019-06-17 |  | Unknown, Non-Lead | 2019 | Yes |  | 2019-06-17 |  | Non-lead
008400 | 292 83RD OCEAN ST |  | Polytube | Yes |  | 2023-01-24 |  | PVC | 1982 | Yes |  | 2023-01-24 |  | Non-lead
008401 | 59740 OVERSEAS HWY |  | Polytube | Yes |  | 2023-05-17 |  | PVC | 1939 | Yes |  | 2023-05-17 |  | Non-lead
008402 | 473 BARRY AVE |  | Polytube | Yes |  | 2023-01-25 |  | PVC | 1986 | Yes |  | 2023-01-25 |  | Non-lead
008403 | APT FRONT 491 84TH OCEAN ST |  | Polytube | Yes |  | 2023-01-25 |  | PVC | 1966 | Yes |  | 2023-01-25 |  | Non-lead
008404 | APT 5 629 CAROLINE ST |  | Polytube | Yes |  | 2023-05-04 |  | PVC | 1923 | Yes |  | 2023-05-04 |  | Non-lead
008405 | APT 2 629 CAROLINE ST |  | Polytube | Yes |  | 2022-10-27 |  | PVC | 1923 | Yes |  | 2022-10-27 |  | Non-lead
008406 | 209 DOGWOOD LN |  | Polytube | Yes |  | 2022-07-11 |  | PVC | 1957 | Yes |  | 2022-07-11 |  | Non-lead
008407 | 201 S BAY HARBOR Dr |  | Polytube | Yes |  | 2022-09-12 |  | PVC | 2015 | Yes |  | 2022-09-12 |  | Non-lead
008408 | 1508 19TH ST |  | Polytube | Yes |  | 2024-05-22 |  | PVC | 1958 | Yes |  | 2024-05-22 |  | Non-lead
008409 | 258 AVENUE A |  | Unknown | Yes |  | 2023-05-04 |  | Unknown | 1957 | Yes |  | 2023-05-04 |  | Lead Status Unknown
008410 | 69 TINGLERS LN |  | Polytube | Yes |  | 2022-09-30 |  | PVC | 1963 | Yes |  | 2022-09-30 |  | Non-lead
008411 | 860 96TH OCEAN ST |  | Polytube | Yes |  | 2022-12-19 |  | PVC | 1957 | Yes |  | 2022-12-19 |  | Non-lead
008412 | 798 96TH OCEAN ST |  | Polytube | Yes |  | 2023-08-16 |  | PVC | 1957 | Yes |  | 2023-08-16 |  | Non-lead
008414 | 240 96TH ST OCEAN |  | Unknown, Non-Lead | Yes |  | 2023-06-09 |  | Unknown, Non-Lead | 1997 | Yes |  | 2023-06-09 |  | Non-lead
008415 | 354 96TH OCEAN ST |  | Polytube | Yes |  | 2024-05-20 |  | PVC | 1957 | Yes |  | 2024-05-20 |  | Non-lead
008417 | SWITLIK RD 56195 OVERSEAS HWY |  | Polytube | Yes |  | 2023-12-11 |  | PVC | 2010 | Yes |  | 2023-12-11 |  | Non-lead
008418 | APT FRONT 2514 STAPLES AVE |  | Polytube | Yes |  | 2022-12-19 |  | PVC | 1953 | Yes |  | 2022-12-19 |  | Non-lead
008419 | 306 OLIVIA ST |  | Copper | Yes |  | 2022-09-07 |  | PVC | 1933 | Yes |  | 2022-09-07 |  | Non-lead
008420 | 1620 JOHNSON ST |  | Polytube | Yes |  | 2023-04-26 |  | PVC | 1958 | Yes |  | 2023-04-26 |  | Non-lead
008421 | 1622 JOHNSON ST |  | PVC | Yes |  | 2022-09-23 |  | Polytube | 1958 | Yes |  | 2022-09-23 |  | Non-lead
008422 | 1735 LAIRD ST |  | Polytube | Yes |  | 2023-04-26 |  | PVC | 1955 | Yes |  | 2023-04-26 |  | Non-lead
008423 | APT UP 1734 JOHNSON ST |  | Polytube | Yes |  | 2022-11-03 |  | PVC | 1953 | Yes |  | 2022-11-03 |  | Non-lead
008424 | APT DOWN 1734 JOHNSON ST |  | Polytube | Yes |  | 2023-03-17 |  | PVC | 1953 | Yes |  | 2023-03-17 |  | Non-lead
008425 | 34 BAY DR |  | Polytube | Yes |  | 2023-08-21 |  | Polytube | 1956 | Yes |  | 2023-08-21 |  | Non-lead
008428 | 19 ARICA DR |  | Polytube | Yes |  | 2023-01-30 |  | PVC | 1958 | Yes |  | 2023-01-30 |  | Non-lead
008429 | 75730 OVERSEAS HWY |  | Polytube | Yes |  | 2022-07-05 |  | PVC | 1963 | Yes |  | 2022-07-05 |  | Non-lead
008430 | 30427 PALM DR |  | Polytube | Yes |  | 2023-11-22 |  | PVC | 1943 | Yes |  | 2023-11-22 |  | Non-lead
008431 | 1417 8TH ST |  | Polytube | Yes |  | 2022-08-12 |  | Copper | 1963 | Yes |  | 2022-08-12 |  | Non-lead
008432 | 100695 OVERSEAS HWY |  | Polytube | Yes |  | 2022-10-21 |  | PVC | 1968 | Yes |  | 2022-10-21 |  | Non-lead
008434 | 1209 KNOWLES LN |  | Polytube | Yes |  | 2023-03-23 |  | PVC | 1933 | Yes |  | 2023-03-23 |  | Non-lead
008435 | 676 96TH OCEAN ST |  | Polytube | Yes |  | 2024-09-12 |  | PVC | 1957 | Yes |  | 2024-09-12 |  | Non-lead
008436 | 478 96TH OCEAN ST |  | Polytube | Yes |  | 2023-01-17 |  | PVC | 1957 | Yes |  | 2023-01-17 |  | Non-lead
008437 | 1703 SOUTH ST |  | Polytube | Yes |  | 2022-10-26 |  | Copper | 1955 | Yes |  | 2022-10-26 |  | Non-lead
008438 | 616 EAST SHORE DR |  | Polytube | Yes |  | 2023-04-25 |  | PVC |  | Yes |  | 2023-04-25 |  | Non-lead
008439 | 3521 EAGLE AVE |  | Polytube | Yes |  | 2022-12-08 |  | PVC | 1958 | Yes |  | 2022-12-08 |  | Non-lead
008440 | 3820 EAGLE AVE |  | Unknown, Non-Lead | Yes |  | 2023-07-18 |  | Unknown, Non-Lead | 1989 | Yes |  | 2023-07-18 |  | Non-lead
008441 | 1014 WHITE ST |  | Polytube | Yes |  | 2023-03-23 |  | PVC | 1974 | Yes |  | 2023-03-23 |  | Non-lead
008442 | 410 JULIA ST |  | Polytube | Yes |  | 2022-08-03 |  | PVC | 1943 | Yes |  | 2022-08-03 |  | Non-lead
008444 | 351 43RD GULF ST |  | Polytube | Yes |  | 2023-08-16 |  | PVC | 1963 | Yes |  | 2023-08-16 |  | Non-lead
008445 | 655 96TH OCEAN ST |  | Polytube | Yes |  | 2022-11-21 |  | PVC | 1957 | Yes |  | 2022-11-21 |  | Non-lead
008447 | 1004 96TH OCEAN St |  | Polytube | Yes |  | 2022-05-13 |  | PVC | 1957 | Yes |  | 2022-05-13 |  | Non-lead
008448 | 188 96TH OCEAN ST |  | Polytube | Yes |  | 2022-12-16 |  | PVC | 1957 | Yes |  | 2022-12-16 |  | Non-lead
008449 | 595 96TH OCEAN ST |  | Polytube | Yes |  | 2023-12-15 |  | PVC | 1963 | Yes |  | 2023-12-15 |  | Non-lead
008450 | 5050 OVERSEAS HWY |  | Polytube | Yes |  | 2024-06-14 |  | PVC |  | Yes |  | 2024-06-14 |  | Non-lead
008451 | OCEAN 11325 1ST AVE |  | Unknown | Yes |  | 2022-08-30 |  | PVC | 1953 | Yes |  | 2022-08-30 |  | Lead Status Unknown
008452 | 57151 MORTON ST |  | Polytube | Yes |  | 2023-06-20 |  | PVC | 1954 | Yes |  | 2023-06-20 |  | Non-lead
008453 | MAIN HOUSE 81224 OVERSEAS HWY |  | Polytube | Yes |  | 2022-06-23 |  | PVC | 1963 | Yes |  | 2022-06-23 |  | Non-lead
008454 | 87770 OVERSEAS HWY |  | Polytube | Yes |  | 2022-07-19 |  | PVC | 1949 | Yes |  | 2022-07-19 |  | Non-lead
008455 | APT 1 500 AVE E |  | Unknown | Yes |  | 2023-05-04 |  | Unknown | 1953 | Yes |  | 2023-05-04 |  | Lead Status Unknown
008457 | COTTAGE FRONT 515 UNITED ST |  | Polytube | Yes |  | 2024-07-03 |  | Polytube | 1938 | Yes |  | 2024-07-03 |  | Non-lead
008458 | REAR 515 UNITED ST |  | Polytube | Yes |  | 2024-04-03 |  | Unknown | 1938 | Yes |  | 2024-04-03 |  | Lead Status Unknown
008459 | 3531 EAGLE AVE |  | Polytube | Yes |  | 2022-06-14 |  | PVC | 1963 | Yes |  | 2022-06-14 |  | Non-lead
008460 | 293 BARRY AVE |  | Unknown, Non-Lead | Yes |  | 2022-03-23 |  | Unknown, Non-Lead | 2021 | Yes |  | 2022-03-23 |  | Non-lead
008461 | APT 203 715 CAROLINE ST |  | Unknown, Non-Lead | Yes |  | 2020-09-30 |  | Unknown, Non-Lead | 2005 | Yes |  | 2020-09-30 |  | Non-lead
008462 | 31 PALM DR |  | Unknown, Non-Lead | Yes |  | 2017-11-28 |  | Unknown, Non-Lead | 2006 | Yes |  | 2017-11-28 |  | Non-lead
008463 | 88511 OVERSEAS HWY |  | Polytube | Yes |  | 2022-06-14 |  | PVC | 1955 | Yes |  | 2022-06-14 |  | Non-lead
008464 | 99470 OVERSEAS HWY |  | PVC | Yes |  | 2024-03-27 |  | PVC | 1957 | Yes |  | 2024-03-27 |  | Non-lead
008465 | 43 PALM DR |  | Polytube | Yes |  | 2023-03-24 |  | PVC | 1960 | Yes |  | 2023-03-24 |  | Non-lead
008467 | 825 33RD GULF St |  | Polytube | Yes |  | 2022-10-12 |  | PVC | 1965 | Yes |  | 2022-10-12 |  | Non-lead
008470 | 1300 8TH ST |  | Polytube | Yes |  | 2023-03-15 |  | PVC | 1963 | Yes |  | 2023-03-15 |  | Non-lead
008471 | 202 BAY ST |  | Polytube | Yes |  | 2022-06-22 |  | Polytube | 1961 | Yes |  | 2022-06-22 |  | Non-lead
008472 | 162 CARROLL ST |  | Polytube | Yes |  | 2023-08-25 |  | PVC | 1960 | Yes |  | 2023-08-25 |  | Non-lead
008473 | L16/17 303 SOUND DR |  | Polytube | Yes |  | 2022-10-31 |  | PVC | 1957 | Yes |  | 2022-10-31 |  | Non-lead
008475 | 3 BOWEN DR |  | Polytube | Yes |  | 2022-07-25 |  | PVC | 1948 | Yes |  | 2022-07-25 |  | Non-lead
008476 | 3514 DUCK AVE |  | Polytube | Yes |  | 2022-07-20 |  | PVC | 1948 | Yes |  | 2022-07-20 |  | Non-lead
008478 | 1728 LAIRD ST |  | Polytube | Yes |  | 2023-04-26 |  | Copper | 1958 | Yes |  | 2023-04-26 |  | Non-lead
008479 | SLIP D15 1801 N ROOSEVELT BLVD |  | Polytube | Yes |  | 2022-07-12 |  | Polytube | 1983 | Yes |  | 2022-07-12 |  | Non-lead
008480 | 1411 1ST ST |  | Polytube | Yes |  | 2022-06-27 |  | Copper | 1968 | Yes |  | 2022-06-27 |  | Non-lead
008481 | 81532 OVERSEAS HWY |  | Unknown, Non-Lead | Yes |  | 2022-03-17 |  | PVC | 1999 | Yes |  | 2022-03-17 |  | Non-lead
008482 | 90 IROQUIOS DR |  | Copper | Yes |  | 2022-06-28 |  | PVC | 1956 | Yes |  | 2022-06-28 |  | Non-lead
008483 | 12 BAY RD |  | Polytube | Yes |  | 2022-07-25 |  | PVC | 1964 | Yes |  | 2022-07-25 |  | Non-lead
008484 | 40 TREASURE BLVD |  | Polytube | Yes |  | 2023-02-01 |  | PVC | 1981 | Yes |  | 2023-02-01 |  | Non-lead
008485 | 94401 OVERSEAS HWY |  | Polytube | Yes |  | 2023-10-23 |  | Polytube | 1959 | Yes |  | 2023-10-23 |  | Non-lead
008486 | 138 PLANTATION BLVD |  | Polytube | Yes |  | 2023-07-12 |  | PVC | 1963 | Yes |  | 2023-07-12 |  | Non-lead
008487 | 131 N OCEAN LN |  | Polytube | Yes |  | 2022-07-11 |  | PVC | 1954 | Yes |  | 2022-07-11 |  | Non-lead
008488 | 48 SEAGATE BLVD |  | Unknown | Yes |  | 2023-09-27 |  | Unknown | 1958 | Yes |  | 2023-09-27 |  | Lead Status Unknown
008489 | 87201 OLD HWY |  | Polytube | Yes |  | 2022-05-20 |  | PVC | 2017 | Yes |  | 2022-05-20 |  | Non-lead
008491 | 3727 DUCK AVE |  | Polytube | Yes |  | 2022-07-06 |  | PVC | 1963 | Yes |  | 2022-07-06 |  | Non-lead
008492 | APT A7 REAR 818 ELIZABETH ST |  | Polytube | Yes |  | 2024-04-05 |  | PVC | 1928 | Yes |  | 2024-04-05 |  | Non-lead
008493 | APT 6 818 ELIZABETH ST |  | Polytube | Yes |  | 2024-07-08 |  | PVC | 1928 | Yes |  | 2024-07-08 |  | Non-lead
008494 | 3514 SUNRISE DR |  | Polytube | Yes |  | 2022-05-25 |  | PVC | 1955 | Yes |  | 2022-05-25 |  | Non-lead
008495 | 1509 17TH ST |  | Polytube | Yes |  | 2023-10-23 |  | Copper | 1958 | Yes |  | 2023-10-23 |  | Non-lead
008496 | 1310 ROYAL ST |  | Polytube | Yes |  | 2023-04-25 |  | PVC | 1948 | Yes |  | 2023-04-25 |  | Non-lead
008497 | 109 PIRATES DR |  | Polytube | Yes |  | 2023-01-30 |  | PVC | 1952 | Yes |  | 2023-01-30 |  | Non-lead
008498 | 5 DAVIS LN |  | Polytube | Yes |  | 2022-07-07 |  | PVC | 1959 | Yes |  | 2022-07-07 |  | Non-lead
008499 | 353 SOUND DR |  | Polytube | Yes |  | 2022-10-31 |  | PVC | 1958 | Yes |  | 2022-10-31 |  | Non-lead
008500 | 75780 OVERSEAS HWY |  | Unknown, Non-Lead | Yes |  | 2020-01-10 |  | PVC | 2006 | Yes |  | 2020-01-10 |  | Non-lead
008501 | 85 JOHN SILVER DR |  | Polytube | Yes |  | 2023-02-01 |  | PVC | 1958 | Yes |  | 2023-02-01 |  | Non-lead
008502 | 736 96TH OCEAN ST |  | Polytube | Yes |  | 2022-11-17 |  | PVC | 1957 | Yes |  | 2022-11-17 |  | Non-lead
008503 | OCEAN 291 84TH ST |  | Polytube | Yes |  | 2023-01-24 |  | PVC | 1949 | Yes |  | 2023-01-24 |  | Non-lead
008504 | 649 84TH St |  | Polytube | Yes |  | 2024-07-12 |  | PVC |  | Yes |  | 2024-07-12 |  | Non-lead
008505 | 2244 OVERSEAS HWY |  | Polytube | Yes |  | 2022-10-25 |  | PVC | 1953 | Yes |  | 2022-10-25 |  | Non-lead
008506 | 2250 OVERSEAS HWY |  | Polytube | Yes |  | 2022-10-25 |  | PVC | 1953 | Yes |  | 2022-10-25 |  | Non-lead
008507 | APT 3 1010 VARELA ST |  | Polytube | Yes |  | 2023-03-23 |  | PVC | 1953 | Yes |  | 2023-03-23 |  | Non-lead
008511 | 1725 CATHERINE ST |  | Polytube | Yes |  | 2022-08-29 |  | Copper | 1955 | Yes |  | 2022-08-29 |  | Non-lead
008512 | 1719 CATHERINE ST |  | Polytube | Yes |  | 2022-08-29 |  | Copper | 1956 | Yes |  | 2022-08-29 |  | Non-lead
008513 | 1715 CATHERINE ST |  | Polytube | Yes |  | 2022-08-29 |  | Copper | 1956 | Yes |  | 2022-08-29 |  | Non-lead
008514 | 1709 CATHERINE ST |  | Polytube | Yes |  | 2022-08-29 |  | Copper | 1955 | Yes |  | 2022-08-29 |  | Non-lead
008515 | 1103 ASHBY ST |  | Polytube | Yes |  | 2022-08-29 |  | PVC | 1955 | Yes |  | 2022-08-29 |  | Non-lead
008516 | 725 CATHERINE ST |  | Polytube | Yes |  | 2023-03-30 |  | PVC | 1934 | Yes |  | 2023-03-30 |  | Non-lead
008517 | 309 JULIA ST |  | Polytube | Yes |  | 2023-01-12 |  | PVC |  | Yes |  | 2023-01-12 |  | Non-lead
008519 | UNIT A 1216 MARGARET ST |  | Polytube | Yes |  | 2023-04-25 |  | PVC | 1943 | Yes |  | 2023-04-25 |  | Non-lead
008520 | B1 114 LOWE ST |  | Polytube | Yes |  | 2023-01-30 |  | PVC | 1951 | Yes |  | 2023-01-30 |  | Non-lead
008524 | 31521 AVENUE E |  | Polytube | Yes |  | 2023-05-22 |  | PVC |  | Yes |  | 2023-05-22 |  | Non-lead
008525 | 1215 KNOWLES LN |  | Polytube | Yes |  | 2023-03-15 |  | PVC | 1928 | Yes |  | 2023-03-15 |  | Non-lead
008526 | 426 COLLINS ST |  | Polytube | Yes |  | 2022-11-03 |  | PVC | 1958 | Yes |  | 2022-11-03 |  | Non-lead
008527 | 1522 PATRICIA ST |  | Polytube | Yes |  | 2023-04-26 |  | PVC | 1958 | Yes |  | 2023-04-26 |  | Non-lead
008528 | 3701 EAGLE AVE |  | Polytube | Yes |  | 2022-05-11 |  | PVC | 1958 | Yes |  | 2022-05-11 |  | Non-lead
008529 | 1514 19TH ST |  | Polytube | Yes |  | 2022-07-15 |  | PVC | 1958 | Yes |  | 2022-07-15 |  | Non-lead
008530 | 1615 ATLANTIC BLVD |  | Polytube | Yes |  | 2023-04-26 |  | PVC | 1963 | Yes |  | 2023-04-26 |  | Non-lead
008531 | UNIT 2 4043 LOUISA (GULFVIEW) AVE |  | Unknown, Non-Lead | Yes |  | 2024-04-15 |  | Unknown, Non-Lead | 2017 | Yes |  | 2024-04-15 |  | Non-lead
008532 | 281 84TH ST |  | Unknown, Non-Lead | Yes |  | 2023-10-31 |  | PVC | 2011 | Yes |  | 2023-10-31 |  | Non-lead
008533 | 190 41ST GULF ST |  | Polytube | Yes |  | 2022-09-26 |  | PVC | 1978 | Yes |  | 2022-09-26 |  | Non-lead
008534 | 537 91ST OCEAN ST |  | Unknown, Non-Lead | Yes |  | 2021-10-06 |  | Unknown, Non-Lead | 2021 | Yes |  | 2021-10-06 |  | Non-lead
008537 | 416 96TH OCEAN ST |  | Polytube | Yes |  | 2022-08-15 |  | PVC | 1957 | Yes |  | 2022-08-15 |  | Non-lead
008538 | 245 S BAY HARBOR DR |  | Polytube | Yes |  | 2022-09-14 |  | PVC | 1961 | Yes |  | 2022-09-14 |  | Non-lead
008539 | 220 JOLLY ROGER DR |  | Polytube | Yes |  | 2023-01-31 |  | PVC | 1956 | Yes |  | 2023-01-31 |  | Non-lead
008541 | 906 EMMA ST |  | Polytube | Yes |  | 2022-07-12 |  | PVC | 1918 | Yes |  | 2022-07-12 |  | Non-lead
008542 | 39 PALM DR |  | Unknown, Non-Lead | No |  |  |  | Unknown, Non-Lead | 2014 | No |  |  |  | Non-lead
008544 | 1706 JOHNSON ST |  | Polytube | Yes |  | 2024-06-14 |  | PVC | 1955 | Yes |  | 2024-06-14 |  | Non-lead
008545 | 1523 LAIRD ST |  | Copper | Yes |  | 2023-04-26 |  | PVC | 1963 | Yes |  | 2023-04-26 |  | Non-lead
008546 | 3612 SUNRISE DR |  | Polytube | Yes |  | 2023-09-19 |  | PVC | 1963 | Yes |  | 2023-09-19 |  | Non-lead
008547 | 97675 OVERSEAS HWY |  | Polytube | Yes |  | 2023-05-04 |  | PVC | 1946 | Yes |  | 2023-05-04 |  | Non-lead
008548 | 2614 STAPLES AVE |  | Polytube | Yes |  | 2024-07-15 |  | PVC | 1963 | Yes |  | 2024-07-15 |  | Non-lead
008549 | 2608 STAPLES AVE |  | Polytube | Yes |  | 2022-08-15 |  | PVC | 1963 | Yes |  | 2022-08-15 |  | Non-lead
008555 | REAR 1018 WHITE ST |  | PVC | Yes |  | 2022-09-08 |  | PVC | 1923 | Yes |  | 2022-09-08 |  | Non-lead
008556 | 1005 SNAPPER TR-A (SUNRISE PT) LN |  | Polytube | Yes |  | 2022-09-20 |  | PVC | 1975 | Yes |  | 2022-09-20 |  | Non-lead
008557 | 531 OLIVIA ST |  | Polytube | Yes |  | 2022-10-31 |  | PVC | 1943 | Yes |  | 2022-10-31 |  | Non-lead
008558 | 1020 VON PHISTER ST |  | Unknown, Non-Lead | Yes |  | 2022-03-03 |  | Unknown, Non-Lead | 2002 | Yes |  | 2022-03-03 |  | Non-lead
008560 | HARRIETTES 95710 OVERSEAS Hwy |  | Polytube | Yes |  | 2022-07-21 |  | PVC | 1954 | Yes |  | 2022-07-21 |  | Non-lead
008561 | 612 96TH OCEAN ST |  | Polytube | Yes |  | 2022-11-21 |  | PVC | 1957 | Yes |  | 2022-11-21 |  | Non-lead
008562 | UNIT 2 374 73RD ST |  | Unknown, Non-Lead | Yes |  | 2017-12-06 |  | PVC | 2006 | Yes |  | 2017-12-06 |  | Non-lead
008563 | 10730 OVERSEAS HIGHWAY |  | Polytube | Yes |  | 2022-11-16 |  | PVC | 1955 | Yes |  | 2022-11-16 |  | Non-lead
008564 | 932 96TH OCEAN ST |  | Polytube | Yes |  | 2024-05-22 |  | PVC | 1957 | Yes |  | 2024-05-22 |  | Non-lead
008565 | 540 96TH St |  | Polytube | Yes |  | 2022-12-05 |  | PVC | 1957 | Yes |  | 2022-12-05 |  | Non-lead
008566 | 713 CHAPMAN LN |  | Polytube | Yes |  | 2022-07-12 |  | PVC | 1933 | Yes |  | 2022-07-12 |  | Non-lead
008567 | 715 CHAPMAN LN |  | Polytube | Yes |  | 2022-07-12 |  | PVC | 1928 | Yes |  | 2022-07-12 |  | Non-lead
008568 | 3717 EAGLE AVE |  | Polytube | Yes |  | 2022-07-06 |  | PVC | 1963 | Yes |  | 2022-07-06 |  | Non-lead
008569 | 58671 OVERSEAS Hwy |  | Unknown | Yes |  | 2022-10-22 |  | PVC | 1960 | Yes |  | 2022-10-22 |  | Non-lead
008570 | 68 FLORIDA DR |  | Polytube | Yes |  | 2022-11-17 |  | PVC | 1954 | Yes |  | 2022-11-17 |  | Non-lead
008571 | LOTS 8,9,10 93001 OVERSEAS HWY |  | Polytube | Yes |  | 2022-07-19 |  | PVC | 1958 | Yes |  | 2022-07-19 |  | Non-lead
008572 | 545 PLANTE ST |  | Polytube | Yes |  | 2022-10-31 |  | PVC | 1952 | Yes |  | 2022-10-31 |  | Non-lead
008574 | 2405 N ROOSEVELT BLVD |  | Polytube | Yes |  | 2022-09-16 |  | PVC | 1958 | Yes |  | 2022-09-16 |  | Non-lead
008575 | 2627 PATTERSON AVE |  | Polytube | Yes |  | 2022-06-17 |  | PVC | 1958 | Yes |  | 2022-06-17 |  | Non-lead
008577 | 292 96TH OCEAN ST |  | Polytube | Yes |  | 2022-11-02 |  | PVC | 1957 | Yes |  | 2022-11-02 |  | Non-lead
008578 | 4680 OVERSEAS HWY |  | Polytube | Yes |  | 2024-04-09 |  | PVC | 1953 | Yes |  | 2024-04-09 |  | Non-lead
008579 | 106 HOLIDAY BLVD |  | Polytube | Yes |  | 2023-02-02 |  | PVC | 1954 | Yes |  | 2023-02-02 |  | Non-lead
008580 | 20 PALM BEACH DR |  | Polytube | Yes |  | 2022-11-17 |  | PVC | 1962 | Yes |  | 2022-11-17 |  | Non-lead
008581 | GILBERTS 107900 OVERSEAS HWY |  | Unknown | Yes |  | 2022-09-26 |  | Unknown | 1967 | Yes |  | 2022-09-26 |  | Lead Status Unknown
008582 | 1501 GOVERNMENT RD |  | Polytube | Yes |  | 2023-04-24 |  | Copper | 1958 | Yes |  | 2023-04-24 |  | Non-lead
008583 | 2508 FLAGLER AVE |  | Polytube | Yes |  | 2023-04-24 |  | PVC | 1953 | Yes |  | 2023-04-24 |  | Non-lead
008584 | 2514 FLAGLER AVE |  | Polytube | Yes |  | 2023-04-24 |  | PVC | 1953 | Yes |  | 2023-04-24 |  | Non-lead
008585 | 2518 FLAGLER AVE |  | Polytube | Yes |  | 2023-04-24 |  | PVC | 1953 | Yes |  | 2023-04-24 |  | Non-lead
008586 | 1511 18TH TER |  | Polytube | Yes |  | 2022-07-08 |  | PVC | 1958 | Yes |  | 2022-07-08 |  | Non-lead
008588 | 1501 GEORGE ST |  | Polytube | Yes |  | 2022-06-22 |  | PVC | 1958 | Yes |  | 2022-06-22 |  | Non-lead
008589 | 1526 LAIRD ST |  | Copper | Yes |  | 2023-04-26 |  | Copper | 1958 | Yes |  | 2023-04-26 |  | Non-lead
008590 | 2100 FLAGLER AVE |  | Unknown, Non-Lead | Yes |  | 2024-06-17 |  | Unknown, Non-Lead | 2004 | Yes |  | 2024-06-17 |  | Non-lead
008591 | 1117 STUMP LN |  | Polytube | Yes |  | 2024-07-08 |  | PVC | 1935 | Yes |  | 2024-07-08 |  | Non-lead
008592 | 1221 JOHNSON ST |  | Polytube | Yes |  | 2024-01-09 |  | PVC | 1958 | Yes |  | 2024-01-09 |  | Non-lead
008594 | 1217 JOHNSON ST |  | Polytube | Yes |  | 2023-08-16 |  | PVC |  | Yes |  | 2023-08-16 |  | Non-lead
008596 | 42 JEAN LAFITTE LN |  | Polytube | No |  |  |  | PVC | 2011 | No |  |  |  | Non-lead
008597 | 11320 2ND OCEAN AVE |  | Copper | Yes |  | 2022-10-26 |  | PVC | 1953 | Yes |  | 2022-10-26 |  | Non-lead
008598 | 11324 2ND OCEAN AVE |  | Copper | Yes |  | 2023-04-19 |  | PVC | 1953 | Yes |  | 2023-04-19 |  | Non-lead
008599 | 1600 SOUTH ST |  | Polytube | Yes |  | 2022-10-27 |  | PVC | 1955 | Yes |  | 2022-10-27 |  | Non-lead
008600 | 2707 FLAGLER RESIDENCE PASTOR |  | Polytube | Yes |  | 2024-08-30 |  | PVC | 1953 | Yes |  | 2024-08-30 |  | Non-lead
008602 | 1700 BERTHA ST |  | Polytube | Yes |  | 2023-10-12 |  | Copper | 1948 | Yes |  | 2023-10-12 |  | Non-lead
008603 | 5710 OVERSEAS HWY |  | Polytube | Yes |  | 2023-03-07 |  | PVC | 1975 | Yes |  | 2023-03-07 |  | Non-lead
008604 | 31 N MARLIN AVE |  | Polytube | Yes |  | 2022-07-25 |  | PVC | 1963 | Yes |  | 2022-07-25 |  | Non-lead
008605 | 90511 OLD Hwy |  | Unknown, Non-Lead | Yes |  | 2021-02-09 |  | PVC | 2016 | Yes |  | 2021-02-09 |  | Non-lead
008606 | 15 STALCUP BLDG MM8 |  | Polytube | Yes |  | 2023-12-22 |  | PVC | 1955 | Yes |  | 2023-12-22 |  | Non-lead
008608 | 10720 1ST GULF AVE |  | Polytube | Yes |  | 2024-09-30 |  | PVC | 1959 | Yes |  | 2024-09-30 |  | Non-lead
008609 | 10705 2ND GULF AVE |  | Polytube | Yes |  | 2022-11-23 |  | PVC | 1959 | Yes |  | 2022-11-23 |  | Non-lead
008610 | 676 E SHORE DR |  | Polytube | Yes |  | 2023-04-25 |  | PVC | 1958 | Yes |  | 2023-04-25 |  | Non-lead
008611 | 1011 PACKER ST |  | Polytube | Yes |  | 2023-03-22 |  | PVC | 1933 | Yes |  | 2023-03-22 |  | Non-lead
008612 | 2434 LINDA AVE |  | Copper | Yes |  | 2023-04-24 |  | PVC | 1952 | Yes |  | 2023-04-24 |  | Non-lead
008613 | 2428 LINDA AVE |  | Copper | Yes |  | 2023-04-24 |  | PVC | 1953 | Yes |  | 2023-04-24 |  | Non-lead
008614 | 1301 THOMPSON ST |  | Polytube | Yes |  | 2022-08-11 |  | Copper | 1958 | Yes |  | 2022-08-11 |  | Non-lead
008615 | 2424 LINDA AVE |  | Copper | Yes |  | 2023-04-24 |  | PVC | 1953 | Yes |  | 2023-04-24 |  | Non-lead
008616 | 2418 LINDA AVE |  | Copper | Yes |  | 2023-04-24 |  | PVC | 1953 | Yes |  | 2023-04-24 |  | Non-lead
008617 | 2412 LINDA AVE |  | Polytube | Yes |  | 2024-01-29 |  | Polytube | 1950 | Yes |  | 2024-01-29 |  | Non-lead
008618 | 2408 LINDA AVE |  | Copper | Yes |  | 2023-09-20 |  | Polytube | 1950 | Yes |  | 2023-09-20 |  | Non-lead
008619 | 2400 LINDA AVE |  | Copper | Yes |  | 2023-04-24 |  | PVC | 1950 | Yes |  | 2023-04-24 |  | Non-lead
008620 | 2318 LINDA AVE |  | Polytube | Yes |  | 2023-09-15 |  | PVC | 1953 | Yes |  | 2023-09-15 |  | Non-lead
008621 | 2300 LINDA AVE |  | Polytube | Yes |  | 2024-04-29 |  | PVC | 1953 | Yes |  | 2024-04-29 |  | Non-lead
008622 | 2312 LINDA AVE |  | Copper | Yes |  | 2023-08-16 |  | Copper | 1958 | Yes |  | 2023-08-16 |  | Non-lead
008623 | 2308 LINDA AVE |  | Copper | Yes |  | 2023-04-24 |  | Copper | 1953 | Yes |  | 2023-04-24 |  | Non-lead
008624 | 81450 OVERSEAS HWY |  | Unknown, Non-Lead | No |  |  |  | Unknown, Non-Lead | 2010 | No |  |  |  | Non-lead
008625 | GULF 610 50TH ST |  | Polytube | Yes |  | 2024-02-15 |  | PVC | 1958 | Yes |  | 2024-02-15 |  | Non-lead
008626 | 11459 6TH OCEAN AVE |  | Copper | Yes |  | 2023-07-12 |  | PVC | 1961 | Yes |  | 2023-07-12 |  | Non-lead
008627 | 953 96TH OCEAN ST |  | Polytube | Yes |  | 2022-11-16 |  | PVC | 1957 | Yes |  | 2022-11-16 |  | Non-lead
008628 | 28 JEAN LA FITTE DR |  | Polytube | Yes |  | 2023-01-31 |  | PVC | 1957 | Yes |  | 2023-01-31 |  | Non-lead
008629 | 717 CHAPMAN LN |  | Polytube | Yes |  | 2022-07-12 |  | PVC | 1929 | Yes |  | 2022-07-12 |  | Non-lead
008630 | 721 CHAPMAN LN |  | Copper | Yes |  | 2022-07-12 |  | PVC | 1928 | Yes |  | 2022-07-12 |  | Non-lead
008631 | 725 CHAPMAN LN |  | Polytube | Yes |  | 2022-07-12 |  | PVC | 1928 | Yes |  | 2022-07-12 |  | Non-lead
008632 | 604 GRINNELL ST |  | Polytube | Yes |  | 2023-02-10 |  | PVC | 1933 | Yes |  | 2023-02-10 |  | Non-lead
008633 | 708 WINDSOR LN |  | Polytube | Yes |  | 2023-02-01 |  | PVC | 1984 | Yes |  | 2023-02-01 |  | Non-lead
008634 | 1301 JOHNSON ST |  | Polytube | Yes |  | 2022-11-03 |  | PVC | 1958 | Yes |  | 2022-11-03 |  | Non-lead
008635 | 1925 SEIDENBERG LN |  | Polytube | Yes |  | 2023-04-26 |  | PVC | 1953 | Yes |  | 2023-04-26 |  | Non-lead
008636 | 80 PALM DR |  | Polytube | Yes |  | 2023-09-08 |  | PVC | 1960 | Yes |  | 2023-09-08 |  | Non-lead
008637 | 78 PALM DR |  | Polytube | Yes |  | 2023-09-08 |  | PVC | 1968 | Yes |  | 2023-09-08 |  | Non-lead
008638 | 1902 SEIDENBERG AVE |  | Copper | Yes |  | 2023-04-26 |  | PVC | 1979 | Yes |  | 2023-04-26 |  | Non-lead
008640 | 11332 3RD OCEAN AVE |  | Polytube | Yes |  | 2022-10-26 |  | PVC | 1953 | Yes |  | 2022-10-26 |  | Non-lead
008641 | 7964 GULFSTREAM BLVD |  | Polytube | Yes |  | 2023-01-27 |  | PVC | 1958 | Yes |  | 2023-01-27 |  | Non-lead
008642 | OCEAN 1600 79TH ST |  | Polytube | Yes |  | 2023-01-24 |  | PVC | 1963 | Yes |  | 2023-01-24 |  | Non-lead
008643 | 2735 OVERSEAS HWY |  | Polytube | Yes |  | 2022-11-07 |  | PVC | 1958 | Yes |  | 2022-11-07 |  | Non-lead
008644 | 80591 OLD HWY |  | Unknown, Non-Lead | Yes |  | 2019-02-25 |  | PVC | 2001 | Yes |  | 2019-02-25 |  | Non-lead
008645 | 88963 OLD HWY |  | Unknown, Non-Lead | Yes |  | 2021-03-31 |  | Unknown, Non-Lead | 1992 | Yes |  | 2021-03-31 |  | Non-lead
008646 | 1923 SEIDENBERG LN |  | Polytube | Yes |  | 2023-04-26 |  | Polytube | 1953 | Yes |  | 2023-04-26 |  | Non-lead
008647 | 6 BAY DRIVE |  | Polytube | Yes |  | 2024-10-01 |  | PVC | 1955 | Yes |  | 2024-10-01 |  | Non-lead
008649 | 401 AVE B |  | Unknown, Non-Lead | Yes |  | 2024-01-03 |  | Unknown, Non-Lead | 2010 | Yes |  | 2024-01-03 |  | Non-lead
008651 | 814 SHAVERS LN |  | Polytube | Yes |  | 2022-09-26 |  | PVC | 1943 | Yes |  | 2022-09-26 |  | Non-lead
008653 | 1118 EATON ST |  | Polytube | Yes |  | 2023-03-06 |  | PVC | 1953 | Yes |  | 2023-03-06 |  | Non-lead
008654 | 30447 OLEANDER BLVD |  | Polytube | Yes |  | 2024-04-22 |  | PVC |  | Yes |  | 2024-04-22 |  | Non-lead
008655 | 516 AMELIA ST |  | Polytube | Yes |  | 2023-05-04 |  | PVC | 1943 | Yes |  | 2023-05-04 |  | Non-lead
008656 | 8050 GULFSTREAM BLVD |  | Polytube | Yes |  | 2023-02-02 |  | PVC | 1960 | Yes |  | 2023-02-02 |  | Non-lead
008657 | 10702 1ST AVE GU |  | Polytube | Yes |  | 2022-11-23 |  | PVC | 1954 | Yes |  | 2022-11-23 |  | Non-lead
008658 | APT 1 10700 1ST GULF AVE |  | Polytube | Yes |  | 2022-12-06 |  | PVC | 1959 | Yes |  | 2022-12-06 |  | Non-lead
008659 | 31325 G & 3RD ST AVE |  | Polytube | Yes |  | 2022-11-28 |  | PVC | 1976 | Yes |  | 2022-11-28 |  | Non-lead
008660 | APT B 2322 SEIDENBERG AVE |  | Polytube | Yes |  | 2023-05-04 |  | PVC | 1933 | Yes |  | 2023-05-04 |  | Non-lead
008661 | APT A FRONT 2322 SEIDENBERG AVE |  | Polytube | Yes |  | 2022-08-18 |  | PVC | 1963 | Yes |  | 2022-08-18 |  | Non-lead
008662 | 500 AVE C |  | Unknown | Yes |  | 2023-10-05 |  | Unknown | 1953 | Yes |  | 2023-10-05 |  | Lead Status Unknown
008663 | 1907 SEIDENBERG LN |  | Copper | Yes |  | 2023-04-26 |  | PVC | 1953 | Yes |  | 2023-04-26 |  | Non-lead
008664 | 1611 SEMINARY ST |  | Polytube | Yes |  | 2022-10-31 |  | PVC | 1955 | Yes |  | 2022-10-31 |  | Non-lead
008665 | 1619 SEMINARY ST |  | Polytube | Yes |  | 2022-10-31 |  | Copper | 1958 | Yes |  | 2022-10-31 |  | Non-lead
008666 | 2401 STAPLES AVE |  | Polytube | Yes |  | 2022-08-15 |  | PVC | 1958 | Yes |  | 2022-08-15 |  | Non-lead
008667 | 99300 OVERSEAS HWY MM99 S PK |  | Polytube | Yes |  | 2023-01-30 |  | PVC | 1958 | Yes |  | 2023-01-30 |  | Non-lead
008668 | 11829 OVERSEAS HWY |  | Polytube | Yes |  | 2023-03-21 |  | PVC | 1957 | Yes |  | 2023-03-21 |  | Non-lead
008669 | 8301 OVERSEAS HWY |  | Unknown, Non-Lead | Yes |  | 2017-10-19 |  | Unknown, Non-Lead | 1995 | Yes |  | 2017-10-19 |  | Non-lead
008670 | 102 SUNSET DR |  | Polytube | Yes |  | 2022-06-28 |  | PVC | 1966 | Yes |  | 2022-06-28 |  | Non-lead
008671 | 83250 OVERSEAS HWY |  | Polytube | Yes |  | 2022-06-22 |  | Copper | 1972 | Yes |  | 2022-06-22 |  | Non-lead
008672 | GULF 744 50TH ST |  | Unknown, Non-Lead | Yes |  | 2022-10-20 |  | PVC | 1958 | Yes |  | 2022-10-20 |  | Non-lead
008673 | 12501 OVERSEAS HWY |  | Unknown, Non-Lead | No |  |  |  | Unknown, Non-Lead | 2007 | No |  |  |  | Non-lead
008674 | 230 JOLLY ROGER DR |  | Polytube | Yes |  | 2023-01-31 |  | PVC | 1972 | Yes |  | 2023-01-31 |  | Non-lead
008675 | 317 ANGELA ST |  | Unknown, Non-Lead | Yes |  | 2018-05-02 |  | Unknown, Non-Lead | 2018 | Yes |  | 2018-05-02 |  | Non-lead
008677 | 82931 OLD HWY |  | Polytube | Yes |  | 2022-05-23 |  | PVC | 2001 | Yes |  | 2022-05-23 |  | Non-lead
008678 | 245 41ST GULF ST |  | Unknown, Non-Lead | Yes |  | 2018-05-01 |  | PVC | 2017 | Yes |  | 2018-05-01 |  | Non-lead
008679 | 1922 SEIDENBERG AVE |  | Polytube | Yes |  | 2023-04-26 |  | Copper | 1953 | Yes |  | 2023-04-26 |  | Non-lead
008680 | APT COTTAGE 400 AVE C |  | Polytube | Yes |  | 2023-05-04 |  | PVC | 2019 | Yes |  | 2023-05-04 |  | Non-lead
008681 | 1111 SOUTHARD ST |  | Polytube | Yes |  | 2023-01-04 |  | PVC | 1928 | Yes |  | 2023-01-04 |  | Non-lead
008683 | 104960 OVERSEAS HWY |  | Polytube | Yes |  | 2022-07-25 |  | PVC | 1956 | Yes |  | 2022-07-25 |  | Non-lead
008684 | REAR 1916 SEIDENBERG AVE |  | Polytube | Yes |  | 2023-04-26 |  | PVC | 1953 | Yes |  | 2023-04-26 |  | Non-lead
008685 | 727 OLIVIA ST |  | Polytube | Yes |  | 2023-01-12 |  | PVC | 1943 | Yes |  | 2023-01-12 |  | Non-lead
008687 | 114 SNAPPER CREEK DR |  | Unknown, Non-Lead | Yes |  | 2022-06-10 |  | PVC | 1965 | Yes |  | 2022-06-10 |  | Non-lead
008689 | 322 JULIA ST |  | Polytube | Yes |  | 2022-07-13 |  | PVC | 1928 | Yes |  | 2022-07-13 |  | Non-lead
008690 | #C 2503 HARRIS AVE |  | Polytube | Yes |  | 2022-08-16 |  | Copper | 1952 | Yes |  | 2022-08-16 |  | Non-lead
008691 | 1151 OCEAN DR |  | Unknown, Non-Lead | Yes |  | 2021-09-29 |  | Unknown, Non-Lead | 2007 | Yes |  | 2021-09-29 |  | Non-lead
008692 | 905 VON PHISTER ST |  | Polytube | Yes |  | 2024-05-13 |  | PVC | 1963 | Yes |  | 2024-05-13 |  | Non-lead
008693 | 2304 HARRIS AVE |  | Polytube | Yes |  | 2022-08-16 |  | Copper | 1950 | Yes |  | 2022-08-16 |  | Non-lead
008694 | 1915 SEIDENBERG LN |  | Polytube | Yes |  | 2023-04-26 |  | Copper | 1953 | Yes |  | 2023-04-26 |  | Non-lead
008698 | FRONT APT 100961 OVERSEAS HWY |  | Polytube | Yes |  | 2023-02-03 |  | PVC | 1933 | Yes |  | 2023-02-03 |  | Non-lead
008701 | 100991 OVERSEAS HWY |  | Unknown, Non-Lead | Yes |  | 2021-04-08 |  | Unknown, Non-Lead | 2019 | Yes |  | 2021-04-08 |  | Non-lead
008703 | 61 SHORELAND DR |  | Polytube | Yes |  | 2022-10-31 |  | PVC | 1958 | Yes |  | 2022-10-31 |  | Non-lead
008704 | 812 CAREY LN |  | Polytube | Yes |  | 2023-02-16 |  | PVC | 1928 | Yes |  | 2023-02-16 |  | Non-lead
008705 | #10 95360 OVERSEAS HWY |  | Unknown | Yes |  | 2022-09-20 |  | PVC | 1963 | Yes |  | 2022-09-20 |  | Lead Status Unknown
008710 | 711 GALVESTON LN |  | Polytube | Yes |  | 2023-03-06 |  | PVC | 1924 | Yes |  | 2023-03-06 |  | Non-lead
008711 | 715 GALVESTON LN |  | Polytube | Yes |  | 2024-07-08 |  | PVC | 1933 | Yes |  | 2024-07-08 |  | Non-lead
008712 | 709 GALVESTON LN |  | Polytube | Yes |  | 2023-03-06 |  | PVC | 1924 | Yes |  | 2023-03-06 |  | Non-lead
008714 | 1908 SEIDENBERG LN |  | Copper | Yes |  | 2023-04-26 |  | Copper | 1953 | Yes |  | 2023-04-26 |  | Non-lead
008715 | 335 22ND OCEAN ST |  | Polytube | Yes |  | 2024-05-17 |  | PVC | 1954 | Yes |  | 2024-05-17 |  | Non-lead
008716 | 200 62ND OCEAN ST |  | Polytube | Yes |  | 2023-02-21 |  | PVC | 1969 | Yes |  | 2023-02-21 |  | Non-lead
008717 | 114 LONG BEN DR |  | Polytube | Yes |  | 2023-01-31 |  | PVC | 1958 | Yes |  | 2023-01-31 |  | Non-lead
008718 | 171 IROQUOIS DR |  | Copper | Yes |  | 2022-06-28 |  | PVC | 1956 | Yes |  | 2022-06-28 |  | Non-lead
008720 | 1720 JOHNSON ST |  | Polytube | Yes |  | 2022-11-03 |  | PVC | 1955 | Yes |  | 2022-11-03 |  | Non-lead
008721 | REAR 638 UNITED ST |  | Polytube | Yes |  | 2023-07-12 |  | Polytube | 1963 | Yes |  | 2023-07-12 |  | Non-Lead
008722 | 166 LOWE ST |  | Polytube | Yes |  | 2023-01-30 |  | PVC | 1974 | Yes |  | 2023-01-30 |  | Non-lead
008723 | BLVD 2308 N ROOSEVELT |  | Polytube | Yes |  | 2022-11-30 |  | PVC | 1958 | Yes |  | 2022-11-30 |  | Non-lead
008724 | 2506 LINDA AVE |  | Polytube | Yes |  | 2023-04-24 |  | PVC | 1955 | Yes |  | 2023-04-24 |  | Non-lead
008725 | 2507 LINDA AVE |  | Copper | Yes |  | 2023-04-24 |  | PVC | 1953 | Yes |  | 2023-04-24 |  | Non-lead
008726 | 2514 LINDA AVE |  | Copper | Yes |  | 2023-04-24 |  | PVC | 1955 | Yes |  | 2023-04-24 |  | Non-lead
008727 | 2513 LINDA AVE |  | Copper | Yes |  | 2023-04-24 |  | Copper | 1950 | Yes |  | 2023-04-24 |  | Non-lead
008728 | 2516 LINDA AVE |  | Copper | Yes |  | 2023-04-24 |  | PVC | 1955 | Yes |  | 2023-04-24 |  | Non-lead
008729 | 2519 LINDA AVE |  | Polytube | Yes |  | 2023-04-24 |  | PVC | 1963 | Yes |  | 2023-04-24 |  | Non-lead
008730 | 1517 GOVERNMENT RD |  | Copper | Yes |  | 2023-04-24 |  | PVC | 1955 | Yes |  | 2023-04-24 |  | Non-lead
008731 | 1601 GOVERNMENT RD |  | Copper | Yes |  | 2023-04-24 |  | Copper | 1955 | Yes |  | 2023-04-24 |  | Non-lead
008733 | 408 BALIDO ST |  | Polytube | Yes |  | 2023-03-10 |  | PVC | 1958 | Yes |  | 2023-03-10 |  | Non-lead
008743 | 131 POINT PLEASANT DR |  | Polytube | Yes |  | 2023-01-31 |  | PVC | 1965 | Yes |  | 2023-01-31 |  | Non-lead
008745 | 113 LONG KEY LAKE DR |  | Polytube | Yes |  | 2022-05-20 |  | PVC | 1958 | Yes |  | 2022-05-20 |  | Non-lead
008746 | APT FRONT 1106 PEARL ST |  | Polytube | Yes |  | 2022-09-22 |  | Copper | 1938 | Yes |  | 2022-09-22 |  | Non-lead
008750 | GULF 10711 2ND AVE |  | Polytube | Yes |  | 2024-02-05 |  | PVC | 1959 | Yes |  | 2024-02-05 |  | Non-lead
008751 | 10735 2ND GULF AVE |  | Polytube | Yes |  | 2022-11-18 |  | PVC | 1959 | Yes |  | 2022-11-18 |  | Non-lead
008752 | 742 69TH OCEAN ST |  | Polytube | Yes |  | 2023-03-07 |  | PVC | 1958 | Yes |  | 2023-03-07 |  | Non-lead
008753 | 93 N CONCH AVE |  | Polytube | Yes |  | 2024-03-07 |  | PVC |  | Yes |  | 2024-03-07 |  | Non-lead
008755 | FRONT 802 SIMONTON ST |  | Polytube | Yes |  | 2022-10-31 |  | PVC | 1948 | Yes |  | 2022-10-31 |  | Non-lead
008756 | 10710 OVERSEAS HWY |  | Polytube | Yes |  | 2022-11-02 |  | PVC | 1955 | Yes |  | 2022-11-02 |  | Non-lead
008757 | 11688 6TH OCEAN AVE |  | PVC | Yes |  | 2025-07-29 |  | PVC | 1957 | Yes |  | 2022-10-26 |  | Non-lead
008759 | FIREHOUSE 81850 OVERSEAS HWY |  | Polytube | Yes |  | 2022-06-23 |  | Copper | 1980 | Yes |  | 2022-06-23 |  | Non-Lead
008760 | 225 117TH OCEAN ST |  | Polytube | Yes |  | 2023-10-13 |  | PVC | 1956 | Yes |  | 2023-10-13 |  | Non-lead
008761 | 209 JULIA ST |  | Polytube | Yes |  | 2022-06-23 |  | PVC | 1949 | Yes |  | 2022-06-23 |  | Non-lead
008762 | 327 JULIA ST |  | Polytube | Yes |  | 2023-05-03 |  | Galvanized | 1943 | Yes |  | 2023-05-03 |  | Galvanized Requiring Replacement
008763 | 3513 SUNRISE DR |  | Polytube | Yes |  | 2024-02-26 |  | Polytube | 1955 | Yes |  | 2024-02-26 |  | Non-Lead
008764 | APT REAR 728 UNITED ST |  | Polytube | Yes |  | 2018-05-08 |  | Unknown | 1938 | Yes |  | 2018-05-08 |  | Lead Status Unknown
008765 | 67 PALM DR |  | Polytube | Yes |  | 2024-07-26 |  | PVC |  | Yes |  | 2024-07-26 |  | Non-lead
008766 | 7001 SHRIMP RD |  | Polytube | Yes |  | 2023-03-08 |  | PVC | 1968 | Yes |  | 2023-03-08 |  | Non-lead
008768 | 667 CABRERA ST |  | Polytube | Yes |  | 2023-05-04 |  | PVC | 1985 | Yes |  | 2023-05-04 |  | Non-lead
008769 | 206 12TH GULF ST |  | Unknown | Yes |  | 2024-10-01 |  | Unknown | 1958 | Yes |  | 2024-10-01 |  | Lead Status Unknown
008770 | 9051 OVERSEAS HWY |  | Polytube | Yes |  | 2023-06-14 |  | PVC | 1953 | Yes |  | 2023-06-14 |  | Non-lead
008771 | 325 JULIA ST |  | Polytube | Yes |  | 2022-07-13 |  | PVC | 1943 | Yes |  | 2022-07-13 |  | Non-lead
008774 | 44 ROCK HARBOR DR |  | Polytube | Yes |  | 2022-05-20 |  | PVC | 1955 | Yes |  | 2022-05-20 |  | Non-lead
008775 | 61 FLORIDA DR |  | Polytube | Yes |  | 2022-11-17 |  | PVC | 1955 | Yes |  | 2022-11-17 |  | Non-lead
008776 | 55 FLORIDA DR |  | Polytube | Yes |  | 2023-02-06 |  | PVC | 1960 | Yes |  | 2023-02-06 |  | Non-lead
008777 | 55 N BAY HARBOR DR |  | Copper | Yes |  | 2022-09-12 |  | PVC | 1958 | Yes |  | 2022-09-12 |  | Non-lead
008778 | 75 JOHN SILVER DR |  | Polytube | Yes |  | 2023-03-28 |  | PVC | 1964 | Yes |  | 2023-03-28 |  | Non-lead
008779 | 81917 OVERSEAS HWY |  | Polytube | Yes |  | 2022-06-27 |  | PVC | 1967 | Yes |  | 2022-06-27 |  | Non-lead
008780 | 25054 5TH ST |  | Polytube | Yes |  | 2024-01-25 |  | PVC | 1949 | Yes |  | 2024-01-25 |  | Non-lead
008781 | 840 OLIVIA ST |  | Polytube | Yes |  | 2023-03-23 |  | PVC | 1928 | Yes |  | 2023-03-23 |  | Non-lead
008782 | 727 TRUMAN AVE |  | Polytube | Yes |  | 2023-04-26 |  | PVC | 1948 | Yes |  | 2023-04-26 |  | Non-lead
008783 | 6805 SHRIMP RD |  | Polytube | Yes |  | 2023-09-26 |  | Copper | 1968 | Yes |  | 2023-09-26 |  | Non-lead
008785 | 2434 PATTERSON AVE |  | Polytube | Yes |  | 2024-03-07 |  | PVC | 1958 | Yes |  | 2024-03-07 |  | Non-lead
008786 | 2612 SEIDENBERG AVE |  | Copper | Yes |  | 2022-08-18 |  | PVC | 1963 | Yes |  | 2022-08-18 |  | Non-lead
008787 | /2603 2601 OVERSEAS HWY |  | Polytube | Yes |  | 2023-09-06 |  | PVC | 1940 | Yes |  | 2023-09-06 |  | Non-lead
008788 | 709 CHAPMAN LN |  | Polytube | Yes |  | 2024-02-05 |  | PVC | 1934 | Yes |  | 2024-02-05 |  | Non-lead
008789 | 41 PALM DR |  | Polytube | Yes |  | 2023-03-24 |  | PVC | 1980 | Yes |  | 2023-03-24 |  | Non-lead
008790 | 1670 HELLENGA RD |  | Polytube | Yes |  | 2022-11-28 |  | PVC | 1962 | Yes |  | 2022-11-28 |  | Non-lead
008791 | 235 27TH OCEAN ST |  | Polytube | Yes |  | 2022-04-28 |  | Polytube | 1975 | Yes |  | 2022-04-28 |  | Non-Lead
008794 | 858 83RD OCEAN ST |  | Unknown, Non-Lead | Yes |  | 2022-03-02 |  | Unknown, Non-Lead | 2005 | Yes |  | 2022-03-02 |  | Non-lead
008796 | 1531 WHITE ST |  | Polytube | Yes |  | 2022-09-08 |  | PVC | 1955 | Yes |  | 2022-09-08 |  | Non-lead
008797 | 3031 N ROOSEVELT BLVD |  | Polytube | Yes |  | 2024-04-17 |  | Copper | 1962 | Yes |  | 2024-04-17 |  | Non-lead
008799 | PT-L19 B8 82192 OLD HWY |  | Unknown | Yes |  | 2022-06-27 |  | Unknown |  | Yes |  | 2022-06-27 |  | Lead Status Unknown
008801 | 26 N MARLIN |  | Polytube | Yes |  | 2022-07-25 |  | PVC | 1953 | Yes |  | 2022-07-25 |  | Non-lead
008803 | 106 GUMBO LIMBO RD |  | Polytube | Yes |  | 2022-06-21 |  | PVC | 1953 | Yes |  | 2022-06-21 |  | Non-lead
008805 | 26 JEAN LAFITTE DR |  | Polytube | Yes |  | 2023-01-31 |  | PVC | 1957 | Yes |  | 2023-01-31 |  | Non-lead
008807 | 69501 OVERSEAS HWY |  | Polytube | Yes |  | 2022-06-30 |  | PVC | 1965 | Yes |  | 2022-06-30 |  | Non-lead
008808 | SLIP D08 1801 N ROOSEVELT BLVD |  | Polytube | Yes |  | 2022-07-12 |  | Unknown | 1983 | Yes |  | 2022-07-12 |  | Lead Status Unknown
008810 | SLIP D09 1801 N ROOSEVELT BLVD |  | Polytube | Yes |  | 2022-07-12 |  | Polytube | 1983 | Yes |  | 2022-07-12 |  | Non-lead
008811 | 17398 DOLPHIN ST E |  | Unknown, Non-Lead | Yes |  | 2020-08-06 |  | Unknown, Non-Lead | 2020 | Yes |  | 2020-08-06 |  | Non-lead
008812 | 59 ORANGE DR |  | Polytube | Yes |  | 2024-09-20 |  | Polytube | 1955 | Yes |  | 2024-09-20 |  | Non-Lead
008813 | TRAILER 3915 GULFVIEW AVE |  | PVC | Yes |  | 2024-02-09 |  | PVC | 1938 | Yes |  | 2024-02-09 |  | Non-lead
008814 | 30561 5TH AVE |  | Polytube | Yes |  | 2023-12-27 |  | PVC | 1948 | Yes |  | 2023-12-27 |  | Non-lead
008815 | 2790 OVERSEAS HWY |  | Unknown, Non-Lead | Yes |  | 2021-04-26 |  | Cast Iron | 1993 | Yes |  | 2021-04-26 |  | Unknown
008816 | 11431 1ST OCEAN AVE |  | Unknown | Yes |  | 2022-08-30 |  | PVC | 1954 | Yes |  | 2022-08-30 |  | Lead Status Unknown
008817 | HIBISCUS A #1 101009 OVERSEAS HWY |  | Polytube | Yes |  | 2023-02-03 |  | PVC | 1933 | Yes |  | 2023-02-03 |  | Non-lead
008818 | 10 ARICA DR |  | Polytube | Yes |  | 2023-01-30 |  | PVC | 1958 | Yes |  | 2023-01-30 |  | Non-lead
008819 | 1475 OCEAN BREEZE |  | Polytube | Yes |  | 2023-07-24 |  | PVC | 1948 | Yes |  | 2023-07-24 |  | Non-lead
008820 | OCEAN 300 25TH ST |  | Polytube | Yes |  | 2023-05-09 |  | PVC | 1953 | Yes |  | 2023-05-09 |  | Non-lead
008822 | 494 90TH OCEAN ST |  | Polytube | Yes |  | 2023-01-23 |  | PVC | 1958 | Yes |  | 2023-01-23 |  | Non-lead
008823 | APT A 805 BAPTIST LN |  | PVC | Yes |  | 2023-11-16 |  | PVC | 1933 | Yes |  | 2023-11-16 |  | Non-lead
008824 | APT B 805 BAPTIST LN |  | PVC | Yes |  | 2022-07-12 |  | PVC | 1933 | Yes |  | 2022-07-12 |  | Non-lead
008825 | APT C 805 BAPTIST LN |  | PVC | Yes |  | 2024-02-09 |  | PVC | 1933 | Yes |  | 2024-02-09 |  | Non-lead
008826 | 1525 ATLANTIC BLVD |  | Polytube | Yes |  | 2024-05-14 |  | PVC | 1956 | Yes |  | 2024-05-14 |  | Non-lead
008827 | GULF 230 41ST ST |  | Unknown, Non-Lead | No |  |  |  | PVC | 2007 | No |  |  |  | Non-lead
008828 | 827 FLEMING ST |  | Polytube | Yes |  | 2022-12-02 |  | PVC | 1930 | Yes |  | 2022-12-02 |  | Non-lead
008829 | 2021 ROOSEVELT DR |  | Polytube | Yes |  | 2024-07-10 |  | PVC | 1950 | Yes |  | 2024-07-10 |  | Non-lead
008830 | DOWN 710 CAROLINE ST |  | Polytube | Yes |  | 2023-02-16 |  | PVC | 1928 | Yes |  | 2023-02-16 |  | Non-lead
008831 | FIRE LINE 710 CAROLINE ST |  | Polytube | Yes |  | 2023-05-19 |  | PVC | 1928 | Yes |  | 2023-05-19 |  | Non-lead
008832 | OCEAN 204 91ST St |  | Polytube | Yes |  | 2023-01-12 |  | PVC | 1966 | Yes |  | 2023-01-12 |  | Non-lead
008833 | 25388 2ND AVE |  | Polytube | Yes |  | 2023-04-25 |  | PVC | 1958 | Yes |  | 2023-04-25 |  | Non-lead
008835 | LS 335 117TH OCEAN ST |  | Polytube | Yes |  | 2022-08-18 |  | PVC | 1956 | Yes |  | 2022-08-18 |  | Non-lead
008836 | 125 117TH ST OCEAN |  | Polytube | Yes |  | 2022-11-22 |  | PVC | 1956 | Yes |  | 2022-11-22 |  | Non-lead
008837 | 10800 1ST GULF AVE |  | Polytube | Yes |  | 2022-11-17 |  | PVC | 1959 | Yes |  | 2022-11-17 |  | Non-lead
008838 | 10802 1ST GULF AVE |  | Polytube | Yes |  | 2023-08-02 |  | PVC | 1959 | Yes |  | 2023-08-02 |  | Non-lead
008839 | 9075 OCEAN TER |  | Polytube | Yes |  | 2023-02-01 |  | PVC | 1958 | Yes |  | 2023-02-01 |  | Non-lead
008842 | 2525 OVERSEAS HWY |  | Polytube | Yes |  | 2024-04-24 |  | PVC | 1958 | Yes |  | 2024-04-24 |  | Non-lead
008843 | APT B 423 OLIVIA ST |  | Polytube | Yes |  | 2022-09-26 |  | PVC | 1929 | Yes |  | 2022-09-26 |  | Non-lead
008844 | 413 BARRY AVE |  | Unknown, Non-Lead | Yes |  | 2024-08-29 |  | Unknown, Non-Lead | 2019 | Yes |  | 2024-08-29 |  | Non-lead
008847 | MAT SEAFOODS 77522 OVERSEAS HWY |  | Polytube | Yes |  | 2023-08-17 |  | PVC | 1948 | Yes |  | 2023-08-17 |  | Non-lead
008848 | 80601 OLD HWY |  | Polytube | Yes |  | 2022-06-22 |  | PVC | 1959 | Yes |  | 2022-06-22 |  | Non-lead
008849 | 20 TREASURE BLVD |  | Polytube | Yes |  | 2024-01-25 |  | Polytube | 1957 | Yes |  | 2024-01-25 |  | Non-Lead
008850 | 524 PLANTE ST |  | Polytube | Yes |  | 2023-05-04 |  | PVC | 1975 | Yes |  | 2023-05-04 |  | Non-lead
008851 | 1696 74TH OCEAN ST |  | Unknown, Non-Lead | Yes |  | 2022-02-14 |  | Unknown, Non-Lead | 2002 | Yes |  | 2022-02-14 |  | Non-lead
008852 | 832 84TH OCEAN ST |  | Polytube | Yes |  | 2022-03-10 |  | PVC | 2019 | Yes |  | 2022-03-10 |  | Non-lead
008854 | 7966 GULFSTREAM BLVD |  | Polytube | Yes |  | 2023-01-31 |  | PVC | 1958 | Yes |  | 2023-01-31 |  | Non-lead
008855 | 10845 2ND GULF AVE |  | Polytube | Yes |  | 2023-11-07 |  | PVC | 1959 | Yes |  | 2023-11-07 |  | Non-lead
008856 | GULF 10843 2ND AVE |  | Polytube | Yes |  | 2024-10-02 |  | PVC | 1959 | Yes |  | 2024-10-02 |  | Non-lead
008857 | 10831 2ND GULF AVE |  | Polytube | Yes |  | 2023-08-22 |  | PVC | 1959 | Yes |  | 2023-08-22 |  | Non-lead
008858 | 10829 2ND GULF AVE |  | Polytube | Yes |  | 2024-06-06 |  | PVC | 1958 | Yes |  | 2024-06-06 |  | Non-lead
008859 | 10805 2ND GULF AVE |  | Polytube | Yes |  | 2023-03-20 |  | PVC | 1958 | Yes |  | 2023-03-20 |  | Non-lead
008860 | RS 10803 2ND GULF AVE |  | Polytube | Yes |  | 2023-06-21 |  | PVC | 1958 | Yes |  | 2023-06-21 |  | Non-lead
008861 | GULF 10820 1ST AVE |  | Polytube | Yes |  | 2024-07-12 |  | PVC | 1959 | Yes |  | 2024-07-12 |  | Non-lead
008862 | GULF RS 10822 1ST AVE |  | Polytube | Yes |  | 2022-11-23 |  | PVC | 1959 | Yes |  | 2022-11-23 |  | Non-lead
008863 | GULF 10816 1ST AVE |  | Polytube | Yes |  | 2022-11-17 |  | PVC | 1959 | Yes |  | 2022-11-17 |  | Non-lead
008864 | 10818 1ST GULF Ave |  | Polytube | Yes |  | 2022-12-05 |  | PVC | 1959 | Yes |  | 2022-12-05 |  | Non-lead
008865 | 10730 1ST GULF AVE |  | Polytube | Yes |  | 2022-10-25 |  | PVC | 1959 | Yes |  | 2022-10-25 |  | Non-lead
008866 | 1900 N ROOSEVELT BLVD |  | Polytube | Yes |  | 2023-07-10 |  | Copper | 1960 | Yes |  | 2023-07-10 |  | Non-lead
008867 | 2520 SEIDENBERG AVE |  | Copper | Yes |  | 2022-08-18 |  | Copper | 1953 | Yes |  | 2022-08-18 |  | Non-lead
008868 | 23 BOULDER DR |  | Polytube | Yes |  | 2023-08-30 |  | PVC | 1956 | Yes |  | 2023-08-30 |  | Non-lead
008869 | 35 PALM DR |  | Polytube | Yes |  | 2023-08-30 |  | PVC | 1978 | Yes |  | 2023-08-30 |  | Non-lead
008870 | 915 SIMONTON ST |  | Polytube | Yes |  | 2022-10-31 |  | Polytube | 1943 | Yes |  | 2022-10-31 |  | Non-lead
008871 | 917 E SHORE DR |  | Unknown, Non-Lead | Yes |  | 2019-04-18 |  | Unknown, Non-Lead | 2016 | Yes |  | 2019-04-18 |  | Non-lead
008873 | GLASS BTM BOATS 2 DUVAL ST |  | Polytube | Yes |  | 2022-10-28 |  | Copper | 1974 | Yes |  | 2022-10-28 |  | Non-lead
008874 | 9 PIERCE LN |  | Polytube | Yes |  | 2023-11-06 |  | PVC | 1933 | Yes |  | 2023-11-06 |  | Non-lead
008875 | 30468 PALM DR |  | Polytube | Yes |  | 2023-07-28 |  | PVC | 1953 | Yes |  | 2023-07-28 |  | Non-lead
008877 | 111 E RIDGE RD |  | Polytube | Yes |  | 2022-05-18 |  | PVC | 1958 | Yes |  | 2022-05-18 |  | Non-lead
008878 | 87951 OVERSEAS HWY LTS 19&2 |  | Polytube | Yes |  | 2022-07-12 |  | PVC | 1955 | Yes |  | 2022-07-12 |  | Non-lead
008879 | L6 B8 87847 OVERSEAS HWY |  | Polytube | Yes |  | 2022-07-12 |  | PVC | 1956 | Yes |  | 2022-07-12 |  | Non-lead
008880 | 510 SOUTH ST |  | Unknown, Non-Lead | Yes |  | 2020-05-08 |  | PVC | 2008 | Yes |  | 2020-05-08 |  | Non-lead
008883 | 134 OVERSEAS HWY |  | Polytube | Yes |  | 2023-02-06 |  | PVC | 1958 | Yes |  | 2023-02-06 |  | Non-lead
008884 | 90691 OLD HWY |  | Polytube | Yes |  | 2022-06-22 |  | PVC | 1956 | Yes |  | 2022-06-22 |  | Non-lead
008886 | 30480 OVERSEAS HWY |  | Unknown, Non-Lead | Yes |  | 2022-11-21 |  | Unknown, Non-Lead | 2009 | Yes |  | 2022-11-21 |  | Non-lead
008887 | 1435 18TH ST |  | Polytube | Yes |  | 2023-05-04 |  | PVC | 1953 | Yes |  | 2023-05-04 |  | Non-lead
008890 | 2211 OVERSEAS HWY |  | Polytube | Yes |  | 2022-11-15 |  | PVC | 1958 | Yes |  | 2022-11-15 |  | Non-lead
008891 | 15 N MARLIN AVE |  | Polytube | Yes |  | 2022-07-25 |  | PVC | 1958 | Yes |  | 2022-07-25 |  | Non-lead
008892 | 108 N HAMMOCK RD |  | Polytube | Yes |  | 2022-06-23 |  | PVC | 1958 | Yes |  | 2022-06-23 |  | Non-lead
008893 | 6621 MALONEY AVE |  | Polytube | Yes |  | 2023-03-07 |  | PVC | 1943 | Yes |  | 2023-03-07 |  | Non-lead
008894 | 3708 CINDY AVE |  | Polytube | Yes |  | 2022-10-24 |  | PVC | 1963 | Yes |  | 2022-10-24 |  | Non-lead
008895 | 1707 SOUTH ST |  | Polytube | Yes |  | 2023-05-02 |  | PVC | 1956 | Yes |  | 2023-05-02 |  | Non-lead
008896 | 1512 17TH TER |  | Polytube | Yes |  | 2024-06-05 |  | PVC | 1958 | Yes |  | 2024-06-05 |  | Non-lead
008897 | APT B 813 BAPTIST LANE |  | PVC | Yes |  | 2022-07-12 |  | PVC | 1933 | Yes |  | 2022-07-12 |  | Non-lead
008898 | APT 1 DOWN 408 VIRGINIA ST |  | Polytube | Yes |  | 2022-06-28 |  | PVC | 1938 | Yes |  | 2022-06-28 |  | Non-lead
008900 | 11507 5TH OCEAN AVE |  | Polytube | Yes |  | 2022-11-22 |  | PVC | 1955 | Yes |  | 2022-11-22 |  | Non-lead
008901 | 585 116TH OCEAN ST |  | Unknown | Yes |  | 2023-09-19 |  | PVC | 1955 | Yes |  | 2023-09-19 |  | Lead Status Unknown
008902 | OCEAN 11401 1ST AVE |  | Unknown | Yes |  | 2022-12-19 |  | Unknown | 1958 | Yes |  | 2022-12-19 |  | Lead Status Unknown
008904 | PT/LOT 4 117 PARKER DR |  | Polytube | Yes |  | 2022-06-22 |  | PVC | 1973 | Yes |  | 2022-06-22 |  | Non-lead
008905 | 356 BUTTONWOOD SHORES DR |  | Copper | Yes |  | 2023-01-30 |  | PVC | 1982 | Yes |  | 2023-01-30 |  | Non-lead
008906 | 4 DOLPHIN RD |  | Polytube | Yes |  | 2022-07-25 |  | PVC | 1959 | Yes |  | 2022-07-25 |  | Non-lead
008908 | 87801 OVERSEAS HWY |  | Polytube | Yes |  | 2023-04-19 |  | PVC | 1975 | Yes |  | 2023-04-19 |  | Non-lead
008913 | 101075 OVERSEAS Hwy |  | Unknown, Non-Lead | Yes |  | 2024-03-26 |  | Unknown, Non-Lead | 2007 | Yes |  | 2024-03-26 |  | Non-lead
008914 | 13 PALM DR |  | Unknown, Non-Lead | Yes |  | 2018-02-02 |  | Unknown, Non-Lead | 2007 | Yes |  | 2018-02-02 |  | Non-lead
008915 | 1/2 301 FRONT ST |  | Polytube | Yes |  | 2022-12-02 |  | PVC | 1939 | Yes |  | 2022-12-02 |  | Non-lead
008919 | 2519 STAPLES AVE |  | Polytube | Yes |  | 2023-09-21 |  | Copper | 1956 | Yes |  | 2023-09-21 |  | Non-lead
008921 | GULF 741 41ST ST |  | Polytube | Yes |  | 2023-12-07 |  | PVC | 1973 | Yes |  | 2023-12-07 |  | Non-lead
008924 | 1013 SOUTH ST |  | Polytube | Yes |  | 2023-03-08 |  | PVC | 1928 | Yes |  | 2023-03-08 |  | Non-lead
008925 | APT UP 1013 SOUTH ST |  | Polytube | Yes |  | 2022-10-27 |  | PVC | 1928 | Yes |  | 2022-10-27 |  | Non-lead
008926 | 1726 JOHNSON ST |  | Polytube | Yes |  | 2024-10-01 |  | Copper | 1958 | Yes |  | 2024-10-01 |  | Non-lead
008927 | STRATTONS 82905 OVERSEAS HWY |  | Polytube | Yes |  | 2023-04-21 |  | PVC | 1960 | Yes |  | 2023-04-21 |  | Non-lead
008928 | 30246 WATSON BLVD |  | Unknown, Non-Lead | No |  |  |  | Unknown, Non-Lead | 2007 | No |  |  |  | Non-lead
008931 | 16 POINCIANA DR |  | Polytube | Yes |  | 2022-11-28 |  | PVC | 1950 | Yes |  | 2022-11-28 |  | Non-lead
008933 | APT 1 720 DUVAL ST |  | Polytube | Yes |  | 2022-08-31 |  | PVC | 1935 | Yes |  | 2022-08-31 |  | Non-lead
008935 | 2797 OVERSEAS HWY |  | Polytube | Yes |  | 2022-11-15 |  | PVC | 1958 | Yes |  | 2022-11-15 |  | Non-lead
008937 | 87469 OLD L7 SQ4 HWY |  | Polytube | Yes |  | 2022-07-12 |  | PVC | 1961 | Yes |  | 2022-07-12 |  | Non-lead
008938 | 98770 OVERSEAS HWY |  | Polytube | Yes |  | 2023-02-06 |  | PVC | 1985 | Yes |  | 2023-02-06 |  | Non-lead
008940 | 11 BAY RD |  | Polytube | Yes |  | 2022-07-25 |  | PVC | 1958 | Yes |  | 2022-07-25 |  | Non-lead
008941 | 76211 OVERSEAS HWY |  | Polytube | Yes |  | 2022-07-07 |  | PVC | 1974 | Yes |  | 2022-07-07 |  | Non-lead
008942 | 9601 OVERSEAS HWY |  | Polytube | Yes |  | 2022-12-06 |  | PVC | 1962 | Yes |  | 2022-12-06 |  | Non-lead
008943 | OCEAN 1200 73RD ST |  | Polytube | Yes |  | 2023-02-22 |  | PVC | 1976 | Yes |  | 2023-02-22 |  | Non-lead
008944 | 10801 1ST AVE GLF |  | Polytube | Yes |  | 2022-11-23 |  | PVC | 1959 | Yes |  | 2022-11-23 |  | Non-lead
008945 | 11528 6TH OCEAN AVE |  | Unknown | Yes |  | 2022-08-25 |  | PVC | 1955 | Yes |  | 2022-08-25 |  | Lead Status Unknown
008946 | OCEAN 393 23RD St |  | Polytube | Yes |  | 2022-12-07 |  | PVC | 1987 | Yes |  | 2022-12-07 |  | Non-lead
008947 | 512 AVENIDA PRIMICERIA |  | Polytube | Yes |  | 2022-05-16 |  | PVC | 1966 | Yes |  | 2022-05-16 |  | Non-lead
008948 | 522 AVENIDA PRIMICER |  | Polytube | Yes |  | 2022-06-03 |  | PVC | 2016 | Yes |  | 2022-06-03 |  | Non-lead
008949 | 1148 BOULEVAR DE PALM |  | Polytube | Yes |  | 2023-03-22 |  | PVC | 1963 | Yes |  | 2023-03-22 |  | Non-lead
008950 | 1126 CALLE ENSENADA |  | Polytube | Yes |  | 2024-05-16 |  | PVC | 1958 | Yes |  | 2024-05-16 |  | Non-lead
008951 | 31529 E AVE |  | Polytube | Yes |  | 2022-11-09 |  | PVC |  | Yes |  | 2022-11-09 |  | Non-lead
008952 | 25044 5TH St |  | Polytube | Yes |  | 2023-04-24 |  | PVC | 1963 | Yes |  | 2023-04-24 |  | Non-lead
008953 | 24972 5TH ST |  | Unknown, Non-Lead | Yes |  | 2022-02-25 |  | Polytube | 2020 | Yes |  | 2022-02-25 |  | Non-lead
008954 | EIC 3375 OVERSEAS HWY |  | Polytube | Yes |  | 2022-07-15 |  | Polytube | 1963 | Yes |  | 2022-07-15 |  | Non-lead
008956 | 1809 VENETIA ST |  | Polytube | Yes |  | 2022-09-16 |  | PVC | 1958 | Yes |  | 2022-09-16 |  | Non-lead
008958 | UNIT 2 88511 OVERSEAS HWY |  | Polytube | Yes |  | 2017-03-29 |  | PVC | 1955 | Yes |  | 2017-03-29 |  | Non-lead
008959 | 81984 OVERSEAS HWY |  | Unknown, Non-Lead | Yes |  | 2023-01-26 |  | PVC | 2018 | Yes |  | 2023-01-26 |  | Non-lead
008960 | 10749 1ST GULF AVE |  | Polytube | Yes |  | 2022-12-19 |  | PVC | 1954 | Yes |  | 2022-12-19 |  | Non-lead
008961 | COMMON 416 FLEMING ST |  | Unknown | Yes |  | 2022-09-26 |  | PVC | 1938 | Yes |  | 2022-09-26 |  | Lead Status Unknown
008962 | 1325 E 79TH ST |  | Polytube | Yes |  | 2024-01-22 |  | PVC | 1968 | Yes |  | 2024-01-22 |  | Non-lead
008963 | 690 79TH OCEAN ST |  | Polytube | Yes |  | 2023-05-05 |  | PVC | 1955 | Yes |  | 2023-05-05 |  | Non-lead
008964 | 58273 MORTON STREET |  | Polytube | Yes |  | 2023-01-05 |  | PVC | 1953 | Yes |  | 2023-01-05 |  | Non-lead
008966 | 554 64TH ST |  | Unknown, Non-Lead | Yes |  | 2020-06-17 |  | Unknown, Non-Lead | 2021 | Yes |  | 2020-06-17 |  | Non-lead
008967 | 58336 OVERSEAS HWY |  | Unknown, Non-Lead | Yes |  | 2021-09-27 |  | PVC | 1988 | Yes |  | 2021-09-27 |  | Non-lead
008969 | 11711 OVERSEAS HWY |  | Polytube | Yes |  | 2024-10-01 |  | PVC | 1957 | Yes |  | 2024-10-01 |  | Non-lead
008970 | GULF 10701 1ST AVE |  | Polytube | Yes |  | 2022-12-05 |  | PVC | 1959 | Yes |  | 2022-12-05 |  | Non-lead
008971 | 10723 1ST AVE GULF |  | Polytube | Yes |  | 2024-09-19 |  | PVC | 1959 | Yes |  | 2024-09-19 |  | Non-lead
008972 | 7930 AVIATION BLVD |  | Polytube | Yes |  | 2023-01-30 |  | PVC | 1955 | Yes |  | 2023-01-30 |  | Non-lead
008973 | 2624 SEIDENBERG AVE |  | Copper | Yes |  | 2022-08-18 |  | PVC | 1963 | Yes |  | 2022-08-18 |  | Non-lead
008974 | 510 BAHAMA ST |  | Polytube | Yes |  | 2022-11-29 |  | Polytube | 1925 | Yes |  | 2022-11-29 |  | Non-lead
008976 | 13900 OVERSEAS HWY |  | Polytube | Yes |  | 2024-09-27 |  | PVC | 1979 | Yes |  | 2024-09-27 |  | Non-lead
008978 | 127A E CARROLL ST |  | Unknown, Non-Lead | Yes |  | 2018-10-18 |  | Unknown, Non-Lead | 2009 | Yes |  | 2018-10-18 |  | Non-lead
008979 | 27 GASPARILLA DR |  | Polytube | Yes |  | 2023-01-31 |  | PVC | 1957 | Yes |  | 2023-01-31 |  | Non-lead
008980 | 1308 NEWTON ST |  | Polytube | Yes |  | 2023-05-04 |  | PVC | 1899 | Yes |  | 2023-05-04 |  | Non-lead
008981 | 1221 ROYAL ST |  | Polytube | Yes |  | 2022-06-22 |  | PVC | 1933 | Yes |  | 2022-06-22 |  | Non-lead
008982 | 1719 JOHNSON ST |  | Unknown | Yes |  | 2022-06-09 |  | Copper | 1957 | Yes |  | 2022-06-09 |  | Lead Status Unknown
008983 | 1207 11TH ST |  | Copper | Yes |  | 2024-10-03 |  | PVC | 1952 | Yes |  | 2024-10-03 |  | Non-lead
008984 | 1206 12TH ST |  | Copper | Yes |  | 2024-07-30 |  | PVC | 1957 | Yes |  | 2024-07-30 |  | Non-lead
008985 | 1300 12TH ST |  | Copper | Yes |  | 2024-07-30 |  | PVC | 1963 | Yes |  | 2024-07-30 |  | Non-lead
008986 | 2902 FOGARTY AVE |  | Copper | Yes |  | 2024-07-30 |  | PVC | 1963 | Yes |  | 2024-07-30 |  | Non-lead
008987 | 2906 FOGARTY AVE |  | Copper | Yes |  | 2023-05-04 |  | Copper | 1963 | Yes |  | 2023-05-04 |  | Non-lead
008988 | 2907 FOGARTY AVE |  | Copper | Yes |  | 2024-07-31 |  | PVC | 1958 | Yes |  | 2024-07-31 |  | Non-lead
008989 | 2910 FOGARTY AVE |  | Copper | Yes |  | 2024-07-30 |  | PVC | 1963 | Yes |  | 2024-07-30 |  | Non-lead
008990 | 2911 FOGARTY AVE |  | Copper | Yes |  | 2024-07-31 |  | PVC | 1958 | Yes |  | 2024-07-31 |  | Non-lead
008991 | 2914 FOGARTY AVE |  | Copper | Yes |  | 2022-06-10 |  | PVC | 1963 | Yes |  | 2022-06-10 |  | Non-lead
008992 | 2915 FOGARTY AVE |  | Copper | Yes |  | 2023-09-22 |  | PVC | 1958 | Yes |  | 2023-09-22 |  | Non-lead
008993 | 2918 FOGARTY AVE |  | Copper | Yes |  | 2023-12-15 |  | PVC | 1958 | Yes |  | 2023-12-15 |  | Non-lead
008994 | 2919 FOGARTY AVE |  | Polytube | Yes |  | 2022-08-12 |  | PVC | 1958 | Yes |  | 2022-08-12 |  | Non-lead
008995 | 2924 FOGARTY AVE |  | Polytube | Yes |  | 2024-07-31 |  | Copper | 1963 | Yes |  | 2024-07-31 |  | Non-lead
008996 | 2925 FOGARTY AVE |  | Copper | Yes |  | 2023-09-19 |  | PVC | 1958 | Yes |  | 2023-09-19 |  | Non-lead
008997 | 2928 FOGARTY AVE |  | Copper | Yes |  | 2022-06-06 |  | PVC | 1963 | Yes |  | 2022-06-06 |  | Non-lead
008998 | 2929 FOGARTY AVE |  | Copper | Yes |  | 2023-02-21 |  | PVC | 1958 | Yes |  | 2023-02-21 |  | Non-lead
008999 | 26 PIRATES DR |  | PVC | Yes |  | 2025-05-13 |  | Polytube | 1959 | Yes |  | 2023-01-23 |  | Non-lead
009000 | 104400 OVERSEAS TRACT 3 HWY |  | Polytube | Yes |  | 2023-05-04 |  | PVC | 1961 | Yes |  | 2023-05-04 |  | Non-lead
009001 | 101850 OVERSEAS HWY |  | Polytube | Yes |  | 2023-02-09 |  | PVC | 1951 | Yes |  | 2023-02-09 |  | Non-lead
009002 | L5 B2 102 POINT PLEASANT DR |  | Polytube | Yes |  | 2023-03-15 |  | PVC | 1958 | Yes |  | 2023-03-15 |  | Non-lead
009003 | 108 POINT PLEASANT DR |  | Unknown, Non-Lead | Yes |  | 2021-05-20 |  | Unknown, Non-Lead | 2016 | Yes |  | 2021-05-20 |  | Non-lead
009004 | OCEAN 11490 2ND AVE |  | Unknown | Yes |  | 2024-01-11 |  | Unknown | 1958 | Yes |  | 2024-01-11 |  | Lead Status Unknown
009005 | ST 708 109TH |  | Polytube | Yes |  | 2024-09-25 |  | PVC | 1946 | Yes |  | 2024-09-25 |  | Non-lead
009006 | 173 30TH OCEAN ST |  | Polytube | Yes |  | 2023-06-27 |  | PVC | 1973 | Yes |  | 2023-06-27 |  | Non-lead
009008 | 225 84TH OCEAN ST |  | Unknown, Non-Lead | Yes |  | 2022-03-11 |  | PVC | 1994 | Yes |  | 2022-03-11 |  | Non-lead
009009 | 918 99TH St |  | Polytube | Yes |  | 2022-11-22 |  | PVC | 1956 | Yes |  | 2022-11-22 |  | Non-lead
009010 | FRNT 817 TERRY LN |  | Polytube | Yes |  | 2022-06-27 |  | PVC | 1928 | Yes |  | 2022-06-27 |  | Non-lead
009011 | 1505 GEORGE ST |  | Polytube | Yes |  | 2023-11-15 |  | Polytube | 1958 | Yes |  | 2023-11-15 |  | Non-lead
009012 | APT UP & DOWN 537 CAROLINE ST |  | Polytube | Yes |  | 2022-11-29 |  | PVC | 1939 | Yes |  | 2022-11-29 |  | Non-lead
009013 | 5 HUTCHINSON LN |  | Polytube | Yes |  | 2024-09-06 |  | PVC | 1973 | Yes |  | 2024-09-06 |  | Non-lead
009014 | 733 LOVE LN |  | Polytube | Yes |  | 2023-03-06 |  | PVC | 1938 | Yes |  | 2023-03-06 |  | Non-lead
009015 | 59 PALM Dr |  | Unknown, Non-Lead | Yes |  | 2021-09-29 |  | Unknown, Non-Lead | 2008 | Yes |  | 2021-09-29 |  | Non-lead
009016 | APT REAR 609 MARGARET ST |  | Polytube | Yes |  | 2023-01-31 |  | PVC | 1929 | Yes |  | 2023-01-31 |  | Non-lead
009017 | 9 PALM DR |  | Polytube | Yes |  | 2023-08-30 |  | PVC | 1980 | Yes |  | 2023-08-30 |  | Non-lead
009018 | 11201 OVERSEAS HWY |  | Unknown | Yes |  | 2023-11-22 |  | PVC | 1958 | Yes |  | 2023-11-22 |  | Lead Status Unknown
009019 | 57865 MORTON ST |  | Unknown, Non-Lead | Yes |  | 2024-01-25 |  | PVC | 1999 | Yes |  | 2024-01-25 |  | Non-lead
009020 | 575 79TH OCEAN ST |  | Polytube | Yes |  | 2023-06-12 |  | PVC | 1960 | Yes |  | 2023-06-12 |  | Non-lead
009021 | 264 TROPICAL AVE |  | Unknown, Non-Lead | Yes |  | 2024-09-09 |  | Unknown, Non-Lead | 2007 | Yes |  | 2024-09-09 |  | Non-lead
009022 | 57365 MORTON ST |  | Polytube | Yes |  | 2022-06-29 |  | PVC | 1959 | Yes |  | 2022-06-29 |  | Non-lead
009023 | 82779 OLD RD |  | Polytube | Yes |  | 2022-11-03 |  | PVC | 2020 | Yes |  | 2022-11-03 |  | Non-lead
009024 | 81621 OLD HWY |  | Polytube | Yes |  | 2022-06-27 |  | PVC | 1977 | Yes |  | 2022-06-27 |  | Non-lead
009025 | 129 PIPPIN DR |  | Polytube | Yes |  | 2023-10-18 |  | PVC | 1955 | Yes |  | 2023-10-18 |  | Non-lead
009026 | 46 BLUEWATER DR |  | Unknown, Non-Lead | Yes |  | 2023-08-01 |  | Unknown, Non-Lead | 2007 | Yes |  | 2023-08-01 |  | Non-lead
009027 | 919 LOBSTER LN |  | Polytube | Yes |  | 2022-09-19 |  | PVC | 1959 | Yes |  | 2022-09-19 |  | Non-lead
009028 | 1709 ATLANTIC BLVD |  | Polytube | Yes |  | 2024-08-19 |  | PVC | 1958 | Yes |  | 2024-08-19 |  | Non-lead
009029 | 1015 CASA MARINA CT |  | Polytube | Yes |  | 2024-04-03 |  | PVC | 1957 | Yes |  | 2024-04-03 |  | Non-lead
009030 | 1410 PINE ST |  | Polytube | Yes |  | 2023-05-04 |  | PVC | 1938 | Yes |  | 2023-05-04 |  | Non-lead
009032 | 3430 EAGLE AVE |  | Polytube | Yes |  | 2022-06-14 |  | PVC | 1948 | Yes |  | 2022-06-14 |  | Non-lead
009033 | 28 MARLIN AVE |  | Polytube | Yes |  | 2022-10-31 |  | PVC | 1955 | Yes |  | 2022-10-31 |  | Non-lead
009035 | 1263 MARLIN DR |  | Polytube | Yes |  | 2024-06-24 |  | PVC | 1959 | Yes |  | 2024-06-24 |  | Non-lead
009036 | 1425 WASHINGTON ST |  | Polytube | Yes |  | 2022-10-14 |  | PVC | 1959 | Yes |  | 2022-10-14 |  | Non-lead
009037 | 2735 OVERSEAS HWY |  | Polytube | Yes |  | 2022-11-15 |  | PVC | 1953 | Yes |  | 2022-11-15 |  | Non-lead
009038 | 11322 3RD AVE OCEAN |  | Copper | Yes |  | 2022-11-22 |  | PVC | 1953 | Yes |  | 2022-11-22 |  | Non-lead
009039 | 1280 HARBOR DR |  | Polytube | Yes |  | 2024-06-28 |  | PVC | 1959 | Yes |  | 2024-06-28 |  | Non-lead
009041 | APT 101 751 73RD ST OCEAN |  | Unknown, Non-Lead | Yes |  | 2017-09-18 |  | PVC | 2016 | Yes |  | 2017-09-18 |  | Non-lead
009042 | 10700 OVERSEAS HWY |  | Polytube | Yes |  | 2022-11-16 |  | PVC | 1955 | Yes |  | 2022-11-16 |  | Non-lead
009044 | 1590 MARLIN DR |  | Polytube | Yes |  | 2024-06-21 |  | PVC | 1959 | Yes |  | 2024-06-21 |  | Non-lead
009045 | 3750 SUNRISE LN |  | Polytube | Yes |  | 2024-01-08 |  | PVC | 1999 | Yes |  | 2024-01-08 |  | Non-lead
009046 | 1205 11TH ST |  | Polytube | Yes |  | 2023-05-04 |  | Polytube | 1958 | Yes |  | 2023-05-04 |  | Non-lead
009047 | 2906 PATTERSON AVE |  | Polytube | Yes |  | 2024-06-28 |  | PVC | 1958 | Yes |  | 2024-06-28 |  | Non-lead
009048 | 2910 PATTERSON AVE |  | Polytube | Yes |  | 2022-06-02 |  | PVC | 1958 | Yes |  | 2022-06-02 |  | Non-lead
009049 | 2914 PATTERSON AVE |  | Polytube | Yes |  | 2024-06-27 |  | PVC | 1951 | Yes |  | 2024-06-27 |  | Non-lead
009050 | 720 SAMARITAN LN |  | Polytube | Yes |  | 2025-02-11 |  | Copper | 1923 | Yes |  | 2025-02-11 |  | Non-lead
009052 | 77 PALM DR |  | Unknown, Non-Lead | Yes |  | 2024-02-27 |  | Unknown, Non-Lead | 2007 | Yes |  | 2024-02-27 |  | Non-lead
009053 | 706 GALVESTON LN |  | Polytube | Yes |  | 2022-07-13 |  | PVC | 1924 | Yes |  | 2022-07-13 |  | Non-lead
009055 | 23921 HENRY ST |  | Unknown, Non-Lead | Yes |  | 2020-03-05 |  | Unknown, Non-Lead | 1995 | Yes |  | 2020-03-05 |  | Non-lead
009056 | 1507 GEORGE ST |  | Polytube | Yes |  | 2022-09-21 |  | Polytube | 1958 | Yes |  | 2022-09-21 |  | Non-lead
009060 | 2918 PATTERSON AVE |  | Polytube | Yes |  | 2022-05-20 |  | Copper | 1957 | Yes |  | 2022-05-20 |  | Non-lead
009061 | 2924 PATTERSON AVE |  | Polytube | Yes |  | 2022-11-17 |  | Polytube | 1958 | Yes |  | 2022-11-17 |  | Non-lead
009062 | 2928 PATTERSON AVE |  | Polytube | Yes |  | 2024-06-27 |  | Polytube | 1958 | Yes |  | 2024-06-27 |  | Non-lead
009063 | 2932 PATTERSON AVE |  | Unknown, Non-Lead | No |  |  |  | Unknown, Non-Lead | 2002 | No |  |  |  | Non-lead
009064 | 1203 11TH ST |  | Polytube | Yes |  | 2024-06-28 |  | Polytube | 1958 | Yes |  | 2024-06-28 |  | Non-lead
009065 | 2907 PATTERSON AVE |  | Polytube | Yes |  | 2024-06-27 |  | PVC | 1958 | Yes |  | 2024-06-27 |  | Non-lead
009066 | 2911 PATTERSON AVE |  | Unknown | Yes |  | 2022-06-02 |  | Unknown | 1958 | Yes |  | 2022-06-02 |  | Lead Status Unknown
009067 | 2915 PATTERSON AVE |  | Polytube | Yes |  | 2024-06-27 |  | PVC | 1958 | Yes |  | 2024-06-27 |  | Non-lead
009068 | 2919 PATTERSON AVE |  | PVC | Yes |  | 2024-07-08 |  | Copper | 1958 | Yes |  | 2024-07-08 |  | Non-lead
009069 | 2925 PATTERSON AVE |  | Polytube | Yes |  | 2024-07-01 |  | PVC | 1958 | Yes |  | 2024-07-01 |  | Non-lead
009070 | 2929 PATTERSON AVE |  | Copper | Yes |  | 2024-08-09 |  | Copper | 1958 | Yes |  | 2024-08-09 |  | Non-lead
009071 | 1202 12TH ST |  | Polytube | Yes |  | 2023-05-04 |  | PVC | 1963 | Yes |  | 2023-05-04 |  | Non-lead
009072 | 777 89TH OCEAN ST |  | Polytube | Yes |  | 2024-08-14 |  | PVC | 2019 | Yes |  | 2024-08-14 |  | Non-lead
009073 | 11765 5TH OCEAN AVE |  | Polytube | Yes |  | 2022-09-29 |  | PVC | 1957 | Yes |  | 2022-09-29 |  | Non-lead
009074 | 11745 5TH OCEAN AVE |  | Polytube | Yes |  | 2024-06-11 |  | PVC | 1955 | Yes |  | 2024-06-11 |  | Non-lead
009075 | 420 74TH OCEAN ST |  | Polytube | Yes |  | 2023-12-15 |  | PVC | 1964 | Yes |  | 2023-12-15 |  | Non-lead
009076 | 1406 OCEAN VIEW AVE |  | Polytube | Yes |  | 2023-01-03 |  | PVC | 1953 | Yes |  | 2023-01-03 |  | Non-lead
009078 | BAYSIDE 98990 OVERSEAS HWY |  | Polytube | Yes |  | 2022-11-04 |  | Unknown | 1958 | Yes |  | 2022-11-04 |  | Lead Status Unknown
009079 | 50 SE MARLIN AVE |  | Polytube | Yes |  | 2022-10-31 |  | PVC | 1962 | Yes |  | 2022-10-31 |  | Non-lead
009080 | 46 SE MARLIN AVE |  | Polytube | Yes |  | 2022-10-31 |  | PVC | 1962 | Yes |  | 2022-10-31 |  | Non-lead
009081 | 57 SE MARLIN AVE |  | Unknown, Non-Lead | Yes |  | 2022-05-05 |  | Unknown, Non-Lead | 2021 | Yes |  | 2022-05-05 |  | Non-lead
009087 | 1226 VON PHISTER ST |  | Unknown, Non-Lead | Yes |  | 2021-07-22 |  | Unknown, Non-Lead | 2007 | Yes |  | 2021-07-22 |  | Non-lead
009088 | 2618 SEIDENBERG AVE |  | Polytube | Yes |  | 2023-09-26 |  | PVC | 1963 | Yes |  | 2023-09-26 |  | Non-lead
009089 | 2206 HARRIS AVE |  | Polytube | Yes |  | 2023-04-26 |  | PVC | 1956 | Yes |  | 2023-04-26 |  | Non-lead
009090 | 1619 ATLANTIC BLVD |  | Polytube | Yes |  | 2024-09-11 |  | Polytube | 1963 | Yes |  | 2024-09-11 |  | Non-lead
009092 | 11498 4TH OCEAN AVE |  | Unknown, Non-Lead | Yes |  | 2024-06-24 |  | Unknown, Non-Lead | 2013 | Yes |  | 2024-06-24 |  | Non-lead
009093 | OCEAN 1762 74TH ST |  | Unknown, Non-Lead | Yes |  | 2020-08-17 |  | Unknown, Non-Lead | 1999 | Yes |  | 2020-08-17 |  | Non-lead
009094 | 115 PARKER DR |  | Polytube | Yes |  | 2022-06-22 |  | PVC | 1959 | Yes |  | 2022-06-22 |  | Non-lead
009095 | 70 TRANSYLVANIA AVE |  | Polytube | Yes |  | 2023-05-04 |  | PVC | 1958 | Yes |  | 2023-05-04 |  | Non-lead
009096 | 154 DICKEY WAY |  | Polytube | Yes |  | 2023-02-09 |  | PVC | 1956 | Yes |  | 2023-02-09 |  | Non-lead
009097 | 95 IROQUOIS DR |  | Copper | Yes |  | 2022-06-28 |  | Polytube | 1956 | Yes |  | 2022-06-28 |  | Non-lead
009098 | LOT 7 5331 5TH AVE |  | Polytube | Yes |  | 2023-05-05 |  | PVC | 1938 | Yes |  | 2023-05-05 |  | Non-lead
009100 | 812 GALVESTON LN |  | Polytube | Yes |  | 2023-01-04 |  | PVC | 1964 | Yes |  | 2023-01-04 |  | Non-lead
009101 | 1617 GEORGE ST |  | Polytube | Yes |  | 2023-07-19 |  | PVC | 1956 | Yes |  | 2023-07-19 |  | Non-lead
009103 | 3815 DUCK AVE |  | Polytube | Yes |  | 2022-07-06 |  | PVC | 1963 | Yes |  | 2022-07-06 |  | Non-lead
009104 | 1300 ANGELA ST |  | Polytube | Yes |  | 2022-09-19 |  | PVC | 1953 | Yes |  | 2022-09-19 |  | Non-lead
009105 | 1506 18TH TER |  | Polytube | Yes |  | 2022-07-26 |  | PVC | 1955 | Yes |  | 2022-07-26 |  | Non-lead
009106 | 123 PIRATES DR |  | Polytube | Yes |  | 2024-06-25 |  | PVC | 1956 | Yes |  | 2024-06-25 |  | Non-lead
009107 | 140 GUMBO LIMBO DR |  | Polytube | Yes |  | 2024-09-10 |  | PVC | 1957 | Yes |  | 2024-09-10 |  | Non-lead
009108 | 52 TRANSYLVANIA AVE |  | Polytube | Yes |  | 2022-11-29 |  | PVC | 1958 | Yes |  | 2022-11-29 |  | Non-lead
009110 | 1314 10TH ST |  | Polytube | Yes |  | 2022-08-11 |  | PVC | 1959 | Yes |  | 2022-08-11 |  | Non-lead
009113 | 656 EAST SHORE DR |  | Polytube | Yes |  | 2023-04-25 |  | PVC | 1963 | Yes |  | 2023-04-25 |  | Non-lead
009114 | 2430 PATTERSON AVE |  | Polytube | Yes |  | 2023-05-04 |  | Polytube | 1956 | Yes |  | 2023-05-04 |  | Non-lead
009115 | BLVD 2302 N ROOSEVELT |  | Polytube | Yes |  | 2024-03-14 |  | Copper | 1958 | Yes |  | 2024-03-14 |  | Non-lead
009116 | 3712 CINDY AVE |  | Polytube | Yes |  | 2022-05-11 |  | Copper | 1965 | Yes |  | 2022-05-11 |  | Non-lead
009117 | 3736 CINDY AVE |  | Polytube | Yes |  | 2022-06-22 |  | PVC | 1963 | Yes |  | 2022-06-22 |  | Non-lead
009118 | 921 BUTTONWOOD DR |  | Polytube | Yes |  | 2023-05-04 |  | PVC | 1958 | Yes |  | 2023-05-04 |  | Non-lead
009119 | RANGER STATION 98630 OVERSEAS Hwy |  | Unknown, Non-Lead | Yes |  | 2022-06-27 |  | Unknown, Non-Lead | 2011 | Yes |  | 2022-06-27 |  | Non-lead
009120 | 103 IROQUOIS DR |  | Copper | Yes |  | 2022-06-28 |  | PVC | 1956 | Yes |  | 2022-06-28 |  | Non-lead
009122 | 1439 74TH OCEAN - FRO ST |  | Polytube | Yes |  | 2023-02-22 |  | PVC | 1961 | Yes |  | 2023-02-22 |  | Non-lead
009123 | 1551 74TH OCEAN ST |  | Polytube | Yes |  | 2023-02-22 |  | PVC | 1961 | Yes |  | 2023-02-22 |  | Non-lead
009125 | 710 83RD OCEAN ST |  | Unknown, Non-Lead | No |  |  |  | Polytube | 2007 | No |  |  |  | Non-lead
009126 | 400 117TH OCEAN ST |  | PVC | Yes |  | 2022-08-25 |  | PVC | 1956 | Yes |  | 2022-08-25 |  | Non-lead
009127 | 127 SAPODILLA DR |  | Polytube | Yes |  | 2022-06-07 |  | PVC | 1958 | Yes |  | 2022-06-07 |  | Non-lead
009129 | 97601 OVERSEAS HWY |  | Polytube | Yes |  | 2023-10-26 |  | PVC | 1944 | Yes |  | 2023-10-26 |  | Non-lead
009130 | 3100 OVERSEAS HWY |  | Unknown, Non-Lead | Yes |  | 2024-09-09 |  | Unknown, Non-Lead | 2005 | Yes |  | 2024-09-09 |  | Non-lead
009132 | 626 MARGARET ST |  | Polytube | Yes |  | 2023-01-31 |  | Polytube | 1938 | Yes |  | 2023-01-31 |  | Non-lead
009133 | 3747 CINDY AVE |  | Polytube | Yes |  | 2022-05-18 |  | Copper | 1963 | Yes |  | 2022-05-18 |  | Non-lead
009134 | 1200 20TH ST |  | Polytube | Yes |  | 2024-04-22 |  | PVC | 1958 | Yes |  | 2024-04-22 |  | Non-lead
009135 | 3743 CINDY AVE |  | Polytube | Yes |  | 2023-12-20 |  | PVC | 1963 | Yes |  | 2023-12-20 |  | Non-lead
009136 | 3739 CINDY AVE |  | Polytube | Yes |  | 2022-06-22 |  | PVC | 1963 | Yes |  | 2022-06-22 |  | Non-lead
009137 | 3735 CINDY AVE |  | Polytube | Yes |  | 2022-06-22 |  | Copper | 1961 | Yes |  | 2022-06-22 |  | Non-lead
009138 | 3732 CINDY AVE |  | Polytube | Yes |  | 2022-07-21 |  | PVC | 1963 | Yes |  | 2022-07-21 |  | Non-lead
009139 | 3726 CINDY AVE |  | Copper | Yes |  | 2022-05-18 |  | PVC | 1963 | Yes |  | 2022-05-18 |  | Non-lead
009140 | 3722 CINDY AVE |  | Polytube | Yes |  | 2022-05-18 |  | Copper | 1963 | Yes |  | 2022-05-18 |  | Non-lead
009141 | 3723 CINDY AVE |  | Polytube | Yes |  | 2023-08-25 |  | PVC | 1963 | Yes |  | 2023-08-25 |  | Non-lead
009142 | 3718 CINDY AVE |  | Polytube | Yes |  | 2022-06-22 |  | PVC | 1963 | Yes |  | 2022-06-22 |  | Non-lead
009143 | 3717 CINDY AVE |  | Polytube | Yes |  | 2022-07-21 |  | Copper | 1963 | Yes |  | 2022-07-21 |  | Non-lead
009144 | 3713 CINDY AVE |  | Polytube | Yes |  | 2022-05-19 |  | PVC | 1965 | Yes |  | 2022-05-19 |  | Non-lead
009146 | 1115 19TH ST |  | Polytube | Yes |  | 2023-05-26 |  | PVC | 1968 | Yes |  | 2023-05-26 |  | Non-lead
009147 | 3700 CINDY AVE |  | Polytube | Yes |  | 2024-05-22 |  | PVC | 1963 | Yes |  | 2024-05-22 |  | Non-lead
009148 | 1710 JOSEPHINE ST |  | Polytube | Yes |  | 2022-10-19 |  | PVC | 1958 | Yes |  | 2022-10-19 |  | Non-lead
009149 | 1/2 605 DUVAL ST |  | Polytube | Yes |  | 2024-09-06 |  | PVC | 1956 | Yes |  | 2024-09-06 |  | Non-lead
009150 | 57 PALM DRIVE |  | Unknown, Non-Lead | Yes |  | 2020-08-14 |  | Unknown, Non-Lead | 2015 | Yes |  | 2020-08-14 |  | Non-lead
009151 | 1553 BOGIE DR |  | Polytube | Yes |  | 2022-11-17 |  | PVC | 1963 | Yes |  | 2022-11-17 |  | Non-lead
009153 | 139 IROQUOIS DR |  | Polytube | Yes |  | 2022-06-28 |  | PVC | 1968 | Yes |  | 2022-06-28 |  | Non-lead
009154 | 112 LONG BEN DR |  | Polytube | Yes |  | 2022-04-29 |  | PVC | 1956 | Yes |  | 2022-04-29 |  | Non-lead
009155 | 563 PALM DR |  | Polytube | Yes |  | 2023-05-11 |  | PVC | 1953 | Yes |  | 2023-05-11 |  | Non-lead
009156 | 2705 DOLPHIN DR |  | Polytube | Yes |  | 2023-01-31 |  | PVC | 1958 | Yes |  | 2023-01-31 |  | Non-lead
009157 | 2821 DOLPHIN DR |  | Polytube | Yes |  | 2023-01-30 |  | PVC | 1955 | Yes |  | 2023-01-30 |  | Non-lead
009158 | 3040 HARBOR DR |  | Polytube | Yes |  | 2024-06-21 |  | PVC | 1956 | Yes |  | 2024-06-21 |  | Non-lead
009160 | 3702 PAULA AVE |  | PVC | Yes |  | 2022-07-21 |  | Polytube | 1965 | Yes |  | 2022-07-21 |  | Non-lead
009161 | 87 PALM DR |  | Polytube | Yes |  | 2024-05-31 |  | PVC | 1978 | Yes |  | 2024-05-31 |  | Non-lead
009162 | APT D 1015 THOMAS ST |  | Polytube | Yes |  | 2023-07-07 |  | PVC | 1943 | Yes |  | 2023-07-07 |  | Non-lead
009163 | 319 JULIA ST |  | Polytube | Yes |  | 2022-07-13 |  | PVC | 1948 | Yes |  | 2022-07-13 |  | Non-lead
009164 | 5675 5TH AVE |  | Polytube | Yes |  | 2023-03-07 |  | PVC | 1938 | Yes |  | 2023-03-07 |  | Non-lead
009165 | UPSTAIRS 82909 OLD HWY |  | Polytube | Yes |  | 2022-06-22 |  | PVC | 1955 | Yes |  | 2022-06-22 |  | Non-lead
009166 | L1S8 89301 OLD RD |  | Polytube | Yes |  | 2022-05-25 |  | PVC | 2001 | Yes |  | 2022-05-25 |  | Non-lead
009168 | 118 GUMBO LIMBO RD |  | Polytube | Yes |  | 2022-05-13 |  | PVC | 1956 | Yes |  | 2022-05-13 |  | Non-lead
009169 | 213 JEROME AVE |  | Unknown, Non-Lead | Yes |  | 2021-05-21 |  | PVC | 2008 | Yes |  | 2021-05-21 |  | Non-lead
009170 | 228 LIGNUMVITAE DR |  | Polytube | Yes |  | 2023-02-07 |  | PVC | 1957 | Yes |  | 2023-02-07 |  | Non-lead
009172 | 964 74TH OCEAN ST |  | Polytube | Yes |  | 2024-04-17 |  | PVC | 1967 | Yes |  | 2024-04-17 |  | Non-lead
009174 | 990 83RD OCEAN ST |  | Unknown, Non-Lead | Yes |  | 2023-01-11 |  | Unknown, Non-Lead | 1999 | Yes |  | 2023-01-11 |  | Non-lead
009175 | 306 12TH GULF ST |  | Copper | Yes |  | 2024-10-01 |  | PVC | 1958 | Yes |  | 2024-10-01 |  | Non-lead
009176 | 940 83RD OCEAN ST |  | PVC | Yes |  | 2024-09-18 |  | Copper | 1966 | Yes |  | 2024-09-18 |  | Non-lead
009177 | 58213 MORTON ST |  | Polytube | Yes |  | 2022-10-22 |  | PVC | 1957 | Yes |  | 2022-10-22 |  | Non-lead
009178 | 170 BAYVIEW Dr |  | Polytube | Yes |  | 2022-06-28 |  | PVC | 1974 | Yes |  | 2022-06-28 |  | Non-lead
009179 | UNIT 2 313 CATHERINE ST |  | Polytube | Yes |  | 2024-07-08 |  | PVC | 1983 | Yes |  | 2024-07-08 |  | Non-lead
009180 | 19720 DATE PALM DR |  | Polytube | Yes |  | 2023-01-13 |  | PVC | 1958 | Yes |  | 2023-01-13 |  | Non-lead
009181 | 3805 EAGLE AVE |  | Polytube | Yes |  | 2022-05-11 |  | Copper | 1968 | Yes |  | 2022-05-11 |  | Non-lead
009182 | 99411 OVERSEAS HWY |  | Polytube | Yes |  | 2023-01-31 |  | PVC | 1968 | Yes |  | 2023-01-31 |  | Non-lead
009183 | 129 S HAMMOCK RD |  | Polytube | Yes |  | 2023-01-03 |  | PVC | 1958 | Yes |  | 2023-01-03 |  | Non-lead
009184 | 821 DUVAL ST |  | Polytube | Yes |  | 2022-08-31 |  | PVC | 1923 | Yes |  | 2022-08-31 |  | Non-lead
009185 | 715 WHITMARSH LN |  | Polytube | Yes |  | 2023-03-06 |  | PVC | 1979 | Yes |  | 2023-03-06 |  | Non-lead
009186 | 2383 DOLPHIN DR |  | Polytube | Yes |  | 2023-01-31 |  | PVC | 1959 | Yes |  | 2023-01-31 |  | Non-lead
009188 | 623 FRANCES ST |  | Polytube | Yes |  | 2023-08-11 |  | PVC | 1943 | Yes |  | 2023-08-11 |  | Non-lead
009189 | 15 SEASIDE AVE |  | Polytube | Yes |  | 2024-09-10 |  | PVC | 1950 | Yes |  | 2024-09-10 |  | Non-lead
009191 | 25 PIRATES DRIVE |  | PVC | Yes |  | 2025-05-13 |  | Polytube | 1960 | Yes |  | 2023-01-30 |  | Non-lead
009193 | 604 BURTON DR |  | Polytube | Yes |  | 2022-07-20 |  | PVC | 1953 | Yes |  | 2022-07-20 |  | Non-lead
009194 | 804 BURTON DR |  | Polytube | Yes |  | 2022-08-25 |  | PVC | 1950 | Yes |  | 2022-08-25 |  | Non-lead
009196 | 237 N OCEAN DR |  | Polytube | Yes |  | 2023-03-15 |  | PVC | 1954 | Yes |  | 2023-03-15 |  | Non-lead
009198 | 850 PALMETTO AVE |  | Polytube | Yes |  | 2024-02-14 |  | PVC | 1950 | Yes |  | 2024-02-14 |  | Non-lead
009201 | 30960 BAILEYS LN |  | Polytube | Yes |  | 2022-11-28 |  | PVC | 1956 | Yes |  | 2022-11-28 |  | Non-lead
009202 | 510 68TH OCEAN ST |  | Polytube | Yes |  | 2023-03-02 |  | PVC | 1968 | Yes |  | 2023-03-02 |  | Non-lead
009204 | 308 12TH ST GULF B |  | Polytube | Yes |  | 2024-05-24 |  | PVC | 1968 | Yes |  | 2024-05-24 |  | Non-lead
009205 | 135 IROQUOIS DR |  | Copper | Yes |  | 2022-06-28 |  | Copper | 1963 | Yes |  | 2022-06-28 |  | Non-lead
009207 | 603 BURTON DR |  | Polytube | Yes |  | 2022-11-10 |  | PVC | 2004 | Yes |  | 2022-11-10 |  | Non-lead
009210 | 150 SABAL AVE |  | Unknown, Non-Lead | Yes |  | 2021-12-20 |  | PVC | 2020 | Yes |  | 2021-12-20 |  | Non-lead
009211 | UNIT 1 201 N OCEAN DR |  | Polytube | Yes |  | 2024-02-07 |  | PVC | 1961 | Yes |  | 2024-02-07 |  | Non-lead
009213 | 133 SECOND ST |  | Polytube | Yes |  | 2022-07-20 |  | PVC | 1948 | Yes |  | 2022-07-20 |  | Non-lead
009215 | 221 PLANTER DR |  | Polytube | Yes |  | 2022-07-20 |  | PVC | 1980 | Yes |  | 2022-07-20 |  | Non-lead
009217 | 921 EATON ST |  | Polytube | Yes |  | 2023-11-09 |  | PVC | 1933 | Yes |  | 2023-11-09 |  | Non-lead
009219 | 8 SUKOSHI LN |  | Polytube | Yes |  | 2022-07-07 |  | PVC | 1958 | Yes |  | 2022-07-07 |  | Non-lead
009221 | 359 SOUND DR |  | Polytube | Yes |  | 2022-10-31 |  | PVC | 1956 | Yes |  | 2022-10-31 |  | Non-lead
009222 | 104 ANNE BONNY DR |  | Polytube | Yes |  | 2023-01-31 |  | PVC | 1959 | Yes |  | 2023-01-31 |  | Non-lead
009225 | 411 CATHERINE ST |  | Polytube | Yes |  | 2022-06-21 |  | PVC | 1939 | Yes |  | 2022-06-21 |  | Non-lead
009226 | OCEAN 1342 74TH ST |  | Polytube | Yes |  | 2023-02-22 |  | PVC | 1963 | Yes |  | 2023-02-22 |  | Non-lead
009227 | 8062 PORPOISE DR |  | Polytube | Yes |  | 2023-01-25 |  | PVC | 1973 | Yes |  | 2023-01-25 |  | Non-lead
009228 | 30035 LINDA ST |  | Polytube | Yes |  | 2022-12-06 |  | PVC |  | Yes |  | 2022-12-06 |  | Non-lead
009230 | 7940 AVIATION BLVD |  | Polytube | Yes |  | 2023-01-30 |  | PVC | 1958 | Yes |  | 2023-01-30 |  | Non-lead
009231 | 2701 DOLPHIN DR |  | Polytube | Yes |  | 2023-08-17 |  | PVC | 1959 | Yes |  | 2023-08-17 |  | Non-lead
009232 | PRT OF L 80499 OVERSEAS HWY |  | Polytube | Yes |  | 2022-07-11 |  | PVC | 1966 | Yes |  | 2022-07-11 |  | Non-lead
009233 | 3708 PAULA AVE |  | Polytube | Yes |  | 2022-05-13 |  | Copper | 1961 | Yes |  | 2022-05-13 |  | Non-lead
009234 | 3712 PAULA AVE |  | Polytube | Yes |  | 2022-05-13 |  | PVC | 1961 | Yes |  | 2022-05-13 |  | Non-lead
009235 | 3716 PAULA AVE |  | Polytube | Yes |  | 2022-06-16 |  | PVC | 1963 | Yes |  | 2022-06-16 |  | Non-lead
009236 | 3720 PAULA AVE |  | Polytube | Yes |  | 2022-06-16 |  | Copper | 1961 | Yes |  | 2022-06-16 |  | Non-lead
009238 | 3728 PAULA AVE |  | Polytube | Yes |  | 2022-05-13 |  | Copper | 1963 | Yes |  | 2022-05-13 |  | Non-lead
009239 | 3734 PAULA AVE |  | Polytube | Yes |  | 2022-05-13 |  | Copper | 1963 | Yes |  | 2022-05-13 |  | Non-lead
009240 | 3738 PAULA AVE |  | Polytube | Yes |  | 2022-06-16 |  | PVC | 1963 | Yes |  | 2022-06-16 |  | Non-lead
009241 | 3742 PAULA AVE |  | Polytube | Yes |  | 2022-06-16 |  | Copper | 1963 | Yes |  | 2022-06-16 |  | Non-lead
009242 | 3746 PAULA AVE |  | Polytube | Yes |  | 2024-05-23 |  | Copper | 1963 | Yes |  | 2024-05-23 |  | Non-lead
009243 | 1402 LEON ST |  | Polytube | Yes |  | 2023-01-10 |  | Polytube | 1958 | Yes |  | 2023-01-10 |  | Non-lead
009244 | LOCATION STADIUM Stadium KENNEDY DR |  | Unknown, Non-Lead | Yes |  | 2024-06-18 |  | Unknown, Non-Lead | 1991 | Yes |  | 2024-06-18 |  | Non-lead
009248 | 712 83RD OCEAN ST |  | Polytube | Yes |  | 2023-09-27 |  | PVC | 1960 | Yes |  | 2023-09-27 |  | Non-lead
009249 | OCEAN 1530 74TH ST |  | Polytube | Yes |  | 2023-04-20 |  | PVC | 1961 | Yes |  | 2023-04-20 |  | Non-lead
009250 | HOUSE 1432 HARBOR DR |  | Polytube | Yes |  | 2024-06-21 |  | PVC | 1955 | Yes |  | 2024-06-21 |  | Non-lead
009251 | 306 LIME ST |  | Polytube | Yes |  | 2022-07-20 |  | PVC | 1948 | Yes |  | 2022-07-20 |  | Non-lead
009252 | 30730 WATSON BLVD |  | Polytube | Yes |  | 2022-11-17 |  | PVC | 1956 | Yes |  | 2022-11-17 |  | Non-lead
009253 | 1420 ANGELA ST |  | Polytube | Yes |  | 2022-09-19 |  | PVC | 1933 | Yes |  | 2022-09-19 |  | Non-lead
009254 | 12 BAY DR |  | Unknown, Non-Lead | Yes |  | 2019-02-11 |  | Unknown, Non-Lead | 2000 | Yes |  | 2019-02-11 |  | Non-lead
009256 | APT FRONT 318 JULIA ST |  | Polytube | Yes |  | 2022-07-13 |  | PVC | 1924 | Yes |  | 2022-07-13 |  | Non-lead
009258 | 3726 SUNRISE LN |  | Polytube | Yes |  | 2024-06-24 |  | PVC | 1968 | Yes |  | 2024-06-24 |  | Non-lead
009259 | 1116 EATON ST |  | Polytube | Yes |  | 2023-03-06 |  | PVC | 1953 | Yes |  | 2023-03-06 |  | Non-lead
009261 | 82749 OLD HWY |  | Polytube | Yes |  | 2022-06-28 |  | PVC | 1978 | Yes |  | 2022-06-28 |  | Non-lead
009262 | 2 HUTCHINSON LN |  | Polytube | Yes |  | 2024-04-03 |  | PVC | 1938 | Yes |  | 2024-04-03 |  | Non-lead
009263 | 3800 FLAGLER AVE |  | Polytube | Yes |  | 2022-07-07 |  | PVC | 1958 | Yes |  | 2022-07-07 |  | Non-lead
009264 | 31675 WARNER RD |  | Polytube | Yes |  | 2023-08-01 |  | PVC |  | Yes |  | 2023-08-01 |  | Non-lead
009265 | 27 CACTUS DR |  | Polytube | Yes |  | 2024-07-11 |  | PVC | 1964 | Yes |  | 2024-07-11 |  | Non-lead
009266 | 1240 RAFFY RD |  | Unknown, Non-Lead | Yes |  | 2018-03-09 |  | PVC | 1998 | Yes |  | 2018-03-09 |  | Non-lead
009267 | 55 MARLIN AVE |  | Polytube | Yes |  | 2022-10-31 |  | PVC | 1956 | Yes |  | 2022-10-31 |  | Non-lead
009268 | 225 SUNSET DR |  | Polytube | Yes |  | 2022-06-28 |  | PVC | 1958 | Yes |  | 2022-06-28 |  | Non-lead
009269 | 233 LIGNUMVITAE DR |  | Unknown, Non-Lead | Yes |  | 2020-09-04 |  | Polytube | 2020 | Yes |  | 2020-09-04 |  | Non-lead
009272 | 212 74TH OCEAN ST |  | Polytube | Yes |  | 2023-02-27 |  | PVC | 1953 | Yes |  | 2023-02-27 |  | Non-lead
009273 | OCEAN 11456 5TH AVE |  | Polytube | Yes |  | 2022-10-06 |  | PVC | 1958 | Yes |  | 2022-10-06 |  | Non-lead
009274 | 11406 5TH OCEAN AVE |  | Unknown, Non-Lead | Yes |  | 2023-04-18 |  | Unknown, Non-Lead | 2020 | Yes |  | 2023-04-18 |  | Non-lead
009275 | 11459 4TH OCEAN AVE |  | Copper | Yes |  | 2023-06-20 |  | PVC | 1958 | Yes |  | 2023-06-20 |  | Non-lead
009277 | 6991 SHRIMP RD |  | Unknown, Non-Lead | Yes |  | 2020-08-20 |  | Unknown, Non-Lead | 1996 | Yes |  | 2020-08-20 |  | Non-lead
009278 | 617 MICKENS LN |  | Copper | Yes |  | 2022-06-02 |  | Copper | 1933 | Yes |  | 2022-06-02 |  | Non-lead
009279 | 2619 FLAGLER AVE |  | Polytube | Yes |  | 2022-03-02 |  | Polytube | 1963 | Yes |  | 2022-03-02 |  | Non-lead
009281 | 3804 FLAGLER AVE |  | Polytube | Yes |  | 2022-07-07 |  | PVC | 1963 | Yes |  | 2022-07-07 |  | Non-lead
009282 | BUD & MARYS 79851 OVERSEAS HWY |  | Polytube | Yes |  | 2022-06-22 |  | Copper | 1961 | Yes |  | 2022-06-22 |  | Non-lead
009283 | BUD & MARY 79810 OVERSEAS HWY |  | Polytube | Yes |  | 2022-06-22 |  | Copper | 1961 | Yes |  | 2022-06-22 |  | Non-lead
009284 | 1900 CORAL WAY |  | Polytube | Yes |  | 2023-10-18 |  | PVC | 1963 | Yes |  | 2023-10-18 |  | Non-lead
009285 | 1434 HARBOR DR |  | Unknown | Yes |  | 2024-05-31 |  | Unknown | 1955 | Yes |  | 2024-05-31 |  | Lead Status Unknown
009286 | 832 CAROLINE ST |  | Unknown, Non-Lead | Yes |  | 2019-12-04 |  | Unknown, Non-Lead | 2007 | Yes |  | 2019-12-04 |  | Non-lead
009287 | 1517 DENNIS ST |  | Polytube | Yes |  | 2024-06-17 |  | PVC | 1953 | Yes |  | 2024-06-17 |  | Non-lead
009288 | 761 SUGARLOAF BLVD |  | Polytube | Yes |  | 2024-08-02 |  | PVC | 1958 | Yes |  | 2024-08-02 |  | Non-lead
009289 | 17 PALM DR |  | Unknown | Yes |  | 2023-06-14 |  | Unknown | 1985 | Yes |  | 2023-06-14 |  | Lead Status Unknown
009291 | 1216 KNOWLES LN |  | Polytube | Yes |  | 2023-03-15 |  | PVC | 1928 | Yes |  | 2023-03-15 |  | Non-lead
009292 | 7931 OVERSEAS HWY |  | Polytube | Yes |  | 2024-08-30 |  | PVC | 1957 | Yes |  | 2024-08-30 |  | Non-lead
009293 | 1365 MARLIN DR |  | Polytube | Yes |  | 2024-06-21 |  | PVC | 1954 | Yes |  | 2024-06-21 |  | Non-lead
009294 | 1455 MARLIN DRIVE |  | Polytube | Yes |  | 2024-08-30 |  | PVC | 1959 | Yes |  | 2024-08-30 |  | Non-lead
009295 | 1611 MARLIN DR |  | Polytube | Yes |  | 2024-02-29 |  | PVC | 1959 | Yes |  | 2024-02-29 |  | Non-lead
009296 | 1617 MARLIN DR (AKA 8 ST |  | Polytube | Yes |  | 2024-06-24 |  | PVC | 1959 | Yes |  | 2024-06-24 |  | Non-lead
009297 | 1516 HARBOR DR |  | Polytube | Yes |  | 2024-06-21 |  | PVC | 1959 | Yes |  | 2024-06-21 |  | Non-lead
009298 | 1608 HARBOR DR |  | Polytube | Yes |  | 2024-06-21 |  | PVC |  | Yes |  | 2024-06-21 |  | Non-lead
009299 | 11407 4TH OCEAN AVE |  | Polytube | Yes |  | 2022-08-25 |  | Polytube | 1956 | Yes |  | 2022-08-25 |  | Non-lead
009300 | 11404 4TH OCEAN AVE |  | Polytube | Yes |  | 2022-11-22 |  | PVC | 1956 | Yes |  | 2022-11-22 |  | Non-lead
009301 | OCEAN 11453 2ND AVE |  | Copper | Yes |  | 2024-02-09 |  | PVC | 1971 | Yes |  | 2024-02-09 |  | Non-lead
009302 | 11401 2ND AVE |  | Polytube | Yes |  | 2024-01-19 |  | PVC | 1956 | Yes |  | 2024-01-19 |  | Non-lead
009303 | 11455 3RD OCEAN AVE |  | Copper | Yes |  | 2022-09-30 |  | PVC | 1953 | Yes |  | 2022-09-30 |  | Non-lead
009304 | 11405 3RD OCEAN AVE |  | Copper | Yes |  | 2022-10-27 |  | PVC | 1956 | Yes |  | 2022-10-27 |  | Non-lead
009305 | 352 SOUND DR |  | Polytube | Yes |  | 2023-06-06 |  | PVC | 2006 | Yes |  | 2023-06-06 |  | Non-lead
009306 | 104 PALMETTO DR |  | Polytube | Yes |  | 2022-07-20 |  | PVC | 1958 | Yes |  | 2022-07-20 |  | Non-lead
009307 | 558 PALM DR |  | Unknown, Non-Lead | No |  |  |  | Unknown, Non-Lead | 1995 | No |  |  |  | Non-lead
009308 | 144 SECOND LANE |  | Polytube | Yes |  | 2023-01-11 |  | PVC | 1986 | Yes |  | 2023-01-11 |  | Non-lead
009309 | 171 MARINE AVE |  | Polytube | Yes |  | 2023-02-09 |  | PVC | 1955 | Yes |  | 2023-02-09 |  | Non-lead
009310 | 107 ORANGE LN |  | Polytube | Yes |  | 2022-06-08 |  | PVC | 1955 | Yes |  | 2022-06-08 |  | Non-lead
009311 | 212 JOLLY ROGER DR |  | Polytube | Yes |  | 2023-01-31 |  | PVC | 1960 | Yes |  | 2023-01-31 |  | Non-lead
009312 | 102131 OVERSEAS HWY |  | Polytube | Yes |  | 2023-02-14 |  | PVC | 1938 | Yes |  | 2023-02-14 |  | Non-lead
009313 | 614 PETRONIA ST |  | Polytube | Yes |  | 2023-01-25 |  | PVC | 1943 | Yes |  | 2023-01-25 |  | Non-lead
009314 | 66 SHORELAND DR |  | Polytube | Yes |  | 2022-10-31 |  | PVC | 1964 | Yes |  | 2022-10-31 |  | Non-lead
009315 | 828 THOMAS ST |  | Polytube | No |  |  |  | PVC | 1929 | No |  |  |  | Non-lead
009316 | 1335 74TH OCEAN ST |  | Polytube | Yes |  | 2023-05-01 |  | PVC | 1958 | Yes |  | 2023-05-01 |  | Non-lead
009320 | 846 99TH OCEAN ST |  | Polytube | Yes |  | 2022-11-23 |  | PVC | 1959 | Yes |  | 2022-11-23 |  | Non-lead
009321 | OCEAN 11286 4TH AVE |  | Polytube | Yes |  | 2022-08-31 |  | PVC | 1958 | Yes |  | 2022-08-31 |  | Non-lead
009322 | 11325 3RD OCEAN AVE |  | Copper | Yes |  | 2022-09-09 |  | PVC | 1953 | Yes |  | 2022-09-09 |  | Non-lead
009323 | 1010 PETER JAY ST |  | Polytube | Yes |  | 2025-09-05 |  | PVC | 2013 | Yes |  | 2022-05-11 |  | Non-lead
009324 | 1779 74TH OCEAN ST |  | Polytube | Yes |  | 2024-03-28 |  | PVC | 1962 | Yes |  | 2024-03-28 |  | Non-lead
009325 | 8146 AVIATION BLVD |  | Polytube | Yes |  | 2023-06-27 |  | PVC | 1963 | Yes |  | 2023-06-27 |  | Non-lead
009326 | 2860 DOLPHIN DR |  | Polytube | Yes |  | 2023-01-26 |  | PVC | 1957 | Yes |  | 2023-01-26 |  | Non-lead
009327 | 2623 FLAGLER AVE |  | Polytube | Yes |  | 2022-08-24 |  | PVC | 1963 | Yes |  | 2022-08-24 |  | Non-lead
009328 | 31009 ATLANTIS DR |  | Unknown, Non-Lead | Yes |  | 2023-06-16 |  | Unknown, Non-Lead | 2008 | Yes |  | 2023-06-16 |  | Non-lead
009329 | LOT 21 THRU 28 1300 BIG PINE AVE |  | Polytube | Yes |  | 2022-12-08 |  | PVC | 1980 | Yes |  | 2022-12-08 |  | Non-lead
009330 | 104980 OVERSEAS HWY |  | Polytube | Yes |  | 2024-06-26 |  | PVC | 1960 | Yes |  | 2024-06-26 |  | Non-lead
009331 | 5 BLUE RUNNER ST |  | Polytube | Yes |  | 2023-06-28 |  | PVC | 1958 | Yes |  | 2023-06-28 |  | Non-lead
009332 | 277 PEACHTREE ST |  | Polytube | Yes |  | 2023-06-20 |  | PVC | 2013 | Yes |  | 2023-06-20 |  | Non-lead
009333 | 4290 OVERSEAS HWY |  | Polytube | Yes |  | 2023-04-11 |  | PVC | 1976 | Yes |  | 2023-04-11 |  | Non-lead
009334 | 222 PETRONIA ST |  | Polytube | Yes |  | 2023-01-19 |  | PVC |  | Yes |  | 2023-01-19 |  | Non-lead
009335 | 91960 OVERSEAS Hwy |  | Polytube | Yes |  | 2023-01-17 |  | PVC | 1928 | Yes |  | 2023-01-17 |  | Non-lead
009336 | 30458 OLEANDER BLVD |  | Polytube | No |  |  |  | PVC | 1933 | No |  |  |  | Non-lead
009337 | 11710 5TH OCEAN AVE |  | Polytube | Yes |  | 2024-09-19 |  | PVC | 1972 | Yes |  | 2024-09-19 |  | Non-lead
009339 | 225 41ST GULF ST |  | Unknown, Non-Lead | Yes |  | 2021-03-29 |  | PVC | 2015 | Yes |  | 2021-03-29 |  | Non-lead
009340 | 487 29TH OCEAN ST |  | Polytube | Yes |  | 2022-06-06 |  | PVC | 1958 | Yes |  | 2022-06-06 |  | Non-lead
009341 | 1022 WATSON LN |  | Polytube | Yes |  | 2023-03-23 |  | Copper | 1938 | Yes |  | 2023-03-23 |  | Non-lead
009342 | 57 SNAPPER AVE |  | Polytube | Yes |  | 2023-04-14 |  | PVC | 1958 | Yes |  | 2023-04-14 |  | Non-lead
009343 | 108 LONG BEN DR |  | Polytube | Yes |  | 2023-01-31 |  | PVC | 1955 | Yes |  | 2023-01-31 |  | Non-lead
009344 | 123 IROQUOIS DR |  | Polytube | Yes |  | 2023-06-14 |  | PVC | 2021 | Yes |  | 2023-06-14 |  | Non-lead
009345 | YARD 100694 OVERSEAS HWY |  | Polytube | Yes |  | 2022-11-17 |  | PVC | 1970 | Yes |  | 2022-11-17 |  | Non-lead
009346 | 122 PIPPIN DR |  | Polytube | Yes |  | 2022-06-08 |  | PVC | 1957 | Yes |  | 2022-06-08 |  | Non-lead
009347 | 130 W PIPPIN DR |  | Polytube | Yes |  | 2022-05-17 |  | PVC | 1958 | Yes |  | 2022-05-17 |  | Non-lead
009348 | 203 OLIVIA ST |  | Polytube | Yes |  | 2022-12-06 |  | PVC | 1928 | Yes |  | 2022-12-06 |  | Non-lead
009349 | 2714 STAPLES AVE |  | Copper | Yes |  | 2022-07-20 |  | PVC | 1958 | Yes |  | 2022-07-20 |  | Non-lead
009350 | 1206 MARGARET ST |  | Polytube | Yes |  | 2023-07-25 |  | PVC | 1938 | Yes |  | 2023-07-25 |  | Non-lead
009351 | APT A 1725 JOSEPHINE ST |  | PVC | Yes |  | 2024-09-19 |  | PVC | 1963 | Yes |  | 2024-09-19 |  | Non-lead
009352 | 317 AVE D |  | Polytube | Yes |  | 2024-01-25 |  | PVC | 1975 | Yes |  | 2024-01-25 |  | Non-lead
009353 | 1006 THOMAS ST |  | Polytube | Yes |  | 2023-10-05 |  | PVC | 1933 | Yes |  | 2023-10-05 |  | Non-lead
009354 | 1217 VARELA ST |  | Polytube | Yes |  | 2023-03-23 |  | PVC | 1963 | Yes |  | 2023-03-23 |  | Non-lead
009355 | 539 PALM DR |  | Unknown, Non-Lead | Yes |  | 2022-09-20 |  | No Piping | Vacant | Yes |  | 2022-09-20 |  | Non-lead
009357 | 125 PIPPIN DR |  | Polytube | Yes |  | 2022-06-08 |  | PVC | 1956 | Yes |  | 2022-06-08 |  | Non-lead
009358 | 20 POINCIANA LOTS 9 DR |  | Polytube | Yes |  | 2022-11-17 |  | PVC | 1955 | Yes |  | 2022-11-17 |  | Non-lead
009359 | 122 E RIDGE RD |  | Polytube | Yes |  | 2022-05-20 |  | PVC | 1961 | Yes |  | 2022-05-20 |  | Non-lead
009360 | 30982 BAILEYS LANE |  | Polytube | Yes |  | 2023-04-21 |  | PVC | 1963 | Yes |  | 2023-04-21 |  | Non-lead
009361 | 79 PALM DR |  | Polytube | Yes |  | 2023-09-18 |  | PVC | 1965 | Yes |  | 2023-09-18 |  | Non-lead
009363 | 3612 DUCK AVE |  | Polytube | Yes |  | 2022-10-18 |  | Polytube | 1948 | Yes |  | 2022-10-18 |  | Non-lead
009365 | 3022 FLAGLER AVE |  | Polytube | Yes |  | 2022-05-26 |  | PVC | 1958 | Yes |  | 2022-05-26 |  | Non-lead
009367 | 19525 DATE PALM DR |  | Unknown, Non-Lead | No |  |  |  | Unknown, Non-Lead | 2006 | No |  |  |  | Non-lead
009368 | 1319 2ND ST |  | Polytube | Yes |  | 2023-04-26 |  | PVC | 1963 | Yes |  | 2023-04-26 |  | Non-lead
009369 | 29900 OVERSEAS HWY |  | Polytube | Yes |  | 2022-12-08 |  | PVC | 1953 | Yes |  | 2022-12-08 |  | Non-lead
009370 | APT UP 2405 STAPLES AVE |  | Polytube | Yes |  | 2022-08-15 |  | PVC | 1958 | Yes |  | 2022-08-15 |  | Non-lead
009371 | 1415 FLAGLER AVE |  | Polytube | Yes |  | 2022-08-12 |  | PVC | 1953 | Yes |  | 2022-08-12 |  | Non-lead
009372 | 1824 VENETIA ST |  | Polytube | Yes |  | 2022-09-16 |  | PVC | 1965 | Yes |  | 2022-09-16 |  | Non-lead
009374 | APT B 11500 2ND OCEAN AVE |  | Polytube | Yes |  | 2022-10-31 |  | PVC | 1952 | Yes |  | 2022-10-31 |  | Non-lead
009375 | OCEAN 502 74TH ST |  | Unknown, Non-Lead | Yes |  | 2019-04-25 |  | PVC | 2005 | Yes |  | 2019-04-25 |  | Non-lead
009376 | 90773 OLD L7 B1 HWY |  | Polytube | Yes |  | 2022-06-22 |  | PVC | 1961 | Yes |  | 2022-06-22 |  | Non-lead
009379 | 94225 OVERSEAS HWY |  | Unknown, Non-Lead | Yes |  | 2020-09-14 |  | Unknown, Non-Lead | 2019 | Yes |  | 2020-09-14 |  | Non-lead
009381 | 2315 STAPLES AVE |  | Polytube | Yes |  | 2022-08-15 |  | PVC | 1960 | Yes |  | 2022-08-15 |  | Non-lead
009382 | 19657 DATE PALM DR |  | Polytube | Yes |  | 2023-01-13 |  | PVC | 1955 | Yes |  | 2023-01-13 |  | Non-lead
009383 | APT REAR 323 PETRONIA ST |  | Polytube | Yes |  | 2023-05-04 |  | PVC | 1959 | Yes |  | 2023-05-04 |  | Non-lead
009386 | 209 PETRONIA ST |  | Polytube | Yes |  | 2022-09-22 |  | PVC | 1918 | Yes |  | 2022-09-22 |  | Non-lead
009387 | 842 BIG PINE AVE |  | Unknown, Non-Lead | No |  |  |  | Unknown, Non-Lead | 2019 | No |  |  |  | Non-lead
009388 | 20 AVOCADO ST |  | Unknown, Non-Lead | Yes |  | 2024-09-09 |  | Unknown, Non-Lead | 2018 | Yes |  | 2024-09-09 |  | Non-lead
009389 | 1503 RIVIERA ST |  | Polytube | Yes |  | 2022-06-01 |  | PVC | 1963 | Yes |  | 2022-06-01 |  | Non-lead
009390 | OCEAN SIDE 81155 OLD Hwy |  | Polytube | Yes |  | 2022-06-22 |  | PVC | 1958 | Yes |  | 2022-06-22 |  | Non-lead
009392 | 1316 1ST ST |  | Polytube | Yes |  | 2022-11-03 |  | PVC | 1957 | Yes |  | 2022-11-03 |  | Non-lead
009394 | 5 OCEAN VIEW BLVD |  | Polytube | Yes |  | 2022-07-20 |  | PVC | 1945 | Yes |  | 2022-07-20 |  | Non-lead
009395 | 110 LONG BEN DR |  | Polytube | Yes |  | 2023-01-31 |  | PVC | 1956 | Yes |  | 2023-01-31 |  | Non-lead
009396 | 112 OCEAN BAY DR |  | Polytube | Yes |  | 2022-07-14 |  | PVC | 1958 | Yes |  | 2022-07-14 |  | Non-lead
009397 | GULF 880 37TH ST |  | Unknown, Non-Lead | No |  |  |  | Unknown, Non-Lead | 2007 | No |  |  |  | Non-lead
009398 | 12221 OVERSEAS HWY |  | Unknown, Non-Lead | Yes |  | 2023-04-19 |  | Unknown, Non-Lead | 2004 | Yes |  | 2023-04-19 |  | Non-lead
009399 | 1814 HARRIS AVE |  | Polytube | Yes |  | 2022-08-16 |  | Copper | 1956 | Yes |  | 2022-08-16 |  | Non-lead
009400 | 3000 FLAGLER AVE |  | Polytube | Yes |  | 2022-05-26 |  | PVC | 1958 | Yes |  | 2022-05-26 |  | Non-lead
009401 | 1335 OCEAN DR |  | Polytube | Yes |  | 2024-06-21 |  | PVC | 2007 | Yes |  | 2024-06-21 |  | Non-lead
009402 | 1106 GRINNELL ST |  | Polytube | Yes |  | 2024-05-14 |  | PVC | 1933 | Yes |  | 2024-05-14 |  | Non-lead
009405 | 8060 TUNA DR |  | Polytube | Yes |  | 2023-01-26 |  | PVC | 1958 | Yes |  | 2023-01-26 |  | Non-lead
009406 | 8038 TUNA DRIVE |  | Polytube | Yes |  | 2023-02-21 |  | PVC | 1960 | Yes |  | 2023-02-21 |  | Non-lead
009407 | 7984 TUNA DR |  | Polytube | Yes |  | 2023-02-16 |  | PVC | 1957 | Yes |  | 2023-02-16 |  | Non-lead
009408 | 7932 TUNA DR |  | Polytube | Yes |  | 2023-01-24 |  | PVC | 1956 | Yes |  | 2023-01-24 |  | Non-lead
009409 | 8025 GULFSTREAM BLVD |  | Polytube | Yes |  | 2023-02-01 |  | PVC | 1958 | Yes |  | 2023-02-01 |  | Non-lead
009410 | 8073 GULFSTREAM BLVD |  | Polytube | Yes |  | 2023-01-26 |  | PVC | 1958 | Yes |  | 2023-01-26 |  | Non-lead
009411 | 515 CATHERINE ST |  | Polytube | Yes |  | 2024-01-05 |  | Copper | 1938 | Yes |  | 2024-01-05 |  | Non-lead
009412 | 3026 FLAGLER AVE |  | PVC | Yes |  | 2022-05-26 |  | Polytube | 1958 | Yes |  | 2022-05-26 |  | Non-lead
009413 | 3018 FLAGLER AVE |  | Polytube | Yes |  | 2022-05-26 |  | PVC | 1958 | Yes |  | 2022-05-26 |  | Non-lead
009414 | 3014 FLAGLER AVE |  | Polytube | Yes |  | 2022-05-26 |  | PVC | 1958 | Yes |  | 2022-05-26 |  | Non-lead
009415 | 3010 FLAGLER AVE |  | Polytube | Yes |  | 2022-05-26 |  | PVC | 1958 | Yes |  | 2022-05-26 |  | Non-lead
009416 | 3006 FLAGLER AVE |  | Polytube | Yes |  | 2024-09-20 |  | Copper | 1963 | Yes |  | 2024-09-20 |  | Non-lead
009417 | 2934 FLAGLER AVE |  | Polytube | Yes |  | 2022-08-10 |  | Copper | 1958 | Yes |  | 2022-08-10 |  | Non-lead
009418 | 2930 FLAGLER AVE |  | Polytube | Yes |  | 2024-04-17 |  | PVC | 1958 | Yes |  | 2024-04-17 |  | Non-lead
009420 | 1213 14TH ST |  | Polytube | Yes |  | 2023-05-04 |  | Polytube | 1965 | Yes |  | 2023-05-04 |  | Non-lead
009421 | TRUMAN SCHOOL 1200 TRUMAN AVE |  | Polytube | Yes |  | 2023-04-12 |  | Copper | 1958 | Yes |  | 2023-04-12 |  | Non-lead
009422 | 1712 JOSEPHINE ST |  | Polytube | Yes |  | 2022-10-19 |  | PVC | 1967 | Yes |  | 2022-10-19 |  | Non-lead
009423 | 7 ROBERTS TER |  | Polytube | Yes |  | 2023-05-04 |  | PVC | 1973 | Yes |  | 2023-05-04 |  | Non-lead
009424 | 3718 FLAGLER AVE |  | Polytube | Yes |  | 2022-07-07 |  | Copper | 1958 | Yes |  | 2022-07-07 |  | Non-lead
009425 | 59 JEWFISH AVE |  | Polytube | Yes |  | 2022-10-31 |  | PVC | 1955 | Yes |  | 2022-10-31 |  | Non-lead
009426 | 11328 2ND OCEAN AVE |  | Copper | Yes |  | 2022-10-31 |  | PVC | 1970 | Yes |  | 2022-10-31 |  | Non-lead
009427 | 598 116TH OCEAN ST |  | Polytube | Yes |  | 2023-09-27 |  | PVC | 1958 | Yes |  | 2023-09-27 |  | Non-lead
009429 | UP 918 CORNISH LN |  | Polytube | Yes |  | 2023-02-16 |  | PVC | 1928 | Yes |  | 2023-02-16 |  | Non-lead
009431 | 1232 SOUTH ST |  | Polytube | Yes |  | 2023-09-12 |  | PVC | 1953 | Yes |  | 2023-09-12 |  | Non-lead
009432 | 1507 18TH TER |  | Polytube | Yes |  | 2023-05-04 |  | PVC | 1958 | Yes |  | 2023-05-04 |  | Non-lead
009433 | 1507 19TH ST |  | Polytube | Yes |  | 2022-07-15 |  | PVC | 1958 | Yes |  | 2022-07-15 |  | Non-lead
009434 | 501 E OCEAN DR |  | Unknown | Yes |  | 2024-01-18 |  | Unknown | 1957 | Yes |  | 2024-01-18 |  | Lead Status Unknown
009435 | 1526 FLORIDA ST |  | Polytube | Yes |  | 2024-02-05 |  | PVC | 1958 | Yes |  | 2024-02-05 |  | Non-lead
009436 | 1301 ASHBY ST |  | Polytube | Yes |  | 2022-08-29 |  | PVC | 1959 | Yes |  | 2022-08-29 |  | Non-lead
009437 | 92501 N OVERSEAS OCEANSIDE HWY |  | Polytube | Yes |  | 2023-02-13 |  | PVC | 1958 | Yes |  | 2023-02-13 |  | Non-lead
009438 | 53 SHORELAND DR |  | Polytube | Yes |  | 2022-10-31 |  | PVC | 1974 | Yes |  | 2022-10-31 |  | Non-lead
009439 | 123 OCEAN VIEW DR |  | Polytube | Yes |  | 2023-01-30 |  | PVC | 1962 | Yes |  | 2023-01-30 |  | Non-lead
009441 | 955 122ND OCEAN ST |  | Polytube | Yes |  | 2023-09-25 |  | PVC | 1963 | Yes |  | 2023-09-25 |  | Non-lead
009442 | 10985 5TH OCEAN AVE |  | Polytube | Yes |  | 2022-08-23 |  | PVC | 1958 | Yes |  | 2022-08-23 |  | Non-lead
009443 | 145 4TH ST |  | Polytube | Yes |  | 2024-04-17 |  | PVC | 1959 | Yes |  | 2024-04-17 |  | Non-lead
009445 | 400 E OCEAN DR |  | Polytube | Yes |  | 2023-10-10 |  | PVC | 1961 | Yes |  | 2023-10-10 |  | Non-lead
009446 | 170 4TH ST |  | Polytube | Yes |  | 2022-10-22 |  | PVC | 1959 | Yes |  | 2022-10-22 |  | Non-lead
009447 | 180 4TH ST |  | Polytube | Yes |  | 2023-05-31 |  | PVC | 1959 | Yes |  | 2023-05-31 |  | Non-lead
009448 | 180 3RD ST |  | Polytube | Yes |  | 2024-09-18 |  | PVC | 1958 | Yes |  | 2024-09-18 |  | Non-lead
009449 | 630 MARGARET ST |  | Polytube | Yes |  | 2023-01-31 |  | PVC | 1938 | Yes |  | 2023-01-31 |  | Non-lead
009450 | 819 W SHORE DR |  | Polytube | Yes |  | 2023-11-30 |  | PVC | 1958 | Yes |  | 2023-11-30 |  | Non-lead
009451 | 807 ELIZABETH ST |  | Polytube | Yes |  | 2023-01-03 |  | Polytube | 1914 | Yes |  | 2023-01-03 |  | Non-lead
009454 | 3 SNAPPER AVE |  | Polytube | Yes |  | 2022-10-31 |  | PVC | 1957 | Yes |  | 2022-10-31 |  | Non-lead
009456 | 17 LAKESHORE DR |  | Polytube | Yes |  | 2022-11-17 |  | PVC | 1971 | Yes |  | 2022-11-17 |  | Non-lead
009457 | BACK 58090 OVERSEAS HYW |  | Polytube | Yes |  | 2022-10-22 |  | PVC | 1979 | Yes |  | 2022-10-22 |  | Non-lead
009458 | BAYSIDE 82200 OVERSEAS HWY |  | Polytube | Yes |  | 2022-06-23 |  | PVC | 1950 | Yes |  | 2022-06-23 |  | Non-lead
009459 | 105 SAPODILLA DR |  | Polytube | Yes |  | 2022-07-05 |  | PVC | 1959 | Yes |  | 2022-07-05 |  | Non-lead
009460 | 87401 OLD HWY |  | Polytube | Yes |  | 2023-02-21 |  | Polytube | 1975 | Yes |  | 2023-02-21 |  | Non-lead
009461 | 207 PIRATES DR |  | Polytube | Yes |  | 2023-01-30 |  | PVC | 1970 | Yes |  | 2023-01-30 |  | Non-lead
009462 | 74940 OVERSEAS HWY |  | Unknown, Non-Lead | Yes |  | 2021-03-15 |  | PVC | 1990 | Yes |  | 2021-03-15 |  | Non-lead
009464 | 351 E OCEAN DR |  | Polytube | Yes |  | 2023-05-16 |  | PVC | 1958 | Yes |  | 2023-05-16 |  | Non-lead
009465 | 501 E OCEAN DR |  | PVC | Yes |  | 2024-03-11 |  | PVC | 1957 | Yes |  | 2024-03-11 |  | Non-lead
009466 | 11 BONEFISH AVE |  | Polytube | Yes |  | 2024-07-10 |  | PVC | 1955 | Yes |  | 2024-07-10 |  | Non-lead
009467 | 645 CABRERA ST |  | Polytube | Yes |  | 2022-10-31 |  | PVC | 1960 | Yes |  | 2022-10-31 |  | Non-lead
009469 | 110 KNOWLES ST |  | Polytube | Yes |  | 2022-06-22 |  | PVC | 1958 | Yes |  | 2022-06-22 |  | Non-lead
009470 | 117 KNOWLES ST |  | PVC | Yes |  | 2022-06-22 |  | PVC | 1957 | Yes |  | 2022-06-22 |  | Non-lead
009471 | 81602 OVERSEAS HWY |  | Unknown, Non-Lead | Yes |  | 2017-06-16 |  | Unknown, Non-Lead | 1997 | Yes |  | 2017-06-16 |  | Non-lead
009472 | 2499 OVERSEAS HWY |  | Polytube | Yes |  | 2024-01-17 |  | PVC | 1983 | Yes |  | 2024-01-17 |  | Non-lead
009474 | 60 SNAPPER AVE |  | Polytube | Yes |  | 2022-10-31 |  | PVC | 1972 | Yes |  | 2022-10-31 |  | Non-lead
009475 | 2860 YELLOWTAIL DR |  | Polytube | Yes |  | 2023-02-01 |  | PVC | 1959 | Yes |  | 2023-02-01 |  | Non-lead
009476 | 5 BOX 1ST ST |  | Unknown, Non-Lead | Yes |  | 2022-10-21 |  | No Piping | Vacant | Yes |  | 2022-10-21 |  | Non-lead
009479 | 2411 FLAGLER AVE |  | Polytube | Yes |  | 2022-08-12 |  | PVC | 1958 | Yes |  | 2022-08-12 |  | Non-lead
009480 | 1416 20TH ST |  | Polytube | Yes |  | 2022-05-11 |  | PVC | 1956 | Yes |  | 2022-05-11 |  | Non-lead
009481 | 1575 52ND GULF ST |  | PVC | Yes |  | 2023-11-30 |  | PVC | 1958 | Yes |  | 2022-10-20 |  | Non-lead
009482 | 11587 3RD OCEAN AVE |  | Copper | Yes |  | 2022-11-22 |  | PVC | 1956 | Yes |  | 2022-11-22 |  | Non-lead
009483 | 10777 OVERSEAS HWY |  | Polytube | Yes |  | 2022-11-02 |  | PVC | 1976 | Yes |  | 2022-11-02 |  | Non-lead
009484 | 1223 74TH OCEAN ST |  | Polytube | Yes |  | 2023-03-15 |  | PVC | 1968 | Yes |  | 2023-03-15 |  | Non-lead
009485 | 8014 SHARK DRIVE |  | Polytube | Yes |  | 2023-02-01 |  | PVC | 1955 | Yes |  | 2023-02-01 |  | Non-lead
009486 | 3660 OVERSEAS HWY |  | PVC | Yes |  | 2022-09-30 |  | PVC | 1955 | Yes |  | 2022-09-30 |  | Non-lead
009487 | 11202 3RD OCEAN AVE |  | Copper | Yes |  | 2024-08-20 |  | Copper | 1955 | Yes |  | 2024-08-20 |  | Non-lead
009488 | 520 AVENUE A |  | Unknown, Non-Lead | Yes |  | 2018-01-26 |  | Unknown, Non-Lead | 2002 | Yes |  | 2018-01-26 |  | Non-lead
009490 | REAR COMMON 118 GERALDINE ST |  | Polytube | Yes |  | 2022-07-13 |  | PVC | 1933 | Yes |  | 2022-07-13 |  | Non-lead
009491 | 313 VIRGINIA ST |  | Polytube | Yes |  | 2024-01-05 |  | PVC | 1923 | Yes |  | 2024-01-05 |  | Non-lead
009492 | 1700 SEMINARY ST |  | Polytube | Yes |  | 2022-10-31 |  | PVC | 1956 | Yes |  | 2022-10-31 |  | Non-lead
009495 | 318 MAHOGANY DR |  | Unknown, Non-Lead | Yes |  | 2021-10-27 |  | Unknown, Non-Lead | 1997 | Yes |  | 2021-10-27 |  | Non-lead
009497 | 905 EMMA ST |  | Polytube | Yes |  | 2022-07-12 |  | PVC | 1939 | Yes |  | 2022-07-12 |  | Non-lead
009498 | 47 PALM DR |  | Polytube | Yes |  | 2023-03-24 |  | PVC | 1953 | Yes |  | 2023-03-24 |  | Non-lead
009499 | 1011 HOWE ST |  | Polytube | Yes |  | 2022-07-13 |  | PVC | 1933 | Yes |  | 2022-07-13 |  | Non-lead
009500 | APT 304 624 73RD OCEAN ST |  | Unknown, Non-Lead | No |  |  |  | PVC | 2016 | No |  |  |  | Non-lead
009501 | 414 JULIA ST |  | Unknown, Non-Lead | Yes |  | 2024-01-08 |  | Unknown, Non-Lead | 2020 | Yes |  | 2024-01-08 |  | Non-lead
009503 | 1013 HOWE ST |  | Polytube | Yes |  | 2023-08-01 |  | PVC | 1933 | Yes |  | 2023-08-01 |  | Non-lead
009504 | 224 TRUMAN AVE |  | Polytube | Yes |  | 2023-05-04 |  | Unknown | 1933 | Yes |  | 2023-05-04 |  | Lead Status Unknown
009505 | 1000 HOWE ST |  | Polytube | Yes |  | 2023-05-08 |  | PVC | 1928 | Yes |  | 2023-05-08 |  | Non-lead
009506 | 1006 SEMINARY ST |  | Polytube | Yes |  | 2022-10-31 |  | PVC | 1963 | Yes |  | 2022-10-31 |  | Non-lead
009508 | 81981 OVERSEAS HWY |  | Polytube | Yes |  | 2022-10-11 |  | PVC | 1956 | Yes |  | 2022-10-11 |  | Non-lead
009509 | 57805 MORTON ST |  | Polytube | Yes |  | 2024-01-25 |  | PVC | 1959 | Yes |  | 2024-01-25 |  | Non-lead
009510 | 790 46TH GULF TRLR ST |  | Polytube | Yes |  | 2022-10-20 |  | PVC | 1968 | Yes |  | 2022-10-20 |  | Non-lead
009511 | 3 HUTCHINSON LN |  | Polytube | Yes |  | 2022-07-13 |  | PVC | 1958 | Yes |  | 2022-07-13 |  | Non-lead
009512 | BLVD 2312 N ROOSEVELT |  | Unknown, Non-Lead | Yes |  | 2019-04-03 |  | Unknown, Non-Lead | 1989 | Yes |  | 2019-04-03 |  | Non-lead
009513 | 19585 DATE PALM DR |  | Polytube | Yes |  | 2023-06-13 |  | PVC | 2008 | Yes |  | 2023-06-13 |  | Non-lead
009514 | 401 2ND ST |  | Polytube | Yes |  | 2022-10-22 |  | PVC | 1958 | Yes |  | 2022-10-22 |  | Non-lead
009515 | NS 150 4TH ST |  | Polytube | Yes |  | 2024-06-05 |  | PVC | 1959 | Yes |  | 2024-06-05 |  | Non-lead
009516 | 190 4TH ST |  | Polytube | Yes |  | 2023-05-31 |  | Copper | 1959 | Yes |  | 2023-05-31 |  | Non-lead
009517 | 25 CACTUS DR |  | Polytube | Yes |  | 2023-07-19 |  | PVC | 1958 | Yes |  | 2023-07-19 |  | Non-lead
009524 | 265 116TH ST |  | Polytube | Yes |  | 2024-02-29 |  | PVC | 1956 | Yes |  | 2024-02-29 |  | Non-lead
009525 | 6&8 265 2ND AVE |  | Polytube | Yes |  | 2023-12-21 |  | PVC | 1956 | Yes |  | 2023-12-21 |  | Non-lead
009526 | 312 12TH GULF ST |  | Copper | Yes |  | 2024-10-01 |  | PVC | 2007 | Yes |  | 2024-10-01 |  | Non-lead
009528 | 5230 OVERSEAS HWY |  | Polytube | Yes |  | 2024-01-11 |  | PVC | 1978 | Yes |  | 2024-01-11 |  | Non-lead
009531 | OCEAN 424 26TH ST |  | Polytube | Yes |  | 2023-02-21 |  | PVC | 1953 | Yes |  | 2023-02-21 |  | Non-lead
009532 | 580 90TH OCEAN ST |  | Copper | Yes |  | 2024-01-24 |  | PVC | 1953 | Yes |  | 2024-01-24 |  | Non-lead
009533 | SOMBRERO BCH RD |  | Unknown, Non-Lead | No |  |  |  | No Piping | 1985 | No |  |  |  | Non-lead
009534 | 1301 1ST ST |  | Polytube | Yes |  | 2023-04-26 |  | PVC | 1958 | Yes |  | 2023-04-26 |  | Non-lead
009535 | 1576 BOGIE DR |  | Polytube | Yes |  | 2023-01-13 |  | PVC | 1971 | Yes |  | 2023-01-13 |  | Non-lead
009537 | 135 HARBOR DR |  | Polytube | Yes |  | 2023-01-31 |  | PVC | 1948 | Yes |  | 2023-01-31 |  | Non-lead
009538 | 3027 RIVIERA DR |  | Polytube | Yes |  | 2022-05-26 |  | PVC | 1958 | Yes |  | 2022-05-26 |  | Non-lead
009540 | 1015 19TH ST |  | Polytube | Yes |  | 2022-05-18 |  | PVC | 1963 | Yes |  | 2022-05-18 |  | Non-lead
009541 | 3747 PAULA AVE |  | Polytube | Yes |  | 2022-07-21 |  | PVC | 1963 | Yes |  | 2022-07-21 |  | Non-lead
009542 | 3100 FLAGLER AVE |  | Polytube | Yes |  | 2024-05-20 |  | PVC | 1981 | Yes |  | 2024-05-20 |  | Non-lead
009544 | 105 PALERMO DR |  | Polytube | Yes |  | 2023-09-21 |  | PVC | 1959 | Yes |  | 2023-09-21 |  | Non-lead
009545 | 189 N CARROLL ST |  | Unknown, Non-Lead | Yes |  | 2021-01-20 |  | Unknown, Non-Lead | 2009 | Yes |  | 2021-01-20 |  | Non-lead
009546 | 106 PALERMO DR |  | Polytube | Yes |  | 2024-06-20 |  | PVC | 1968 | Yes |  | 2024-06-20 |  | Non-lead
009547 | APT 1 3019 RIVIERA DR |  | Polytube | Yes |  | 2022-05-26 |  | PVC | 1958 | Yes |  | 2022-05-26 |  | Non-lead
009548 | 3015 RIVIERA DR |  | Polytube | Yes |  | 2022-05-26 |  | PVC | 1958 | Yes |  | 2022-05-26 |  | Non-lead
009549 | 3011 RIVIERA DR |  | Polytube | Yes |  | 2022-05-26 |  | PVC | 1958 | Yes |  | 2022-05-26 |  | Non-lead
009550 | 3007 RIVIERA DR |  | Polytube | Yes |  | 2022-05-26 |  | PVC | 1958 | Yes |  | 2022-05-26 |  | Non-lead
009551 | 3001 RIVIERA DR |  | Polytube | Yes |  | 2022-05-26 |  | PVC | 1958 | Yes |  | 2022-05-26 |  | Non-lead
009552 | 2933 RIVIERA DR |  | Polytube | Yes |  | 2022-05-26 |  | PVC | 1958 | Yes |  | 2022-05-26 |  | Non-lead
009553 | 2931 RIVIERA DR |  | Polytube | Yes |  | 2022-05-26 |  | PVC | 1958 | Yes |  | 2022-05-26 |  | Non-lead
009554 | 441 E OCEAN DR |  | Copper | Yes |  | 2022-10-22 |  | Copper | 1957 | Yes |  | 2022-10-22 |  | Non-lead
009555 | GULF 712 42ND ST |  | Polytube | Yes |  | 2022-10-20 |  | Polytube | 1950 | Yes |  | 2022-10-20 |  | Non-Lead
009556 | HOUSE 3915 GULFVIEW AVE |  | PVC | Yes |  | 2024-05-20 |  | PVC | 1938 | Yes |  | 2024-05-20 |  | Non-lead
009557 | 3023 RIVIERA DR |  | Polytube | Yes |  | 2022-05-26 |  | PVC | 1958 | Yes |  | 2022-05-26 |  | Non-lead
009558 | 160 STERLING RD |  | Polytube | Yes |  | 2023-02-09 |  | PVC | 1963 | Yes |  | 2023-02-09 |  | Non-lead
009559 | 314 OLIVIA ST |  | Polytube | Yes |  | 2022-06-27 |  | Polytube | 1923 | Yes |  | 2022-06-27 |  | Non-lead
009560 | 30927 WITTERS LANE |  | Polytube | Yes |  | 2022-10-25 |  | PVC | 1963 | Yes |  | 2022-10-25 |  | Non-lead
009562 | 115 PALERMO DR |  | Polytube | Yes |  | 2022-10-24 |  | PVC | 1958 | Yes |  | 2022-10-24 |  | Non-lead
009563 | 157 PALERMO DR |  | Polytube | Yes |  | 2022-12-16 |  | PVC | 1991 | Yes |  | 2022-12-16 |  | Non-lead
009564 | 85988 OVERSEAS HWY |  | Unknown, Non-Lead | Yes |  | 2021-10-25 |  | PVC | 2015 | Yes |  | 2021-10-25 |  | Non-lead
009565 | 24 PEN KEY CLUB |  | Polytube | Yes |  | 2022-06-23 |  | PVC | 1957 | Yes |  | 2022-06-23 |  | Non-lead
009566 | 82994 OVERSEAS HWY |  | Polytube | Yes |  | 2022-06-23 |  | PVC | 1957 | Yes |  | 2022-06-23 |  | Non-lead
009567 | UNIT 23 82994 OVERSEAS HWY |  | Polytube | Yes |  | 2022-06-23 |  | PVC | 1957 | Yes |  | 2022-06-23 |  | Non-lead
009568 | UNIT 26 26 PEN KEY CLUB |  | Polytube | Yes |  | 2024-09-20 |  | PVC | 1956 | Yes |  | 2024-09-20 |  | Non-lead
009569 | UNIT 103 REAR 2506 N ROOSEVELT BLVD |  | Polytube | Yes |  | 2024-03-22 |  | PVC | 1958 | Yes |  | 2024-03-22 |  | Non-lead
009575 | 1314 ROYAL PALM & COC |  | Polytube | Yes |  | 2022-11-28 |  | PVC | 1960 | Yes |  | 2022-11-28 |  | Non-lead
009576 | 64 COCONUT DR |  | Polytube | Yes |  | 2022-11-17 |  | PVC | 1957 | Yes |  | 2022-11-17 |  | Non-lead
009577 | BLVD 2300 N ROOSEVELT |  | Polytube | Yes |  | 2023-03-31 |  | Copper | 1958 | Yes |  | 2023-03-31 |  | Non-lead
009578 | 31397 G AVE |  | Polytube | Yes |  | 2022-11-09 |  | PVC | 1958 | Yes |  | 2022-11-09 |  | Non-lead
009579 | 3424 RIVIERA DR |  | Polytube | Yes |  | 2022-06-01 |  | PVC | 1958 | Yes |  | 2022-06-01 |  | Non-lead
009580 | DOCK #83 . PEN KEY CLUB |  | Polytube | Yes |  | 2022-06-23 |  | PVC |  | Yes |  | 2022-06-23 |  | Non-lead
009581 | UNIT #8 69401 OVERSEAS HWY |  | Unknown, Non-Lead | Yes |  | 2021-11-03 |  | Unknown, Non-Lead | 2008 | Yes |  | 2021-11-03 |  | Non-lead
009582 | 1800 N ROOSEVELT BLVD |  | Polytube | Yes |  | 2022-09-16 |  | PVC | 1970 | Yes |  | 2022-09-16 |  | Non-lead
009583 | 150 ELLIS W/SIDE TR/ DR |  | Polytube | Yes |  | 2023-02-09 |  | PVC | 1948 | Yes |  | 2023-02-09 |  | Non-lead
009584 | 179 ELLIS DR |  | Unknown, Non-Lead | No |  |  |  | Unknown, Non-Lead | 2019 | No |  |  |  | Non-lead
009585 | 159 ELLIS DR |  | Polytube | Yes |  | 2023-02-09 |  | PVC | 1958 | Yes |  | 2023-02-09 |  | Non-lead
009586 | APT B UP 1017 WHITE ST |  | Polytube | Yes |  | 2024-07-02 |  | PVC | 1924 | Yes |  | 2024-07-02 |  | Non-lead
009587 | APT 2 REAR 530 WHITE REAR ST |  | Polytube | Yes |  | 2023-01-04 |  | PVC | 1930 | Yes |  | 2023-01-04 |  | Non-lead
009588 | APT 10 6440 2ND ST |  | Polytube | Yes |  | 2024-03-11 |  | PVC | 1953 | Yes |  | 2024-03-11 |  | Non-lead
009589 | APT 11 6440 2ND ST |  | Polytube | Yes |  | 2024-02-02 |  | PVC | 1953 | Yes |  | 2024-02-02 |  | Non-lead
009591 | 9 OCEAN SHORES DR |  | Polytube | Yes |  | 2024-02-27 |  | PVC | 1962 | Yes |  | 2024-02-27 |  | Non-lead
009592 | 88770 OVERSEAS HWY |  | Unknown, Non-Lead | Yes |  | 2023-12-18 |  | Unknown, Non-Lead | 1988 | Yes |  | 2023-12-18 |  | Non-lead
009594 | 200 4TH ST |  | Polytube | Yes |  | 2023-06-05 |  | PVC | 1981 | Yes |  | 2023-06-05 |  | Non-lead
009595 | 181 3RD ST |  | Polytube | Yes |  | 2024-03-14 |  | PVC | 1958 | Yes |  | 2024-03-14 |  | Non-lead
009596 | 58234 OVERSEAS HWY |  | Polytube | Yes |  | 2022-10-22 |  | PVC | 1975 | Yes |  | 2022-10-22 |  | Non-lead
009597 | 555 112TH St |  | Unknown, Non-Lead | Yes |  | 2020-01-31 |  | PVC | 2018 | Yes |  | 2020-01-31 |  | Non-lead
009598 | 318 12TH GULF ST |  | Unknown, Non-Lead | Yes |  | 2019-01-24 |  | PVC | 2007 | Yes |  | 2019-01-24 |  | Non-lead
009599 | 8980 OCEAN TERRACE |  | Polytube | Yes |  | 2023-01-13 |  | PVC | 1956 | Yes |  | 2023-01-13 |  | Non-lead
009600 | 2483 YELLOWTAIL DR |  | Polytube | Yes |  | 2023-02-07 |  | PVC | 1958 | Yes |  | 2023-02-07 |  | Non-lead
009601 | 2415 YELLOWTAIL DR |  | Polytube | Yes |  | 2023-05-08 |  | PVC | 1957 | Yes |  | 2023-05-08 |  | Non-lead
009602 | 2239 YELLOWTAIL DR |  | Polytube | Yes |  | 2023-10-12 |  | PVC | 1956 | Yes |  | 2023-10-12 |  | Non-lead
009603 | 2626 PATTERSON AVE |  | Polytube | Yes |  | 2023-05-04 |  | PVC | 1958 | Yes |  | 2023-05-04 |  | Non-lead
009605 | 1531 LAIRD ST |  | Copper | Yes |  | 2023-04-26 |  | PVC | 1963 | Yes |  | 2023-04-26 |  | Non-lead
009607 | 821 SHAVERS LN |  | Unknown, Non-Lead | Yes |  | 2020-06-16 |  | Unknown, Non-Lead | 1999 | Yes |  | 2020-06-16 |  | Non-lead
009609 | 85990 OVERSEAS HWY |  | Polytube | Yes |  | 2022-06-21 |  | PVC | 1956 | Yes |  | 2022-06-21 |  | Non-lead
009610 | UNIT B 623 THOMAS ST |  | Polytube | Yes |  | 2023-05-04 |  | PVC | 1928 | Yes |  | 2023-05-04 |  | Non-lead
009611 | APT C UP 623 THOMAS ST |  | Polytube | Yes |  | 2022-08-09 |  | PVC | 1928 | Yes |  | 2022-08-09 |  | Non-lead
009612 | APT D 623 THOMAS ST |  | Polytube | Yes |  | 2023-05-04 |  | PVC | 1928 | Yes |  | 2023-05-04 |  | Non-lead
009613 | 30943 WITTERS LN |  | Polytube | Yes |  | 2024-01-05 |  | PVC | 1959 | Yes |  | 2024-01-05 |  | Non-lead
009614 | 2266 DOLPHIN DR |  | Polytube | Yes |  | 2022-07-18 |  | Polytube | 1958 | Yes |  | 2022-07-18 |  | Non-Lead
009615 | 2625 FLAGLER AVE |  | Polytube | Yes |  | 2022-08-24 |  | PVC | 1958 | Yes |  | 2022-08-24 |  | Non-lead
009616 | 3732 FLAGLER AVE |  | Polytube | Yes |  | 2022-07-07 |  | PVC | 1958 | Yes |  | 2022-07-07 |  | Non-lead
009617 | 2618 STAPLES AVE |  | Polytube | Yes |  | 2022-12-19 |  | PVC | 2007 | Yes |  | 2022-12-19 |  | Non-lead
009618 | 3729 CINDY AVE |  | Polytube | Yes |  | 2022-06-22 |  | Copper | 1965 | Yes |  | 2022-06-22 |  | Non-lead
009619 | 719 WASHINGTON ST |  | Polytube | Yes |  | 2024-03-04 |  | PVC | 1963 | Yes |  | 2024-03-04 |  | Non-lead
009620 | 1128 FLAGLER AVE |  | Polytube | Yes |  | 2023-05-04 |  | PVC | 1958 | Yes |  | 2023-05-04 |  | Non-lead
009621 | 30468 OLEANDER BLVD |  | Polytube | Yes |  | 2024-08-29 |  | PVC | 1973 | Yes |  | 2024-08-29 |  | Non-lead
009622 | 3707 PAULA AVE |  | Polytube | Yes |  | 2022-06-16 |  | PVC | 1963 | Yes |  | 2022-06-16 |  | Non-lead
009623 | 2722 SEIDENBERG AVE |  | Copper | No |  |  |  | Copper | 1963 | No |  |  |  | Non-lead
009624 | OCEAN 734 74TH ST |  | Polytube | Yes |  | 2022-05-13 |  | PVC | 1953 | Yes |  | 2022-05-13 |  | Non-lead
009626 | 3740 CINDY AVE |  | Polytube | Yes |  | 2022-05-11 |  | Copper | 1963 | Yes |  | 2022-05-11 |  | Non-lead
009627 | GULF 10730 2ND AVE |  | Polytube | Yes |  | 2022-11-18 |  | PVC | 1959 | Yes |  | 2022-11-18 |  | Non-lead
009628 | 10720 2ND GULF AVE |  | Polytube | Yes |  | 2022-11-17 |  | PVC | 1959 | Yes |  | 2022-11-17 |  | Non-lead
009629 | 10722 2ND GULF AVE |  | Polytube | Yes |  | 2022-11-18 |  | PVC | 1959 | Yes |  | 2022-11-18 |  | Non-lead
009630 | GULF 10702 2ND AVE |  | Polytube | Yes |  | 2022-11-18 |  | PVC | 1959 | Yes |  | 2022-11-18 |  | Non-lead
009631 | 10700 2ND GULF AVE |  | Polytube | Yes |  | 2022-10-25 |  | PVC | 1959 | Yes |  | 2022-10-25 |  | Non-lead
009632 | UP 1009 GRINNELL ST |  | Polytube | Yes |  | 2023-03-16 |  | PVC | 1924 | Yes |  | 2023-03-16 |  | Non-lead
009633 | 1355 OCEAN DR |  | Unknown, Non-Lead | Yes |  | 2018-07-26 |  | PVC | 2001 | Yes |  | 2018-07-26 |  | Non-lead
009634 | 1000 JAMES ST |  | Unknown, Non-Lead | Yes |  | 2021-03-24 |  | Unknown, Non-Lead | 1996 | Yes |  | 2021-03-24 |  | Non-lead
009635 | 103 POINCIANA DR |  | Polytube | Yes |  | 2023-02-02 |  | PVC | 1954 | Yes |  | 2023-02-02 |  | Non-lead
009636 | NEXT TO TEXACO S 17075 OVERSEAS HWY |  | Polytube | Yes |  | 2023-02-14 |  | PVC | 1968 | Yes |  | 2023-02-14 |  | Non-lead
009637 | 90701 OLD L9 B1 HWY |  | Polytube | Yes |  | 2022-06-22 |  | PVC | 1961 | Yes |  | 2022-06-22 |  | Non-lead
009638 | 640 ELMA ST |  | Polytube | Yes |  | 2023-05-15 |  | PVC | 2019 | Yes |  | 2023-05-15 |  | Non-lead
009640 | APT 2 415 AVE D |  | Unknown | Yes |  | 2023-05-22 |  | Unknown | 1953 | Yes |  | 2023-05-22 |  | Lead Status Unknown
009642 | 1590 PELICAN PASS |  | Polytube | Yes |  | 2023-10-18 |  | Copper | 1958 | Yes |  | 2023-10-18 |  | Non-lead
009643 | 10610 7TH Ave |  | Polytube | Yes |  | 2023-04-19 |  | PVC | 1960 | Yes |  | 2023-04-19 |  | Non-lead
009644 | 10602 7TH GULF AVE |  | Polytube | Yes |  | 2023-09-13 |  | PVC | 1981 | Yes |  | 2023-09-13 |  | Non-lead
009645 | 10652 7TH GULF AVE |  | Polytube | Yes |  | 2023-05-19 |  | PVC | 1960 | Yes |  | 2023-05-19 |  | Non-lead
009647 | 665 74TH OCEAN ST |  | Polytube | Yes |  | 2023-03-16 |  | PVC | 1944 | Yes |  | 2023-03-16 |  | Non-lead
009648 | 650 90TH OCEAN ST |  | Unknown, Non-Lead | Yes |  | 2024-01-23 |  | Unknown, Non-Lead | 2008 | Yes |  | 2024-01-23 |  | Non-lead
009649 | 57784 OVERSEAS HWY |  | Polytube | Yes |  | 2024-06-04 |  | Polytube | 1963 | Yes |  | 2024-06-04 |  | Non-lead
009650 | 10814 2ND GULF AVE |  | Polytube | Yes |  | 2022-12-09 |  | PVC | 1959 | Yes |  | 2022-12-09 |  | Non-lead
009651 | GULF 10812 2ND AVE |  | Polytube | Yes |  | 2024-05-23 |  | PVC | 1959 | Yes |  | 2024-05-23 |  | Non-lead
009652 | 10802 2ND GULF Ave |  | Polytube | Yes |  | 2022-11-17 |  | PVC | 1959 | Yes |  | 2022-11-17 |  | Non-lead
009653 | 10804 2ND GULF AVE |  | Polytube | Yes |  | 2023-10-13 |  | PVC | 1959 | Yes |  | 2023-10-13 |  | Non-lead
009654 | GULF 10732 2ND AVE |  | Polytube | Yes |  | 2022-11-21 |  | PVC | 1959 | Yes |  | 2022-11-21 |  | Non-lead
009655 | 425 65TH OCEAN ST |  | Polytube | Yes |  | 2023-02-27 |  | PVC | 1958 | Yes |  | 2023-02-27 |  | Non-lead
009656 | 2918 DOLPHIN DR |  | Polytube | Yes |  | 2023-02-01 |  | PVC | 1957 | Yes |  | 2023-02-01 |  | Non-lead
009657 | BAYSIDE 81576 OVERSEAS HWY |  | Unknown, Non-Lead | Yes |  | 2021-05-18 |  | Unknown, Non-Lead | 1997 | Yes |  | 2021-05-18 |  | Non-lead
009658 | 425 E OCEAN DR |  | Polytube | Yes |  | 2023-11-16 |  | PVC | 1957 | Yes |  | 2023-11-16 |  | Non-lead
009659 | 535 AVE E |  | Unknown, Non-Lead | Yes |  | 2019-06-04 |  | Unknown, Non-Lead | 2007 | Yes |  | 2019-06-04 |  | Non-lead
009660 | SLIP D03 1801 N ROOSEVELT BLVD |  | Polytube | Yes |  | 2022-07-12 |  | Polytube | 1983 | Yes |  | 2022-07-12 |  | Non-lead
009661 | 3743 PAULA AVE |  | Polytube | Yes |  | 2022-05-18 |  | PVC | 1963 | Yes |  | 2022-05-18 |  | Non-lead
009662 | FRONT HOUSE 285 116TH ST OCEAN |  | Unknown | Yes |  | 2022-09-02 |  | PVC | 1958 | Yes |  | 2022-09-02 |  | Lead Status Unknown
009663 | DR 2240 HARBOR |  | Polytube | Yes |  | 2024-08-05 |  | PVC | 1956 | Yes |  | 2024-08-05 |  | Non-lead
009664 | 2026 HARBOR DR |  | Polytube | Yes |  | 2024-06-21 |  | PVC | 1961 | Yes |  | 2024-06-21 |  | Non-lead
009665 | 2138 HARBOR DR |  | Polytube | Yes |  | 2024-07-29 |  | PVC | 1956 | Yes |  | 2024-07-29 |  | Non-lead
009666 | 7911 SHARK DR |  | Polytube | Yes |  | 2023-02-01 |  | PVC | 1958 | Yes |  | 2023-02-01 |  | Non-lead
009667 | 7933 SHARK DR |  | Polytube | Yes |  | 2023-02-07 |  | PVC | 1958 | Yes |  | 2023-02-07 |  | Non-lead
009668 | 10660 7TH AVE GULF |  | Polytube | Yes |  | 2023-07-17 |  | PVC | 1958 | Yes |  | 2023-07-17 |  | Non-lead
009669 | 240 SADOWSKI Cswy |  | Unknown, Non-Lead | Yes |  | 2023-05-25 |  | PVC | 2014 | Yes |  | 2023-05-25 |  | Non-lead
009670 | 410 AMELIA ST |  | Polytube | Yes |  | 2022-07-15 |  | PVC | 1928 | Yes |  | 2022-07-15 |  | Non-lead
009671 | 3322 FLAGLER AVE |  | Polytube | Yes |  | 2022-07-07 |  | PVC | 1958 | Yes |  | 2022-07-07 |  | Non-lead
009672 | 305 JULIA ST |  | Polytube | Yes |  | 2022-07-13 |  | PVC | 1933 | Yes |  | 2022-07-13 |  | Non-lead
009675 | 863 74TH OCEAN ST |  | Unknown, Non-Lead | Yes |  | 2024-04-17 |  | Unknown, Non-Lead | 1993 | Yes |  | 2024-04-17 |  | Non-lead
009676 | 1093 74TH OCEAN St |  | Polytube | Yes |  | 2023-03-10 |  | PVC | 1953 | Yes |  | 2023-03-10 |  | Non-lead
009677 | 1301 GROUPER DR |  | Polytube | Yes |  | 2023-01-30 |  | PVC | 1958 | Yes |  | 2023-01-30 |  | Non-lead
009678 | 1584 YELLOWTAIL DR |  | Polytube | Yes |  | 2022-06-17 |  | PVC | 1958 | Yes |  | 2022-06-17 |  | Non-lead
009680 | 10608 7TH GULF AVE |  | Polytube | Yes |  | 2023-11-29 |  | None | 2007 | Yes |  | 2023-11-29 |  | Non-lead
009681 | 540 90TH OCEAN ST |  | Unknown, Non-Lead | Yes |  | 2024-08-19 |  | PVC | 2019 | Yes |  | 2024-08-19 |  | Non-lead
009683 | 597 74TH OCEAN ST |  | Polytube | Yes |  | 2019-11-12 |  | PVC | 1970 | Yes |  | 2019-11-12 |  | Non-lead
009684 | RESTAURANT 401 E OCEAN DR |  | Polytube | Yes |  | 2022-10-22 |  | PVC | 1959 | Yes |  | 2022-10-22 |  | Non-lead
009685 | A 95175 OVERSEAS HWY OFFICE |  | Polytube | Yes |  | 2022-09-20 |  | PVC | 1962 | Yes |  | 2022-09-20 |  | Non-lead
009686 | 819 BONITO LN |  | Polytube | Yes |  | 2022-08-15 |  | PVC | 1960 | Yes |  | 2022-08-15 |  | Non-lead
009687 | 114 TAVERN DR |  | Polytube | Yes |  | 2023-01-30 |  | Copper | 1934 | Yes |  | 2023-01-30 |  | Non-lead
009688 | 75 SEAVIEW AVE |  | Polytube | Yes |  | 2023-12-11 |  | Polytube | 1955 | Yes |  | 2023-12-11 |  | Non-lead
009689 | 197 BUTTONWOOD LANE |  | Polytube | Yes |  | 2022-10-03 |  | PVC | 1962 | Yes |  | 2022-10-03 |  | Non-lead
009690 | 430 PALM DR |  | Polytube | Yes |  | 2022-03-29 |  | PVC | 2017 | Yes |  | 2022-03-29 |  | Non-lead
009692 | 31096 B AVE |  | Polytube | Yes |  | 2023-01-18 |  | PVC |  | Yes |  | 2023-01-18 |  | Non-lead
009693 | 2910 FLAGLER AVE |  | Polytube | Yes |  | 2022-05-26 |  | PVC | 1958 | Yes |  | 2022-05-26 |  | Non-lead
009696 | UNIT 2 512 CATHERINE ST |  | Polytube | Yes |  | 2024-06-05 |  | None |  | Yes |  | 2024-06-05 |  | Non-lead
009697 | 28550 CHANNEL VIEW DR |  | Copper | Yes |  | 2023-12-05 |  | Copper | 2014 | Yes |  | 2023-12-05 |  | Non-lead
009698 | 31535 AVENUE C |  | Polytube | Yes |  | 2024-04-26 |  | PVC |  | Yes |  | 2024-04-26 |  | Non-lead
009699 | 33 BOULDER DR |  | Polytube | Yes |  | 2023-08-30 |  | PVC | 1960 | Yes |  | 2023-08-30 |  | Non-lead
009700 | 1217 FLAGLER AVE |  | Polytube | Yes |  | 2022-08-12 |  | Copper | 1958 | Yes |  | 2022-08-12 |  | Non-lead
009701 | 7636 GULFSTREAM BLVD |  | Polytube | Yes |  | 2023-01-25 |  | PVC | 1959 | Yes |  | 2023-01-25 |  | Non-lead
009703 | 10690 7TH GULF AVE |  | Polytube | Yes |  | 2023-04-19 |  | PVC | 1972 | Yes |  | 2023-04-19 |  | Non-lead
009704 | 460 17TH GULF CT |  | Polytube | Yes |  | 2022-07-12 |  | PVC | 1963 | Yes |  | 2022-07-12 |  | Non-lead
009705 | 10600 7TH GULF AVE |  | Polytube | Yes |  | 2024-09-19 |  | PVC | 1968 | Yes |  | 2024-09-19 |  | Non-lead
009706 | 150 4TH ST |  | Polytube | Yes |  | 2022-06-16 |  | PVC | 1959 | Yes |  | 2022-06-16 |  | Non-lead
009707 | UNITS A&B 10623 AVIATION BLVD |  | Unknown, Non-Lead | Yes |  | 2020-10-13 |  | PVC | 2008 | Yes |  | 2020-10-13 |  | Non-lead
009709 | 11 MARLIN AVE |  | Polytube | Yes |  | 2022-07-25 |  | PVC | 1982 | Yes |  | 2022-07-25 |  | Non-lead
009710 | 62 COCONUT DR |  | Polytube | Yes |  | 2022-11-17 |  | PVC | 1957 | Yes |  | 2022-11-17 |  | Non-lead
009711 | 305 VIRGINIA ST |  | Polytube | Yes |  | 2022-06-28 |  | PVC | 1923 | Yes |  | 2022-06-28 |  | Non-lead
009712 | 1721 SEMINARY ST |  | Copper | Yes |  | 2024-05-13 |  | PVC | 1958 | Yes |  | 2024-05-13 |  | Non-lead
009713 | 2907 RIVIERA DR |  | Polytube | Yes |  | 2022-05-26 |  | PVC | 1956 | Yes |  | 2022-05-26 |  | Non-lead
009714 | 2915 RIVIERA DR |  | Polytube | Yes |  | 2022-05-26 |  | PVC | 1958 | Yes |  | 2022-05-26 |  | Non-lead
009715 | 2919 RIVIERA DR |  | Polytube | Yes |  | 2022-05-26 |  | PVC | 1958 | Yes |  | 2022-05-26 |  | Non-lead
009716 | LOT 23 SQ 1 . 5TH AVE |  | Unknown, Non-Lead | No |  |  |  | No Piping | Vacant | No |  |  |  | Non-lead
009717 | STORE 210 81644 OVERSEAS HWY |  | Polytube | Yes |  | 2022-06-23 |  | PVC | 1980 | Yes |  | 2022-06-23 |  | Non-lead
009718 | IRRIGATION 343 BARRY AVE |  | Polytube | Yes |  | 2023-01-24 |  | PVC | 1943 | Yes |  | 2023-01-24 |  | Non-lead
009719 | 343 BARRY AVE |  | Polytube | Yes |  | 2023-09-22 |  | PVC | 1943 | Yes |  | 2023-09-22 |  | Non-lead
009720 | 106 TREE LN |  | Polytube | Yes |  | 2022-07-19 |  | PVC | 1953 | Yes |  | 2022-07-19 |  | Non-lead
009721 | 4901 OVERSEAS HWY |  | Copper | Yes |  | 2022-10-20 |  | Unknown | 1957 | Yes |  | 2022-10-20 |  | Lead Status Unknown
009722 | 5515 OVERSEAS HWY |  | Polytube | Yes |  | 2023-09-13 |  | Copper | 1939 | Yes |  | 2023-09-13 |  | Non-lead
009723 | 7799 GULFSTREAM BLVD |  | Polytube | Yes |  | 2023-02-01 |  | PVC | 1957 | Yes |  | 2023-02-01 |  | Non-lead
009724 | 30952 BAILEYS LANE |  | Polytube | Yes |  | 2024-04-19 |  | PVC | 1958 | Yes |  | 2024-04-19 |  | Non-lead
009725 | 131 PIRATES DR |  | Polytube | Yes |  | 2023-01-30 |  | PVC | 1958 | Yes |  | 2023-01-30 |  | Non-lead
009726 | 36 DOLPHIN RD |  | Polytube | Yes |  | 2022-07-25 |  | PVC | 1959 | Yes |  | 2022-07-25 |  | Non-lead
009727 | 99150 OVERSEAS HWY |  | Polytube | Yes |  | 2023-01-30 |  | PVC | 1957 | Yes |  | 2023-01-30 |  | Non-lead
009728 | 2923 RIVIERA DR |  | Polytube | Yes |  | 2024-06-18 |  | PVC | 1958 | Yes |  | 2024-06-18 |  | Non-lead
009729 | 2911 RIVIERA DR |  | Polytube | Yes |  | 2022-05-26 |  | PVC | 1956 | Yes |  | 2022-05-26 |  | Non-lead
009730 | 2927 RIVIERA DR |  | Polytube | Yes |  | 2022-05-26 |  | PVC | 1958 | Yes |  | 2022-05-26 |  | Non-lead
009731 | 2901 RIVIERA DR |  | Polytube | Yes |  | 2022-05-26 |  | PVC | 1958 | Yes |  | 2022-05-26 |  | Non-lead
009734 | 407 OLIVIA ST |  | Polytube | Yes |  | 2022-09-26 |  | PVC | 1938 | Yes |  | 2022-09-26 |  | Non-lead
009735 | APT REAR 909 CENTER ST |  | Polytube | Yes |  | 2023-05-04 |  | PVC | 1938 | Yes |  | 2023-05-04 |  | Non-lead
009736 | 911 CENTER ST |  | Polytube | Yes |  | 2023-07-05 |  | PVC | 1918 | Yes |  | 2023-07-05 |  | Non-lead
009737 | 2422 HARRIS AVE |  | Polytube | Yes |  | 2022-08-16 |  | Copper | 1957 | Yes |  | 2022-08-16 |  | Non-lead
009738 | 1216 ANGELA ST |  | Unknown, Non-Lead | Yes |  | 2023-09-26 |  | Unknown, Non-Lead | 1996 | Yes |  | 2023-09-26 |  | Non-lead
009739 | 31541 AVENUE A |  | Polytube | Yes |  | 2022-07-15 |  | PVC | 1948 | Yes |  | 2022-07-15 |  | Non-lead
009740 | 141 OCEAN LN |  | Polytube | Yes |  | 2022-07-05 |  | PVC | 1982 | Yes |  | 2022-07-05 |  | Non-lead
009741 | 76200 OVERSEAS HWY |  | Polytube | Yes |  | 2022-07-07 |  | PVC | 1966 | Yes |  | 2022-07-07 |  | Non-lead
009742 | 729 WHITEHEAD ST |  | Polytube | Yes |  | 2022-06-02 |  | PVC | 1928 | Yes |  | 2022-06-02 |  | Non-lead
009743 | 3200 PALMETTO ST |  | Polytube | Yes |  | 2024-09-30 |  | PVC | 2010 | Yes |  | 2024-09-30 |  | Non-lead
009744 | 1318 NEWTON ST |  | Polytube | Yes |  | 2023-05-04 |  | PVC | 1943 | Yes |  | 2023-05-04 |  | Non-lead
009745 | 118 GUMBO LIMBO DR |  | Polytube | Yes |  | 2023-01-23 |  | PVC | 1967 | Yes |  | 2023-01-23 |  | Non-lead
009746 | 7668 GULFSTREAM BLVD |  | Polytube | Yes |  | 2023-02-07 |  | PVC | 1959 | Yes |  | 2023-02-07 |  | Non-lead
009747 | 11339 5TH OCEAN AVE |  | Polytube | Yes |  | 2023-03-28 |  | PVC | 1953 | Yes |  | 2023-03-28 |  | Non-lead
009748 | 10733 1ST GULF AVE |  | Polytube | Yes |  | 2024-09-13 |  | Polytube | 1959 | Yes |  | 2024-09-13 |  | Non-lead
009749 | 1055 100TH OCEAN ST |  | Polytube | Yes |  | 2022-06-28 |  | PVC | 1957 | Yes |  | 2022-06-28 |  | Non-lead
009750 | 1232 74TH OCEAN ST |  | Unknown, Non-Lead | Yes |  | 2023-09-13 |  | PVC | 2006 | Yes |  | 2023-09-13 |  | Non-lead
009751 | 175 4TH STREET |  | Polytube | Yes |  | 2022-05-04 |  | PVC | 1959 | Yes |  | 2022-05-04 |  | Non-lead
009752 | 118 ROYAL LN |  | Polytube | Yes |  | 2022-06-07 |  | PVC | 1957 | Yes |  | 2022-06-07 |  | Non-lead
009753 | 191 3RD ST |  | Polytube | Yes |  | 2024-03-20 |  | PVC | 1958 | Yes |  | 2024-03-20 |  | Non-lead
009754 | 30915 BAILEY ST |  | Polytube | Yes |  | 2022-11-09 |  | PVC | 1965 | Yes |  | 2022-11-09 |  | Non-lead
009755 | 30913 NATHALIE RD |  | Polytube | Yes |  | 2023-10-12 |  | PVC |  | Yes |  | 2023-10-12 |  | Non-lead
009756 | 193 COUNTY & NATHALI RD |  | Polytube | Yes |  | 2022-06-30 |  | PVC | 1953 | Yes |  | 2022-06-30 |  | Non-lead
009757 | 8052 BONITO DR |  | Copper | Yes |  | 2022-06-24 |  | PVC | 1974 | Yes |  | 2022-06-24 |  | Non-lead
009758 | 3740 SUNRISE LN |  | Polytube | Yes |  | 2023-06-22 |  | PVC | 1968 | Yes |  | 2023-06-22 |  | Non-lead
009759 | 707 SIMONTON ST |  | Polytube | Yes |  | 2022-10-31 |  | Unknown | 1943 | Yes |  | 2022-10-31 |  | Lead Status Unknown
009760 | UNIT 21 340 24TH ST |  | Polytube | Yes |  | 2023-11-22 |  | PVC | 2006 | Yes |  | 2023-11-22 |  | Non-lead
009761 | 284 ORANGE AVE |  | Polytube | Yes |  | 2022-10-22 |  | PVC | 1958 | Yes |  | 2022-10-22 |  | Non-lead
009762 | 239 46TH GULF ST |  | Polytube | Yes |  | 2022-10-20 |  | PVC | 1937 | Yes |  | 2022-10-20 |  | Non-lead
009763 | 3316 FLAGLER AVE |  | Polytube | Yes |  | 2023-10-20 |  | PVC | 1958 | Yes |  | 2023-10-20 |  | Non-lead
009764 | 3326 FLAGLER AVE |  | Polytube | Yes |  | 2022-07-07 |  | PVC | 1957 | Yes |  | 2022-07-07 |  | Non-lead
009765 | 3317 RIVIERA DR |  | PVC | Yes |  | 2022-06-01 |  | Polytube | 1958 | Yes |  | 2022-06-01 |  | Non-lead
009766 | L12 B6 82670 OVERSEAS HWY |  | Polytube | Yes |  | 2022-07-12 |  | PVC | 1963 | Yes |  | 2022-07-12 |  | Non-lead
009767 | 3323 RIVIERA DR |  | Copper | Yes |  | 2023-10-27 |  | Copper | 1958 | Yes |  | 2023-10-27 |  | Non-lead
009768 | 3327 RIVIERA DR |  | Polytube | Yes |  | 2023-09-20 |  | Copper | 1958 | Yes |  | 2023-09-20 |  | Non-lead
009773 | 48 SNAPPER AVE |  | Polytube | Yes |  | 2022-11-04 |  | PVC | 1985 | Yes |  | 2022-11-04 |  | Non-lead
009774 | 537 PLANTE ST |  | Polytube | Yes |  | 2022-10-31 |  | PVC | 1956 | Yes |  | 2022-10-31 |  | Non-lead
009776 | 322 MARGARET ST |  | Polytube | Yes |  | 2023-01-31 |  | PVC | 1928 | Yes |  | 2023-01-31 |  | Non-lead
009777 | 30926 WITTERS LANE |  | Polytube | Yes |  | 2022-11-28 |  | PVC | 1962 | Yes |  | 2022-11-28 |  | Non-lead
009778 | OCEAN 1723 74TH ST |  | Unknown | No |  |  |  | None | 1962 | No |  |  |  | No Service Line
009780 | 10619 AVIATION BLVD |  | Polytube | Yes |  | 2024-08-22 |  | PVC | 1963 | Yes |  | 2024-08-22 |  | Non-lead
009781 | RIGHT SIDE 498 88TH ST OCEAN |  | Polytube | Yes |  | 2023-09-19 |  | PVC | 1973 | Yes |  | 2023-09-19 |  | Non-lead
009782 | 841 24TH OCEAN ST |  | Polytube | Yes |  | 2023-01-27 |  | PVC | 1981 | Yes |  | 2023-01-27 |  | Non-lead
009783 | 11689 4TH OCEAN AVE |  | Copper | Yes |  | 2022-08-31 |  | PVC | 1958 | Yes |  | 2022-08-31 |  | Non-lead
009784 | 45 FIRST ST |  | Polytube | Yes |  | 2022-09-06 |  | PVC | 2007 | Yes |  | 2022-09-06 |  | Non-lead
009785 | APT A 1723 JOSEPHINE ST |  | Polytube | Yes |  | 2022-10-19 |  | Copper | 1963 | Yes |  | 2022-10-19 |  | Non-lead
009786 | APT DOWN 314 JULIA ST |  | Polytube | Yes |  | 2022-07-13 |  | PVC | 1948 | Yes |  | 2022-07-13 |  | Non-lead
009787 | 914 THOMAS ST |  | Polytube | Yes |  | 2022-11-17 |  | PVC | 1938 | Yes |  | 2022-11-17 |  | Non-lead
009788 | 30928 NATHALIE RD |  | Polytube | Yes |  | 2022-10-04 |  | PVC | 2015 | Yes |  | 2022-10-04 |  | Non-lead
009789 | 34 POINCIANA DR |  | Polytube | Yes |  | 2022-11-28 |  | PVC | 1958 | Yes |  | 2022-11-28 |  | Non-lead
009791 | 5 PEN KEY CLUB |  | Polytube | Yes |  | 2023-02-16 |  | Polytube | 1955 | Yes |  | 2023-02-16 |  | Non-lead
009793 | 1231 FLAGLER AVE |  | Polytube | Yes |  | 2022-08-12 |  | PVC | 1950 | Yes |  | 2022-08-12 |  | Non-lead
009794 | 906 CENTER ST |  | Polytube | Yes |  | 2023-05-04 |  | PVC | 1938 | Yes |  | 2023-05-04 |  | Non-lead
009797 | 1132 BOULEVAR DE PALMAS |  | Polytube | Yes |  | 2023-04-18 |  | PVC | 1958 | Yes |  | 2023-04-18 |  | Non-lead
009798 | 1400 PINE ST |  | Polytube | Yes |  | 2023-05-04 |  | PVC | 1929 | Yes |  | 2023-05-04 |  | Non-lead
009799 | GULF 10890 2ND AVE |  | Polytube | Yes |  | 2024-01-23 |  | PVC | 1957 | Yes |  | 2024-01-23 |  | Non-lead
009800 | 30965 MERCEDES RD |  | Polytube | Yes |  | 2022-11-08 |  | PVC | 1989 | Yes |  | 2022-11-08 |  | Non-lead
009802 | 31525 AVE A |  | Polytube | Yes |  | 2022-07-15 |  | PVC | 1958 | Yes |  | 2022-07-15 |  | Non-lead
009803 | 30347 POINCIANA RD |  | Polytube | Yes |  | 2022-11-16 |  | PVC | 1985 | Yes |  | 2022-11-16 |  | Non-lead
009804 | 64 SEAGATE BLVD |  | Polytube | Yes |  | 2023-01-11 |  | PVC | 1958 | Yes |  | 2023-01-11 |  | Non-lead
009805 | 41 MARLIN AVE |  | Polytube | Yes |  | 2022-10-31 |  | PVC | 1978 | Yes |  | 2022-10-31 |  | Non-lead
009806 | 120 LONG BEN DR |  | Polytube | Yes |  | 2023-01-31 |  | PVC | 1958 | Yes |  | 2023-01-31 |  | Non-lead
009807 | 131 HARBOR VIEW DR |  | Polytube | Yes |  | 2023-01-31 |  | PVC | 1956 | Yes |  | 2023-01-31 |  | Non-lead
009808 | 160 S BAY HARBOR DR |  | Copper | Yes |  | 2022-07-21 |  | PVC | 1963 | Yes |  | 2022-07-21 |  | Non-lead
009812 | APT 3 UP 518 MARGARET ST |  | Polytube | Yes |  | 2023-01-31 |  | PVC | 1924 | Yes |  | 2023-01-31 |  | Non-lead
009813 | APT 2 518 MARGARET ST |  | Polytube | Yes |  | 2024-09-04 |  | PVC | 1870 | Yes |  | 2024-09-04 |  | Non-lead
009814 | C 1101 TRUMAN AVE |  | Unknown, Non-Lead | Yes |  | 2018-07-13 |  | Unknown, Non-Lead | 1998 | Yes |  | 2018-07-13 |  | Non-lead
009816 | 1400 7TH ST |  | Polytube | Yes |  | 2024-05-08 |  | Copper | 1963 | Yes |  | 2024-05-08 |  | Non-lead
009817 | 2424 SEIDENBERG AVE |  | Copper | Yes |  | 2023-05-04 |  | PVC | 1965 | Yes |  | 2023-05-04 |  | Non-lead
009819 | APT 1 402 2ND ST |  | Polytube | Yes |  | 2023-07-17 |  | PVC | 1953 | Yes |  | 2023-07-17 |  | Non-lead
009820 | 231 ANNE BONNY DR |  | Polytube | Yes |  | 2023-01-31 |  | PVC | 1961 | Yes |  | 2023-01-31 |  | Non-lead
009822 | 87000 OVERSEAS HWY |  | Unknown, Non-Lead | Yes |  | 2023-10-17 |  | Unknown, Non-Lead | 2010 | Yes |  | 2023-10-17 |  | Non-lead
009824 | 1725 JOHNSON ST |  | Polytube | Yes |  | 2022-11-03 |  | PVC | 1957 | Yes |  | 2022-11-03 |  | Non-lead
009825 | HOA IRRIGATION . VENETIAN BLVD |  | Polytube | Yes |  | 2022-06-08 |  | PVC |  | Yes |  | 2022-06-08 |  | Non-lead
009827 | #DWN 1014 SEMINARY ST |  | Polytube | Yes |  | 2022-10-31 |  | PVC | 1938 | Yes |  | 2022-10-31 |  | Non-lead
009828 | #UP 1014 SEMINARY ST |  | Polytube | Yes |  | 2022-10-31 |  | PVC | 1938 | Yes |  | 2022-10-31 |  | Non-lead
009829 | GULF 480 12TH ST |  | Copper | Yes |  | 2024-10-01 |  | PVC | 1954 | Yes |  | 2024-10-01 |  | Non-lead
009831 | 400 SADOWSKI CSWY |  | Polytube | Yes |  | 2024-09-12 |  | PVC | 1961 | Yes |  | 2024-09-12 |  | Non-lead
009832 | 160 5TH ST |  | Polytube | Yes |  | 2022-10-22 |  | PVC | 1972 | Yes |  | 2022-10-22 |  | Non-lead
009833 | 220 5TH ST |  | Polytube | Yes |  | 2022-10-22 |  | PVC | 1959 | Yes |  | 2022-10-22 |  | Non-lead
009834 | 2240 YELLOWTAIL DR |  | Polytube | Yes |  | 2023-04-05 |  | PVC | 1958 | Yes |  | 2023-04-05 |  | Non-lead
009835 | 510 84TH OCEAN ST |  | Polytube | Yes |  | 2023-09-28 |  | PVC | 2019 | Yes |  | 2023-09-28 |  | Non-lead
009836 | 1422 CATHERINE ST |  | Polytube | Yes |  | 2023-12-18 |  | PVC | 1943 | Yes |  | 2023-12-18 |  | Non-lead
009837 | 183 HARBORVIEW DR |  | Polytube | Yes |  | 2023-01-31 |  | PVC | 1961 | Yes |  | 2023-01-31 |  | Non-lead
009838 | 95231 OVERSEAS HWY |  | Polytube | Yes |  | 2023-12-11 |  | PVC | 1958 | Yes |  | 2023-12-11 |  | Non-lead
009839 | 30085 OVERSEAS HWY |  | Unknown, Non-Lead | Yes |  | 2020-11-13 |  | PVC | 2020 | Yes |  | 2020-11-13 |  | Non-lead
009840 | 3528 DUCK AVE |  | Polytube | Yes |  | 2023-05-04 |  | PVC | 1953 | Yes |  | 2023-05-04 |  | Non-lead
009841 | 1243 OCEAN DR |  | Unknown, Non-Lead | Yes |  | 2021-07-07 |  | Unknown, Non-Lead | 2021 | Yes |  | 2021-07-07 |  | Non-lead
009842 | 3435 RIVIERA DR |  | Polytube | Yes |  | 2022-06-01 |  | PVC | 1958 | Yes |  | 2022-06-01 |  | Non-lead
009843 | 897 24TH OCEAN ST |  | Polytube | Yes |  | 2022-12-14 |  | PVC | 1981 | Yes |  | 2022-12-14 |  | Non-lead
009844 | 576 99TH OCEAN ST |  | Polytube | Yes |  | 2024-10-01 |  | PVC | 1973 | Yes |  | 2024-10-01 |  | Non-lead
009845 | 10651 7TH GULF AVE |  | Polytube | Yes |  | 2022-11-18 |  | PVC | 1960 | Yes |  | 2022-11-18 |  | Non-lead
009846 | 10606 7TH GULF AVE |  | Polytube | Yes |  | 2023-08-16 |  | PVC | 1968 | Yes |  | 2023-08-16 |  | Non-lead
009847 | 2415 FOGARTY AVE |  | Polytube | Yes |  | 2023-08-15 |  | PVC | 1955 | Yes |  | 2023-08-15 |  | Non-lead
009848 | 114 BAYVIEW DR |  | Polytube | Yes |  | 2022-06-30 |  | PVC | 1953 | Yes |  | 2022-06-30 |  | Non-lead
009849 | A 115 E CARROLL ST |  | Polytube | Yes |  | 2022-06-27 |  | PVC | 1952 | Yes |  | 2022-06-27 |  | Non-lead
009850 | 3608 SUNRISE DR |  | Polytube | Yes |  | 2024-09-18 |  | Unknown | 1965 | Yes |  | 2024-09-18 |  | Lead Status Unknown
009852 | 647 40TH ST |  | Polytube | Yes |  | 2024-05-30 |  | PVC |  | Yes |  | 2024-05-30 |  | Non-lead
009853 | 2900 FLAGLER AVE |  | Polytube | Yes |  | 2022-05-26 |  | PVC | 1958 | Yes |  | 2022-05-26 |  | Non-lead
009854 | 2906 FLAGLER AVE |  | Polytube | Yes |  | 2022-05-26 |  | PVC | 1958 | Yes |  | 2022-05-26 |  | Non-lead
009855 | 2914 FLAGLER AVE |  | Polytube | Yes |  | 2022-05-26 |  | PVC | 1958 | Yes |  | 2022-05-26 |  | Non-lead
009856 | 2918 FLAGLER AVE |  | Polytube | Yes |  | 2022-05-26 |  | PVC | 1958 | Yes |  | 2022-05-26 |  | Non-lead
009857 | 2922 FLAGLER AVE |  | Polytube | Yes |  | 2024-09-16 |  | PVC | 1958 | Yes |  | 2024-09-16 |  | Non-lead
009858 | 2926 FLAGLER AVE |  | Polytube | Yes |  | 2024-02-26 |  | PVC | 1958 | Yes |  | 2024-02-26 |  | Non-lead
009859 | UNIT 6 818 WHITEHEAD ST |  | Polytube | Yes |  | 2022-07-05 |  | PVC | 1928 | Yes |  | 2022-07-05 |  | Non-lead
009861 | 812 SOUTHARD ST |  | Polytube | Yes |  | 2023-03-06 |  | Copper |  | Yes |  | 2023-03-06 |  | Non-lead
009863 | 3735 PAULA AVE |  | Polytube | Yes |  | 2024-07-17 |  | PVC | 1963 | Yes |  | 2024-07-17 |  | Non-lead
009864 | 112 HUTCHINSON LN |  | Polytube | Yes |  | 2022-08-24 |  | PVC | 1933 | Yes |  | 2022-08-24 |  | Non-lead
009866 | 1407 ROSE ST |  | Polytube | Yes |  | 2024-01-10 |  | Copper | 1969 | Yes |  | 2024-01-10 |  | Non-lead
009867 | 929 TRUMAN AVE |  | Polytube | Yes |  | 2024-08-16 |  | PVC | 1983 | Yes |  | 2024-08-16 |  | Non-lead
009868 | 234 SUNSET DR |  | Polytube | Yes |  | 2022-06-28 |  | PVC | 1963 | Yes |  | 2022-06-28 |  | Non-lead
009869 | BAY & GREY HOUSE 76002 OVERSEAS Hwy |  | Polytube | Yes |  | 2022-07-07 |  | PVC | 1971 | Yes |  | 2022-07-07 |  | Non-lead
009870 | 174 BAYVIEW DR |  | Polytube | Yes |  | 2022-06-28 |  | PVC | 1958 | Yes |  | 2022-06-28 |  | Non-lead
009871 | 126 PIPPIN DR |  | Polytube | Yes |  | 2022-05-27 |  | PVC | 1957 | Yes |  | 2022-05-27 |  | Non-lead
009872 | 701 WHITEHEAD ST |  | Polytube | Yes |  | 2022-06-02 |  | PVC | 1953 | Yes |  | 2022-06-02 |  | Non-lead
009873 | 319 CATHERINE ST |  | Polytube | Yes |  | 2022-06-21 |  | PVC | 1923 | Yes |  | 2022-06-21 |  | Non-lead
009874 | 17224 E GREEN TURTLE LN |  | Polytube | Yes |  | 2022-07-12 |  | PVC | 1960 | Yes |  | 2022-07-12 |  | Non-lead
009875 | STORE 205 3228 FLAGLER AVE |  | Polytube | Yes |  | 2024-07-19 |  | Copper | 1969 | Yes |  | 2024-07-19 |  | Non-lead
009876 | 914 WILLIAMS ALLEY |  | Unknown, Non-Lead | Yes |  | 2017-04-24 |  | Polytube | 2010 | Yes |  | 2017-04-24 |  | Non-lead
009877 | 31 BAY RD |  | Polytube | Yes |  | 2023-05-04 |  | Copper | 1959 | Yes |  | 2023-05-04 |  | Non-lead
009878 | 7 CORAL DR |  | Polytube | Yes |  | 2023-05-31 |  | PVC | 1963 | Yes |  | 2023-05-31 |  | Non-lead
009879 | 115 HARBOR DR |  | Polytube | Yes |  | 2022-05-20 |  | PVC | 1955 | Yes |  | 2022-05-20 |  | Non-lead
009880 | 730 LOVE LN |  | Polytube | Yes |  | 2023-03-06 |  | Copper | 1918 | Yes |  | 2023-03-06 |  | Non-lead
009881 | 822 WINDSOR LN |  | Polytube | Yes |  | 2023-01-04 |  | Copper | 1928 | Yes |  | 2023-01-04 |  | Non-lead
009883 | 1703 SEMINARY ST |  | Polytube | Yes |  | 2022-10-31 |  | PVC | 1958 | Yes |  | 2022-10-31 |  | Non-lead
009884 | 88110 OVERSEAS HWY |  | Polytube | Yes |  | 2022-01-19 |  | PVC | 1957 | Yes |  | 2022-01-19 |  | Non-lead
009885 | UNIT C 109 E CARROLL ST |  | Polytube | Yes |  | 2022-06-27 |  | PVC | 1958 | Yes |  | 2022-06-27 |  | Non-lead
009888 | 110 OLIVIA ST |  | Polytube | Yes |  | 2022-07-13 |  | PVC | 1908 | Yes |  | 2022-07-13 |  | Non-lead
009889 | GULF 10892 2ND AVE |  | Polytube | Yes |  | 2023-08-11 |  | PVC | 1957 | Yes |  | 2023-08-11 |  | Non-lead
009890 | 10680 7TH GULF AVE |  | Polytube | Yes |  | 2022-11-18 |  | PVC | 1953 | Yes |  | 2022-11-18 |  | Non-lead
009891 | 10824 1ST GULF AVE |  | Polytube | Yes |  | 2024-07-15 |  | PVC | 1959 | Yes |  | 2024-07-15 |  | Non-lead
009892 | 30750 WATSON RD |  | Polytube | Yes |  | 2022-11-17 |  | PVC | 1975 | Yes |  | 2022-11-17 |  | Non-lead
009893 | 1706/1722 N ROOSEVELT BLVD |  | Polytube | Yes |  | 2023-05-05 |  | PVC | 1963 | Yes |  | 2023-05-05 |  | Non-lead
009898 | 107 S CARROLL ST |  | Polytube | Yes |  | 2022-06-27 |  | PVC | 1958 | Yes |  | 2022-06-27 |  | Non-lead
009899 | 82935 OVERSEAS HWY |  | Polytube | Yes |  | 2022-06-23 |  | Galvanized | 1975 | Yes |  | 2022-06-23 |  | Galvanized Requiring Replacement
009900 | 30919 EDWARD A, B RD |  | Polytube | Yes |  | 2023-12-19 |  | PVC | 1943 | Yes |  | 2023-12-19 |  | Non-lead
009901 | 153 109TH GULF ST |  | Polytube | Yes |  | 2022-11-21 |  | PVC | 1954 | Yes |  | 2022-11-21 |  | Non-lead
009903 | 530 AVE A |  | Polytube | Yes |  | 2023-07-05 |  | Copper | 1973 | Yes |  | 2023-07-05 |  | Non-lead
009904 | APT A 2501 FOGARTY AVE |  | Polytube | Yes |  | 2022-08-23 |  | PVC | 1963 | Yes |  | 2022-08-23 |  | Non-lead
009906 | POOL . PEN KEY CLUB |  | Polytube | Yes |  | 2022-06-23 |  | PVC | 1966 | Yes |  | 2022-06-23 |  | Non-lead
009907 | 1 PEN KEY CLUB |  | Polytube | Yes |  | 2022-06-23 |  | PVC | 1952 | Yes |  | 2022-06-23 |  | Non-lead
009909 | 16 PEN KEY CLUB |  | Polytube | Yes |  | 2022-06-23 |  | PVC | 1955 | Yes |  | 2022-06-23 |  | Non-lead
009911 | 3739 PAULA AVE |  | Polytube | Yes |  | 2022-06-16 |  | PVC | 1963 | Yes |  | 2022-06-16 |  | Non-lead
009912 | 3713 PAULA AVE |  | Polytube | Yes |  | 2022-06-16 |  | Copper | 1950 | Yes |  | 2022-06-16 |  | Non-lead
009913 | 305 PETRONIA ST |  | Polytube | Yes |  | 2022-11-07 |  | PVC | 2009 | Yes |  | 2022-11-07 |  | Non-lead
009914 | 240 5TH ST |  | Polytube | Yes |  | 2023-10-06 |  | PVC | 1959 | Yes |  | 2023-10-06 |  | Non-lead
009915 | 581 E OCEAN DR |  | PVC | Yes |  | 2022-06-07 |  | PVC | 1958 | Yes |  | 2022-06-07 |  | Non-lead
009916 | 140 5TH ST |  | Polytube | Yes |  | 2023-05-24 |  | PVC | 1959 | Yes |  | 2023-05-24 |  | Non-lead
009917 | GULF 155 109TH ST |  | Polytube | Yes |  | 2024-05-20 |  | PVC | 1954 | Yes |  | 2024-05-20 |  | Non-lead
009918 | 1615 SEMINARY ST |  | Polytube | Yes |  | 2022-10-31 |  | Copper | 1958 | Yes |  | 2022-10-31 |  | Non-lead
009919 | 1511 19TH ST |  | Polytube | Yes |  | 2022-07-15 |  | PVC | 1958 | Yes |  | 2022-07-15 |  | Non-lead
009920 | 99101 OVERSEAS HWY |  | Polytube | Yes |  | 2023-02-01 |  | PVC | 1958 | Yes |  | 2023-02-01 |  | Non-lead
009922 | 1667 BOGIE DR |  | Polytube | Yes |  | 2024-01-11 |  | PVC | 1948 | Yes |  | 2024-01-11 |  | Non-lead
009923 | 226 LIGNUMVITAE DR |  | Polytube | Yes |  | 2023-02-08 |  | PVC | 1987 | Yes |  | 2023-02-08 |  | Non-lead
009925 | 3713 DUCK AVE |  | Polytube | Yes |  | 2022-07-06 |  | PVC | 1963 | Yes |  | 2022-07-06 |  | Non-lead
009926 | 114 HUTCHINSON LN |  | Polytube | Yes |  | 2022-07-13 |  | Copper | 1973 | Yes |  | 2022-07-13 |  | Non-lead
009927 | 430 COLLINS ST |  | Polytube | Yes |  | 2022-05-09 |  | PVC | 1987 | Yes |  | 2022-05-09 |  | Non-lead
009930 | 630 OLIVIA ST |  | Polytube | Yes |  | 2023-01-12 |  | PVC | 1928 | Yes |  | 2023-01-12 |  | Non-lead
009931 | 626 OLIVIA ST |  | Polytube | Yes |  | 2023-01-12 |  | PVC | 1933 | Yes |  | 2023-01-12 |  | Non-lead
009933 | 111 INDIAN MOUND TR |  | Polytube | Yes |  | 2022-06-03 |  | PVC | 1963 | Yes |  | 2022-06-03 |  | Non-lead
009934 | 141 PLANTATION BLVD |  | Polytube | Yes |  | 2023-05-11 |  | PVC | 1950 | Yes |  | 2023-05-11 |  | Non-lead
009935 | IRRIGATION 62900 OVERSEAS HWY |  | Polytube | Yes |  | 2023-10-26 |  | PVC | 1964 | Yes |  | 2023-10-26 |  | Non-lead
009936 | 3427 RIVIERA DR |  | Polytube | Yes |  | 2023-01-03 |  | PVC | 1955 | Yes |  | 2023-01-03 |  | Non-lead
009937 | 209 OLIVIA ST |  | Polytube | Yes |  | 2022-07-13 |  | PVC | 1928 | Yes |  | 2022-07-13 |  | Non-lead
009939 | B 11790 2ND AVE OCEAN |  | Polytube | Yes |  | 2022-11-22 |  | PVC | 1955 | Yes |  | 2022-11-22 |  | Non-lead
009940 | 11450 2ND OCEAN AVE |  | Polytube | Yes |  | 2024-09-19 |  | PVC | 1958 | Yes |  | 2024-09-19 |  | Non-lead
009941 | 623 73RD ST OCEAN |  | Polytube | Yes |  | 2024-04-12 |  | PVC | 1958 | Yes |  | 2024-04-12 |  | Non-lead
009942 | 1300 OVERSEAS HIGHWAY |  | Polytube | Yes |  | 2024-06-11 |  | PVC | 1955 | Yes |  | 2024-06-11 |  | Non-lead
009943 | 423 80TH OCEAN ST |  | Polytube | Yes |  | 2023-01-24 |  | PVC | 1956 | Yes |  | 2023-01-24 |  | Non-lead
009944 | OCEAN 1135 74TH ST |  | Polytube | Yes |  | 2024-09-16 |  | PVC |  | Yes |  | 2024-09-16 |  | Non-lead
009945 | 7551 GULFSTREAM BLVD |  | Unknown, Non-Lead | Yes |  | 2021-10-22 |  | PVC | 1992 | Yes |  | 2021-10-22 |  | Non-lead
009946 | 11554 5TH OCEAN AVE |  | Unknown, Non-Lead | Yes |  | 2024-08-12 |  | Unknown, Non-Lead | 1991 | Yes |  | 2024-08-12 |  | Non-lead
009948 | 305 WHITEHEAD ST |  | Polytube | Yes |  | 2022-06-02 |  | PVC | 1938 | Yes |  | 2022-06-02 |  | Non-lead
009949 | 3721 PAULA AVE |  | Polytube | Yes |  | 2022-05-13 |  | PVC | 1963 | Yes |  | 2022-05-13 |  | Non-lead
009950 | 628 OLIVIA ST |  | Polytube | Yes |  | 2023-01-12 |  | PVC | 1933 | Yes |  | 2023-01-12 |  | Non-lead
009951 | 326 AMELIA ST |  | Polytube | Yes |  | 2022-12-21 |  | PVC | 1933 | Yes |  | 2022-12-21 |  | Non-lead
009952 | 809 WEST SHORE DR |  | Polytube | Yes |  | 2023-09-27 |  | PVC | 1958 | Yes |  | 2023-09-27 |  | Non-lead
009953 | 65 SHORELAND DR |  | Polytube | Yes |  | 2022-10-31 |  | PVC | 1959 | Yes |  | 2022-10-31 |  | Non-lead
009954 | 12 MIAMI DR |  | Polytube | Yes |  | 2024-09-20 |  | Polytube | 1959 | Yes |  | 2024-09-20 |  | Non-lead
009955 | 421 AVE B |  | Polytube | Yes |  | 2023-07-14 |  | PVC | 1972 | Yes |  | 2023-07-14 |  | Non-lead
009956 | 3724 SUNRISE LN |  | Polytube | Yes |  | 2022-05-25 |  | PVC | 1968 | Yes |  | 2022-05-25 |  | Non-lead
009957 | 124 DUVAL ST |  | Polytube | Yes |  | 2022-11-30 |  | PVC | 1933 | Yes |  | 2022-11-30 |  | Non-lead
009958 | LOTS 3-4-5-6 30813 WATSON BLVD |  | Copper | Yes |  | 2022-11-17 |  | PVC | 1958 | Yes |  | 2022-11-17 |  | Non-lead
009959 | LS 221 3RD ST |  | Polytube | Yes |  | 2022-10-22 |  | PVC | 1966 | Yes |  | 2022-10-22 |  | Non-lead
009961 | 11401 OVERSEAS HWY |  | Copper | Yes |  | 2022-11-22 |  | Copper | 1983 | Yes |  | 2022-11-22 |  | Non-lead
009963 | 5455 MACDONALD AVE |  | Unknown, Non-Lead | Yes |  | 2024-07-12 |  | Unknown, Non-Lead | 2013 | Yes |  | 2024-07-12 |  | Non-lead
009964 | UNIT 111 918 SOUTHARD CNR GRI ST |  | Unknown | Yes |  | 2023-01-04 |  | PVC | 1987 | Yes |  | 2023-01-04 |  | Lead Status Unknown
009965 | 3746 DONALD AVE |  | Copper | Yes |  | 2024-02-27 |  | Copper | 1963 | Yes |  | 2024-02-27 |  | Non-lead
009966 | 5642 3RD AVE |  | Polytube | Yes |  | 2023-12-13 |  | PVC | 1958 | Yes |  | 2023-12-13 |  | Non-lead
009968 | 812 CATHERINE ST |  | Polytube | Yes |  | 2023-03-30 |  | PVC | 1963 | Yes |  | 2023-03-30 |  | Non-lead
009969 | LAZY LOBSTER 102770 OVERSEAS HWY |  | Polytube | Yes |  | 2023-02-01 |  | PVC | 1954 | Yes |  | 2023-02-01 |  | Non-lead
009970 | 175 HARBOR DR |  | Polytube | Yes |  | 2023-01-30 |  | PVC | 1955 | Yes |  | 2023-01-30 |  | Non-lead
009971 | 69 HIBISCUS LN |  | Polytube | Yes |  | 2023-01-30 |  | PVC | 1980 | Yes |  | 2023-01-30 |  | Non-lead
009973 | 1122 MARGARET ST |  | Polytube | Yes |  | 2024-04-08 |  | PVC | 1933 | Yes |  | 2024-04-08 |  | Non-lead
009974 | 30944 BAILEYS LN |  | Polytube | Yes |  | 2022-11-28 |  | PVC | 1958 | Yes |  | 2022-11-28 |  | Non-lead
009975 | 130 ZANE GREY CREEK DR |  | Unknown, Non-Lead | Yes |  | 2018-09-12 |  | Unknown, Non-Lead | 2019 | Yes |  | 2018-09-12 |  | Non-lead
009976 | CORAL VI 202 RUSSELL ST |  | Polytube | Yes |  | 2022-06-22 |  | PVC | 1952 | Yes |  | 2022-06-22 |  | Non-lead
009978 | 816 JOHNSON LN |  | Polytube | Yes |  | 2024-04-12 |  | PVC | 1928 | Yes |  | 2024-04-12 |  | Non-lead
009979 | 25260 MARGARET ST |  | Polytube | Yes |  | 2023-04-25 |  | PVC | 1953 | Yes |  | 2023-04-25 |  | Non-lead
009980 | 813 JOHNSON LN |  | Polytube | Yes |  | 2024-04-12 |  | PVC | 1923 | Yes |  | 2024-04-12 |  | Non-lead
009981 | 815 JOHNSON LN |  | Polytube | Yes |  | 2024-08-16 |  | PVC | 1923 | Yes |  | 2024-08-16 |  | Non-lead
009983 | 68 SHORELAND DR |  | Polytube | Yes |  | 2023-12-11 |  | PVC | 1958 | Yes |  | 2023-12-11 |  | Non-lead
009984 | 36 SUNSET RD |  | Polytube | Yes |  | 2022-07-21 |  | PVC | 1962 | Yes |  | 2022-07-21 |  | Non-lead
009985 | 29550 COUPON RD |  | Polytube | Yes |  | 2022-12-08 |  | PVC | 1983 | Yes |  | 2022-12-08 |  | Non-lead
009986 | APT 08 6440 2ND ST |  | Polytube | Yes |  | 2024-02-05 |  | PVC | 1953 | Yes |  | 2024-02-05 |  | Non-lead
009987 | APT 09 6440 2ND ST |  | Polytube | Yes |  | 2024-01-24 |  | PVC | 1953 | Yes |  | 2024-01-24 |  | Non-lead
009990 | 191 HIBISCUS ST |  | Polytube | Yes |  | 2022-06-16 |  | PVC | 1960 | Yes |  | 2022-06-16 |  | Non-lead
009991 | 320 PETRONIA ST |  | Polytube | Yes |  | 2023-05-04 |  | Copper | 1943 | Yes |  | 2023-05-04 |  | Non-lead
009992 | 322 PETRONIA ST |  | Polytube | Yes |  | 2023-10-05 |  | Copper | 1943 | Yes |  | 2023-10-05 |  | Non-lead
009996 | 1702 BERTHA ST |  | Polytube | Yes |  | 2022-09-22 |  | Polytube | 1963 | Yes |  | 2022-09-22 |  | Non-lead
009997 | 1601 VON PHISTER ST |  | Polytube | Yes |  | 2022-11-04 |  | Copper | 1958 | Yes |  | 2022-11-04 |  | Non-lead
009998 | APT 1 DOWN 525 OLIVIA ST |  | Polytube | Yes |  | 2022-10-31 |  | PVC | 1928 | Yes |  | 2022-10-31 |  | Non-lead
009999 | 3720 DONALD AVE |  | Copper | Yes |  | 2022-07-21 |  | PVC | 1958 | Yes |  | 2022-07-21 |  | Non-lead
010000 | 3729 PAULA AVE |  | Polytube | Yes |  | 2022-07-21 |  | PVC | 1963 | Yes |  | 2022-07-21 |  | Non-lead
010001 | 3728 DONALD AVE |  | Copper | Yes |  | 2022-06-22 |  | PVC | 1968 | Yes |  | 2022-06-22 |  | Non-lead
010002 | 3708 DONALD AVE |  | Copper | Yes |  | 2022-06-22 |  | PVC | 1965 | Yes |  | 2022-06-22 |  | Non-lead
010003 | 125 SNAPPER CREEK DR |  | Polytube | Yes |  | 2024-02-20 |  | PVC | 1958 | Yes |  | 2024-02-20 |  | Non-lead
010004 | 88200 OVERSEAS HWY |  | Polytube | No |  |  |  | PVC | 1959 | No |  |  |  | Non-lead
010005 | 714 EMMA ST |  | Polytube | Yes |  | 2022-07-12 |  | PVC | 1938 | Yes |  | 2022-07-12 |  | Non-lead
010006 | 14 BAY DR |  | Polytube | Yes |  | 2023-08-21 |  | PVC | 1958 | Yes |  | 2023-08-21 |  | Non-lead
010010 | 1245 122ND ST |  | Polytube | Yes |  | 2023-08-24 |  | PVC | 1957 | Yes |  | 2023-08-24 |  | Non-lead
010012 | 1099 24TH OCEAN ST |  | Unknown, Non-Lead | Yes |  | 2017-04-03 |  | PVC | 2009 | Yes |  | 2017-04-03 |  | Non-lead
010013 | 2675 OVERSEAS HWY |  | Unknown, Non-Lead | Yes |  | 2024-10-07 |  | No Piping | 1948 | Yes |  | 2024-10-07 |  | Non-lead
010014 | 2055 OVERSEAS HWY |  | Polytube | Yes |  | 2022-11-28 |  | PVC | 1963 | Yes |  | 2022-11-28 |  | Non-lead
010015 | 2059 OVERSEAS HWY |  | Polytube | Yes |  | 2022-11-28 |  | PVC | 1963 | Yes |  | 2022-11-28 |  | Non-lead
010017 | 30911 WITTERS LN |  | Polytube | Yes |  | 2022-11-28 |  | PVC | 1963 | Yes |  | 2022-11-28 |  | Non-lead
010018 | APT 1 6 W CIRCLE DR |  | Polytube | Yes |  | 2023-08-21 |  | PVC | 1954 | Yes |  | 2023-08-21 |  | Non-lead
010019 | 196 N COCONUT PALM BLVD |  | Polytube | Yes |  | 2022-06-14 |  | PVC | 1960 | Yes |  | 2022-06-14 |  | Non-lead
010020 | 25 PEN KEY CLUB |  | Polytube | Yes |  | 2022-07-22 |  | PVC | 1957 | Yes |  | 2022-07-22 |  | Non-lead
010021 | 82256 OVERSEAS HWY |  | Polytube | Yes |  | 2022-07-12 |  | PVC | 1956 | Yes |  | 2022-07-12 |  | Non-lead
010022 | 191 CARROLL ST |  | Unknown, Non-Lead | Yes |  | 2022-03-18 |  | Unknown, Non-Lead | 2009 | Yes |  | 2022-03-18 |  | Non-lead
010023 | 81526 OVERSEAS HWY |  | Unknown, Non-Lead | Yes |  | 2021-07-20 |  | PVC | 1999 | Yes |  | 2021-07-20 |  | Non-lead
010024 | APT 202 715 CAROLINE ST |  | Unknown, Non-Lead | Yes |  | 2021-08-13 |  | Unknown, Non-Lead | 2005 | Yes |  | 2021-08-13 |  | Non-lead
010025 | #102 715 CAROLINE ST |  | Copper | Yes |  | 2023-02-10 |  | PVC | 2005 | Yes |  | 2023-02-10 |  | Non-lead
010026 | 25169 41ST ST |  | Polytube | Yes |  | 2024-03-26 |  | PVC | 1975 | Yes |  | 2024-03-26 |  | Non-lead
010027 | 451 AVE C |  | Polytube | Yes |  | 2023-07-14 |  | PVC | 1972 | Yes |  | 2023-07-14 |  | Non-lead
010028 | 1317 6TH ST |  | Polytube | Yes |  | 2022-08-12 |  | PVC | 1963 | Yes |  | 2022-08-12 |  | Non-lead
010029 | 712 CHAPMAN LN |  | Polytube | Yes |  | 2022-07-12 |  | PVC | 1923 | Yes |  | 2022-07-12 |  | Non-lead
010030 | GULF 11280 6TH AVE |  | Polytube | Yes |  | 2023-09-11 |  | PVC | 1958 | Yes |  | 2023-09-11 |  | Non-lead
010031 | 730 EMMA ST |  | Polytube | Yes |  | 2022-07-12 |  | PVC | 1943 | Yes |  | 2022-07-12 |  | Non-lead
010032 | 1202 MARGARET ST |  | Polytube | Yes |  | 2023-03-30 |  | PVC | 1943 | Yes |  | 2023-03-30 |  | Non-lead
010033 | 3446 RIVIERA DR |  | Polytube | Yes |  | 2022-06-01 |  | PVC | 1963 | Yes |  | 2022-06-01 |  | Non-lead
010034 | 24 CACTUS DR |  | Polytube | Yes |  | 2023-07-27 |  | Polytube | 1967 | Yes |  | 2023-07-27 |  | Non-lead
010035 | 1712 JOHNSON ST |  | Copper | Yes |  | 2023-03-20 |  | Copper | 1956 | Yes |  | 2023-03-20 |  | Non-lead
010040 | TRACT 9 & 10 LE |  | Unknown, Non-Lead | No |  |  |  | Unknown, Non-Lead | 2009 | No |  |  |  | Non-lead
010041 | 85401 OLD HWY |  | Unknown, Non-Lead | Yes |  | 2022-12-16 |  | PVC | 2010 | Yes |  | 2022-12-16 |  | Non-lead
010042 | 28 BEACH DR |  | Unknown | Yes |  | 2022-05-12 |  | Unknown | 1988 | Yes |  | 2022-05-12 |  | Lead Status Unknown
010043 | 1923 STAPLES AVE |  | Polytube | Yes |  | 2023-04-26 |  | PVC | 1958 | Yes |  | 2023-04-26 |  | Non-lead
010045 | 12 SHORE DR |  | Polytube | Yes |  | 2023-04-06 |  | PVC | 1974 | Yes |  | 2023-04-06 |  | Non-lead
010046 | 176 JASMINE ST |  | Polytube | Yes |  | 2022-06-16 |  | PVC | 1960 | Yes |  | 2022-06-16 |  | Non-lead
010047 | APT 1 64 TRANSYLVANIA AVE |  | Polytube | Yes |  | 2022-10-31 |  | PVC | 1958 | Yes |  | 2022-10-31 |  | Non-lead
010048 | OCEAN 220 TARPON ST |  | Polytube | Yes |  | 2023-02-06 |  | PVC | 1958 | Yes |  | 2023-02-06 |  | Non-lead
010049 | APT C FRONT 1215 VARELA ST |  | Polytube | Yes |  | 2023-03-23 |  | PVC | 1933 | Yes |  | 2023-03-23 |  | Non-lead
010050 | 2126 DOLPHIN DRIVE (8 |  | Polytube | Yes |  | 2023-02-01 |  | PVC | 1961 | Yes |  | 2023-02-01 |  | Non-lead
010051 | 2112 DOLPHIN DRIVE |  | Polytube | Yes |  | 2023-01-24 |  | PVC | 1981 | Yes |  | 2023-01-24 |  | Non-lead
010052 | 535 80TH OCEAN ST |  | Polytube | Yes |  | 2023-01-11 |  | PVC | 1956 | Yes |  | 2023-01-11 |  | Non-lead
010053 | 340 1ST ST |  | Polytube | Yes |  | 2022-10-22 |  | PVC | 1960 | Yes |  | 2022-10-22 |  | Non-lead
010055 | 7965 SHARK DR |  | Polytube | Yes |  | 2023-01-31 |  | PVC | 1958 | Yes |  | 2023-01-31 |  | Non-lead
010056 | APT A 699 61ST St |  | Polytube | Yes |  | 2023-03-21 |  | PVC | 1958 | Yes |  | 2023-03-21 |  | Non-lead
010058 | 3810 FLAGLER AVE |  | Polytube | Yes |  | 2022-07-07 |  | PVC | 1958 | Yes |  | 2022-07-07 |  | Non-lead
010059 | 3812 FLAGLER AVE |  | Polytube | Yes |  | 2022-07-07 |  | Copper | 1958 | Yes |  | 2022-07-07 |  | Non-lead
010060 | APT FRONT 215 TRUMAN AVE |  | Polytube | Yes |  | 2023-05-04 |  | PVC | 1923 | Yes |  | 2023-05-04 |  | Non-lead
010061 | APT FRONT 213 TRUMAN AVE |  | Polytube | Yes |  | 2023-05-04 |  | PVC | 1923 | Yes |  | 2023-05-04 |  | Non-lead
010065 | 2805 OVERSEAS HWY |  | Polytube | Yes |  | 2023-03-13 |  | Copper | 1972 | Yes |  | 2023-03-13 |  | Non-lead
010068 | 1618 FLAGLER AVE |  | Polytube | Yes |  | 2022-05-16 |  | PVC | 1958 | Yes |  | 2022-05-16 |  | Non-lead
010069 | (A) 111 CARROLL ST |  | Unknown, Non-Lead | Yes |  | 2018-01-04 |  | Polytube | 2019 | Yes |  | 2018-01-04 |  | Non-lead
010070 | 5 SNAPPER AVE |  | Polytube | Yes |  | 2024-05-16 |  | PVC | 1957 | Yes |  | 2024-05-16 |  | Non-lead
010071 | L13 B4 343 MAHOGANY DR |  | Polytube | Yes |  | 2023-01-23 |  | PVC | 1983 | Yes |  | 2023-01-23 |  | Non-lead
010073 | 1007 BUTTONWOOD DR E |  | Polytube | Yes |  | 2023-10-20 |  | PVC | 1959 | Yes |  | 2023-10-20 |  | Non-lead
010074 | UNIT B 1414 3RD ST |  | Polytube | Yes |  | 2023-04-26 |  | PVC | 1958 | Yes |  | 2023-04-26 |  | Non-lead
010076 | 810 CARSTEN LN |  | Polytube | Yes |  | 2023-10-18 |  | PVC | 1938 | Yes |  | 2023-10-18 |  | Non-lead
010078 | 418 SIMONTON ST |  | Polytube | Yes |  | 2023-07-17 |  | PVC | 1963 | Yes |  | 2023-07-17 |  | Non-lead
010079 | 14 BEACH DR |  | Unknown, Non-Lead | No |  |  |  | Unknown, Non-Lead | 2009 | No |  |  |  | Non-lead
010080 | 130 OCEAN BAY DR |  | Polytube | Yes |  | 2022-07-14 |  | PVC | 1977 | Yes |  | 2022-07-14 |  | Non-lead
010081 | 863 80TH OCEAN ST |  | Polytube | Yes |  | 2023-01-11 |  | PVC | 1956 | Yes |  | 2023-01-11 |  | Non-lead
010082 | OCEAN 540 69TH ST |  | Unknown, Non-Lead | Yes |  | 2024-02-20 |  | Unknown, Non-Lead | 1993 | Yes |  | 2024-02-20 |  | Non-lead
010084 | 301 6TH ST |  | Polytube | Yes |  | 2022-11-08 |  | Polytube | 1958 | Yes |  | 2022-11-08 |  | Non-lead
010085 | 303 6TH ST |  | Polytube | Yes |  | 2022-11-10 |  | Polytube | 1958 | Yes |  | 2022-11-10 |  | Non-lead
010087 | VACANT CAUSWAY 6TH ST SHOP CENTER |  | Polytube | Yes |  | 2022-11-10 |  | PVC | 1958 | Yes |  | 2022-11-10 |  | Non-lead
010088 | 305 6TH ST LS WTR Spigot |  | Polytube | Yes |  | 2023-02-09 |  | Polytube | 1958 | Yes |  | 2023-02-09 |  | Non-lead
010089 | 305 6TH ST (Kitchen) |  | Polytube | Yes |  | 2023-04-10 |  | Polytube | 1958 | Yes |  | 2023-04-10 |  | Non-lead
010090 | 305 6TH Street (Bathroom) |  | Polytube | Yes |  | 2022-11-10 |  | Polytube | 1958 | Yes |  | 2022-11-10 |  | Non-lead
010091 | 6TH CAUSEWAY SHOPPING CENTER ST |  | Polytube | Yes |  | 2024-03-06 |  | PVC | 1958 | Yes |  | 2024-03-06 |  | Non-lead
010092 | 308/309 6TH ST |  | Polytube | Yes |  | 2022-11-07 |  | PVC | 1958 | Yes |  | 2022-11-07 |  | Non-lead
010093 | 3122 FLAGLER AVE |  | Polytube | Yes |  | 2022-07-07 |  | PVC | 1981 | Yes |  | 2022-07-07 |  | Non-lead
010094 | 5611 MACDONALD AVE |  | Polytube | Yes |  | 2024-05-30 |  | PVC |  | Yes |  | 2024-05-30 |  | Non-lead
010097 | 1601 SIRUGO AVE |  | Polytube | Yes |  | 2022-08-30 |  | PVC | 1958 | Yes |  | 2022-08-30 |  | Non-lead
010098 | 21490 OVERSEAS HWY |  | Polytube | Yes |  | 2023-09-26 |  | PVC | 2000 | Yes |  | 2023-09-26 |  | Non-lead
010100 | 1630 JOHNSON ST |  | Polytube | Yes |  | 2023-04-26 |  | PVC | 1958 | Yes |  | 2023-04-26 |  | Non-lead
010101 | 97 SEA LANE |  | Polytube | Yes |  | 2022-07-05 |  | PVC | 1957 | Yes |  | 2022-07-05 |  | Non-lead
010102 | 124 SNAPPER CREEK DR |  | Polytube | Yes |  | 2022-06-27 |  | PVC | 1963 | Yes |  | 2022-06-27 |  | Non-lead
010103 | 628 FLEMING ST |  | Polytube | Yes |  | 2023-03-06 |  | Copper | 1980 | Yes |  | 2023-03-06 |  | Non-lead
010105 | 7770 AVIATION BLVD |  | Polytube | Yes |  | 2024-05-17 |  | PVC | 1958 | Yes |  | 2024-05-17 |  | Non-lead
010106 | 107 AVENIDA PRIMICER |  | Polytube | Yes |  | 2023-03-21 |  | PVC | 1963 | Yes |  | 2023-03-21 |  | Non-lead
010108 | 1512 S ROOSEVELT BLVD |  | Polytube | Yes |  | 2022-07-15 |  | Copper | 1971 | Yes |  | 2022-07-15 |  | Non-lead
010109 | UNIT 5 910 SIMONTON ST |  | Polytube | Yes |  | 2022-10-31 |  | PVC | 1963 | Yes |  | 2022-10-31 |  | Non-lead
010110 | 612 ANGELA ST |  | Polytube | Yes |  | 2023-02-22 |  | Copper | 1928 | Yes |  | 2023-02-22 |  | Non-lead
010111 | APT A 1719 JOSEPHINE ST |  | Polytube | Yes |  | 2024-08-19 |  | Copper | 1980 | Yes |  | 2024-08-19 |  | Non-lead
010112 | APT A 1721 JOSEPHINE ST |  | Polytube | Yes |  | 2024-04-01 |  | Copper | 1980 | Yes |  | 2024-04-01 |  | Non-lead
010113 | 11 FATHER TONY WAY |  | Unknown, Non-Lead | Yes |  | 2021-09-27 |  | Unknown, Non-Lead | 2000 | Yes |  | 2021-09-27 |  | Non-lead
010114 | 815 100TH OCEAN ST |  | Polytube | Yes |  | 2022-11-04 |  | PVC | 1982 | Yes |  | 2022-11-04 |  | Non-lead
010115 | OCEAN 943 91ST CT |  | Polytube | Yes |  | 2023-01-27 |  | PVC | 1978 | Yes |  | 2023-01-27 |  | Non-lead
010116 | 6 HIBISCUS DR |  | Polytube | Yes |  | 2023-02-06 |  | PVC | 1958 | Yes |  | 2023-02-06 |  | Non-lead
010117 | APT DOWN 1319 ELIZABETH ST |  | Polytube | Yes |  | 2022-07-13 |  | PVC | 1948 | Yes |  | 2022-07-13 |  | Non-lead
010118 | UNIT B 1104 VIRGINIA ST |  | Polytube | Yes |  | 2023-03-23 |  | PVC | 1948 | Yes |  | 2023-03-23 |  | Non-lead
010119 | APT A 2407 STAPLES AVE |  | Polytube | Yes |  | 2022-08-15 |  | PVC | 1958 | Yes |  | 2022-08-15 |  | Non-lead
010120 | 7425 OVERSEAS HWY |  | Polytube | Yes |  | 2023-02-27 |  | PVC | 1960 | Yes |  | 2023-02-27 |  | Non-lead
010121 | 90451 OVERSEAS HWY |  | Polytube | Yes |  | 2022-06-22 |  | PVC | 1958 | Yes |  | 2022-06-22 |  | Non-lead
010123 | 1310 WILLIAM ST |  | Polytube | Yes |  | 2024-07-11 |  | PVC | 1948 | Yes |  | 2024-07-11 |  | Non-lead
010125 | 388 FATHER TONY WAY ST |  | Unknown, Non-Lead | Yes |  | 2024-02-27 |  | Unknown, Non-Lead | 2007 | Yes |  | 2024-02-27 |  | Non-lead
010126 | 92510 OVERSEAS HWY |  | Polytube | Yes |  | 2023-02-14 |  | PVC | 1964 | Yes |  | 2023-02-14 |  | Non-lead
010128 | 550 PLANTE ST |  | Unknown, Non-Lead | Yes |  | 2019-01-08 |  | Unknown, Non-Lead | 2016 | Yes |  | 2019-01-08 |  | Non-lead
010129 | 247 TAVERNIER DR |  | Polytube | Yes |  | 2023-01-30 |  | PVC | 1957 | Yes |  | 2023-01-30 |  | Non-lead
010131 | 30981 BAILEYS LN |  | Polytube | Yes |  | 2023-04-21 |  | PVC | 1973 | Yes |  | 2023-04-21 |  | Non-lead
010132 | 2520 PATTERSON AVE |  | Polytube | Yes |  | 2023-05-04 |  | Copper | 1963 | Yes |  | 2023-05-04 |  | Non-lead
010133 | KW INTL MST MTR 3491 S ROOSEVELT BLVD |  | Ductile Iron | Yes |  | 2024-08-02 |  | Ductile Iron | 1968 | Yes |  | 2024-08-02 |  | Non-lead
010134 | 3742 DONALD AVE |  | Polytube | Yes |  | 2022-07-21 |  | Copper | 1963 | Yes |  | 2022-07-21 |  | Non-lead
010135 | 91 STATE 939 RD |  | Unknown, Non-Lead | Yes |  | 2020-03-16 |  | PVC | 2005 | Yes |  | 2020-03-16 |  | Non-lead
010136 | WEST UPPER 26460 OVERSEAS HWY |  | Polytube | Yes |  | 2024-05-15 |  | PVC |  | Yes |  | 2024-05-15 |  | Non-lead
010138 | 31328 E AVE |  | Polytube | Yes |  | 2022-11-08 |  | PVC | 1975 | Yes |  | 2022-11-08 |  | Non-lead
010139 | 30 BOULDER DR |  | Polytube | Yes |  | 2023-08-25 |  | PVC | 1974 | Yes |  | 2023-08-25 |  | Non-lead
010140 | 19748 CANAL DR |  | Polytube | Yes |  | 2023-01-26 |  | PVC | 1958 | Yes |  | 2023-01-26 |  | Non-lead
010142 | 84959 OVERSEAS HWY |  | Polytube | Yes |  | 2022-06-28 |  | PVC | 1953 | Yes |  | 2022-06-28 |  | Non-lead
010143 | 193 AVOCADO ST |  | Polytube | Yes |  | 2022-07-11 |  | PVC | 1958 | Yes |  | 2022-07-11 |  | Non-lead
010144 | 218 MATECUMBE RD |  | Polytube | Yes |  | 2022-06-22 |  | PVC | 1953 | Yes |  | 2022-06-22 |  | Non-lead
010145 | APT A 48 HIBISCUS LN |  | Polytube | Yes |  | 2023-01-30 |  | PVC | 1965 | Yes |  | 2023-01-30 |  | Non-lead
010146 | 24 PIRATES DR |  | Polytube | Yes |  | 2023-01-30 |  | PVC | 1960 | Yes |  | 2023-01-30 |  | Non-lead
010147 | APT 1 DOWN FRONT 408 WHITE ST |  | Unknown, Non-Lead | No |  |  |  | Unknown, Non-Lead | 2007 | No |  |  |  | Non-lead
010151 | 837 91ST OCEAN CT |  | Copper | Yes |  | 2023-01-25 |  | PVC | 1978 | Yes |  | 2023-01-25 |  | Non-lead
010152 | 1032 100TH OCEAN St |  | Polytube | Yes |  | 2022-12-05 |  | PVC | 1958 | Yes |  | 2022-12-05 |  | Non-lead
010153 | 33000 OVERSEAS HWY |  | Polytube | Yes |  | 2024-03-13 |  | PVC | 1990 | Yes |  | 2024-03-13 |  | Non-lead
010154 | DOWN 1019 ELGIN LN |  | Polytube | Yes |  | 2023-09-12 |  | PVC | 1933 | Yes |  | 2023-09-12 |  | Non-lead
010155 | APT A UP 1019 ELGIN LN |  | Polytube | Yes |  | 2023-03-06 |  | PVC | 1933 | Yes |  | 2023-03-06 |  | Non-lead
010156 | 56 BUTTONWOOD DR |  | Polytube | Yes |  | 2022-11-28 |  | PVC | 1955 | Yes |  | 2022-11-28 |  | Non-lead
010157 | 140 S BAY HARBOR DR |  | Polytube | Yes |  | 2022-07-21 |  | PVC | 1961 | Yes |  | 2022-07-21 |  | Non-lead
010158 | 551 PLANTE ST |  | Polytube | Yes |  | 2022-10-31 |  | PVC | 1958 | Yes |  | 2022-10-31 |  | Non-lead
010159 | 29 HIBISCUS LN |  | Polytube | Yes |  | 2023-01-30 |  | PVC | 1958 | Yes |  | 2023-01-30 |  | Non-lead
010161 | A & B 242 22ND OCEAN ST |  | Copper | Yes |  | 2024-05-16 |  | PVC | 1994 | Yes |  | 2024-05-16 |  | Non-lead
010162 | 15 BEACH DR |  | Polytube | Yes |  | 2022-05-12 |  | PVC | 1980 | Yes |  | 2022-05-12 |  | Non-lead
010163 | 3015 OVERSEAS HWY |  | Polytube | Yes |  | 2023-10-18 |  | PVC | 1963 | Yes |  | 2023-10-18 |  | Non-lead
010164 | APT B 719 WINDSOR LN |  | Polytube | Yes |  | 2023-02-01 |  | PVC | 1938 | Yes |  | 2023-02-01 |  | Non-lead
010165 | APT A 719 WINDSOR LN |  | Polytube | Yes |  | 2023-02-01 |  | PVC | 1938 | Yes |  | 2023-02-01 |  | Non-lead
010166 | 3359 RIVIERA DR |  | Copper | Yes |  | 2024-08-21 |  | PVC | 1958 | Yes |  | 2024-08-21 |  | Non-lead
010167 | 3363 RIVIERA DR |  | Unknown, Non-Lead | Yes |  | 2018-10-04 |  | Unknown, Non-Lead | 1999 | Yes |  | 2018-10-04 |  | Non-lead
010168 | 3367 RIVIERA DR |  | Polytube | Yes |  | 2023-05-04 |  | Copper | 1958 | Yes |  | 2023-05-04 |  | Non-lead
010169 | 4 PEN KEY CLUB |  | Polytube | Yes |  | 2022-06-23 |  | PVC | 1955 | Yes |  | 2022-06-23 |  | Non-lead
010170 | 134 PLANTATION BLVD |  | Polytube | Yes |  | 2022-06-03 |  | PVC | 1963 | Yes |  | 2022-06-03 |  | Non-lead
010171 | 224 OLIVIA ST |  | Polytube | Yes |  | 2022-07-13 |  | PVC | 1928 | Yes |  | 2022-07-13 |  | Non-lead
010172 | 2610 FLAGLER AVE |  | Polytube | Yes |  | 2024-08-21 |  | PVC | 1963 | Yes |  | 2024-08-21 |  | Non-lead
010173 | 2544 DOLPHIN DR |  | Polytube | Yes |  | 2023-01-25 |  | PVC | 1969 | Yes |  | 2023-01-25 |  | Non-lead
010174 | 8079 SHARK DR |  | Polytube | Yes |  | 2023-01-30 |  | PVC | 1957 | Yes |  | 2023-01-30 |  | Non-lead
010176 | 1360 74TH OCEAN 1/2 L ST |  | Polytube | Yes |  | 2024-04-17 |  | PVC | 1970 | Yes |  | 2024-04-17 |  | Non-lead
010177 | 255 68TH OCEAN ST |  | Polytube | Yes |  | 2023-02-28 |  | PVC | 1958 | Yes |  | 2023-02-28 |  | Non-lead
010178 | 823 WINDSOR LN |  | Polytube | Yes |  | 2023-12-21 |  | Polytube | 1928 | Yes |  | 2023-12-21 |  | Non-lead
010179 | 818 PEARL ST |  | Polytube | Yes |  | 2022-08-29 |  | Copper | 1938 | Yes |  | 2022-08-29 |  | Non-lead
010180 | 15 SEAVIEW AVE |  | Polytube | Yes |  | 2023-06-05 |  | PVC | 1958 | Yes |  | 2023-06-05 |  | Non-lead
010182 | 500 AVE B |  | Unknown, Non-Lead | Yes |  | 2022-10-21 |  | No Piping | 1948 | Yes |  | 2022-10-21 |  | Non-lead
010183 | APT A 2027 STAPLES AVE |  | Polytube | Yes |  | 2023-06-09 |  | PVC | 1958 | Yes |  | 2023-06-09 |  | Non-lead
010184 | 39 1ST ST |  | Unknown, Non-Lead | Yes |  | 2022-05-27 |  | PVC | 2020 | Yes |  | 2022-05-27 |  | Non-lead
010186 | 8270 AVIATION BLVD |  | Polytube | Yes |  | 2023-01-31 |  | PVC | 1961 | Yes |  | 2023-01-31 |  | Non-lead
010187 | APT FRONT 1121 GEORGIA ST |  | Polytube | Yes |  | 2023-05-04 |  | PVC | 1943 | Yes |  | 2023-05-04 |  | Non-lead
010188 | 222 OLIVIA ST |  | Polytube | Yes |  | 2024-07-08 |  | PVC | 1918 | Yes |  | 2024-07-08 |  | Non-lead
010189 | 220 OLIVIA ST |  | Polytube | Yes |  | 2022-07-13 |  | PVC | 1928 | Yes |  | 2022-07-13 |  | Non-lead
010190 | 226 OLIVIA ST |  | Polytube | Yes |  | 2022-07-13 |  | PVC | 1938 | Yes |  | 2022-07-13 |  | Non-lead
010191 | 324 SOUND DR |  | Polytube | Yes |  | 2022-10-31 |  | PVC | 1959 | Yes |  | 2022-10-31 |  | Non-lead
010192 | L13 B1 117 POINT PLEASANT DR |  | PVC | Yes |  | 2018-08-10 |  | Polytube | 1956 | Yes |  | 2018-08-10 |  | Non-lead
010193 | 35 TRANSYLVANIA AVE |  | Polytube | Yes |  | 2022-10-31 |  | PVC | 1943 | Yes |  | 2022-10-31 |  | Non-lead
010194 | 508 AVENUE E |  | Polytube | Yes |  | 2022-09-29 |  | PVC | 2000 | Yes |  | 2022-09-29 |  | Non-lead
010195 | 1411 GRINNELL ST |  | Polytube | Yes |  | 2024-06-20 |  | PVC | 1958 | Yes |  | 2024-06-20 |  | Non-lead
010196 | 353 BARRY RD |  | Polytube | Yes |  | 2024-06-24 |  | PVC | 1963 | Yes |  | 2024-06-24 |  | Non-lead
010198 | 1011 ANGELA ST |  | Polytube | Yes |  | 2023-02-22 |  | PVC | 1928 | Yes |  | 2023-02-22 |  | Non-lead
010199 | APT REAR 2421 FOGARTY AVE |  | Polytube | Yes |  | 2022-11-03 |  | Copper | 1949 | Yes |  | 2022-11-03 |  | Non-lead
010200 | 3433 RIVIERA DR |  | Polytube | Yes |  | 2022-06-01 |  | PVC | 1958 | Yes |  | 2022-06-01 |  | Non-lead
010201 | 3717 PAULA AVE |  | Polytube | Yes |  | 2022-06-16 |  | Copper | 1961 | Yes |  | 2022-06-16 |  | Non-lead
010202 | 3712 DONALD AVE |  | Copper | Yes |  | 2022-07-21 |  | Copper | 1965 | Yes |  | 2022-07-21 |  | Non-lead
010203 | 3702 DONALD AVE |  | Polytube | Yes |  | 2022-07-21 |  | PVC | 1968 | Yes |  | 2022-07-21 |  | Non-lead
010204 | 501 24TH OCEAN ST |  | Polytube | Yes |  | 2024-05-22 |  | PVC | 1973 | Yes |  | 2024-05-22 |  | Non-lead
010206 | 487 65TH OCEAN ST |  | Polytube | Yes |  | 2023-02-23 |  | PVC | 1959 | Yes |  | 2023-02-23 |  | Non-lead
010207 | 4 LAKE VIEW DR |  | Polytube | Yes |  | 2022-11-17 |  | PVC | 1971 | Yes |  | 2022-11-17 |  | Non-lead
010208 | 268 LINCOLN AVE |  | Polytube | Yes |  | 2023-02-06 |  | PVC | 1963 | Yes |  | 2023-02-06 |  | Non-lead
010209 | 57 HIBISCUS LN |  | Polytube | Yes |  | 2023-01-30 |  | PVC | 1958 | Yes |  | 2023-01-30 |  | Non-lead
010210 | 75 TINGLER LN |  | Polytube | Yes |  | 2022-06-01 |  | PVC | 1959 | Yes |  | 2022-06-01 |  | Non-lead
010211 | 7785 WAHOO DR |  | Polytube | Yes |  | 2023-01-27 |  | PVC | 1959 | Yes |  | 2023-01-27 |  | Non-lead
010212 | 78 TINGLER LN |  | Copper | Yes |  | 2022-12-22 |  | Copper | 1954 | Yes |  | 2022-12-22 |  | Non-lead
010214 | 19686 CANAL DR |  | Polytube | Yes |  | 2023-01-26 |  | PVC | 1958 | Yes |  | 2023-01-26 |  | Non-lead
010215 | 115 SNAPPER CREEK DR |  | Unknown, Non-Lead | Yes |  | 2020-09-08 |  | PVC | 2020 | Yes |  | 2020-09-08 |  | Non-lead
010216 | 118 NAUTILUS DR |  | Polytube | Yes |  | 2022-06-29 |  | PVC | 1971 | Yes |  | 2022-06-29 |  | Non-lead
010217 | 30923 BAY SHORE DR |  | Polytube | Yes |  | 2022-11-17 |  | PVC | 1958 | Yes |  | 2022-11-17 |  | Non-lead
010218 | 5635 4TH AVE |  | Unknown, Non-Lead | Yes |  | 2024-01-08 |  | Unknown, Non-Lead | 2005 | Yes |  | 2024-01-08 |  | Non-lead
010219 | 117 HIBISCUS DR |  | Polytube | Yes |  | 2023-06-30 |  | PVC | 1954 | Yes |  | 2023-06-30 |  | Non-lead
010220 | APT 7 6418 2ND ST |  | Polytube | Yes |  | 2023-03-06 |  | PVC | 1953 | Yes |  | 2023-03-06 |  | Non-lead
010221 | APT 8 6418 2ND ST |  | Polytube | Yes |  | 2023-03-06 |  | PVC | 1953 | Yes |  | 2023-03-06 |  | Non-lead
010222 | 3738 DONALD AVE |  | Polytube | Yes |  | 2022-07-21 |  | PVC | 1965 | Yes |  | 2022-07-21 |  | Non-lead
010223 | 1625 JOHNSON ST |  | Polytube | Yes |  | 2023-04-26 |  | PVC | 1958 | Yes |  | 2023-04-26 |  | Non-lead
010224 | 1519 FLORIDA ST |  | Polytube | Yes |  | 2023-09-12 |  | PVC | 1958 | Yes |  | 2023-09-12 |  | Non-lead
010225 | 710 CHAPMAN LN |  | Polytube | Yes |  | 2022-07-12 |  | PVC | 1923 | Yes |  | 2022-07-12 |  | Non-lead
010226 | 526 ANGELA ST |  | Polytube | Yes |  | 2024-02-26 |  | PVC | 1933 | Yes |  | 2024-02-26 |  | Non-lead
010227 | 3401 RIVIERA DR |  | Copper | Yes |  | 2022-06-01 |  | Copper | 1958 | Yes |  | 2022-06-01 |  | Non-lead
010228 | 3407 RIVIERA DR |  | Copper | Yes |  | 2022-06-01 |  | Copper | 1958 | Yes |  | 2022-06-01 |  | Non-lead
010229 | 3413 RIVIERA DR |  | Copper | Yes |  | 2023-08-22 |  | PVC | 1960 | Yes |  | 2023-08-22 |  | Non-lead
010230 | 3417 RIVIERA DR |  | Copper | Yes |  | 2022-06-01 |  | Copper | 1958 | Yes |  | 2022-06-01 |  | Non-lead
010231 | 659 COLSON DR |  | Polytube | Yes |  | 2023-02-01 |  | PVC | 1963 | Yes |  | 2023-02-01 |  | Non-lead
010232 | 250 GULFVIEW DR |  | Unknown, Non-Lead | Yes |  | 2020-05-18 |  | PVC | 1992 | Yes |  | 2020-05-18 |  | Non-lead
010233 | 116 WILLOW LN |  | Polytube | Yes |  | 2022-06-28 |  | PVC | 1963 | Yes |  | 2022-06-28 |  | Non-lead
010235 | 87963 OLD HWY |  | Polytube | Yes |  | 2022-07-12 |  | PVC | 1955 | Yes |  | 2022-07-12 |  | Non-lead
010236 | 218 PRESTON ST |  | Polytube | Yes |  | 2023-03-27 |  | PVC | 1959 | Yes |  | 2023-03-27 |  | Non-lead
010237 | 128 E RIDGE RD |  | Polytube | Yes |  | 2022-06-10 |  | PVC | 1963 | Yes |  | 2022-06-10 |  | Non-lead
010238 | APT B UP 827 BAPTIST LN |  | Polytube | Yes |  | 2022-07-12 |  | PVC | 1923 | Yes |  | 2022-07-12 |  | Non-lead
010240 | 25112 NORTHSIDE DR |  | Polytube | Yes |  | 2023-04-25 |  | PVC | 1958 | Yes |  | 2023-04-25 |  | Non-lead
010241 | LOTS 7-8 118 SEA LN |  | Polytube | Yes |  | 2022-07-05 |  | PVC | 1957 | Yes |  | 2022-07-05 |  | Non-lead
010242 | 1112 30TH OCEAN ST |  | Polytube | Yes |  | 2022-07-15 |  | PVC | 1956 | Yes |  | 2022-07-15 |  | Non-lead
010243 | 954 30TH OCEAN ST |  | Polytube | Yes |  | 2022-07-15 |  | PVC | 1956 | Yes |  | 2022-07-15 |  | Non-lead
010244 | 943 30TH OCEAN ST |  | Polytube | Yes |  | 2022-07-15 |  | PVC | 1956 | Yes |  | 2022-07-15 |  | Non-lead
010245 | 19545 DATE PALM DR |  | Unknown, Non-Lead | No |  |  |  | Unknown, Non-Lead | 2006 | No |  |  |  | Non-lead
010248 | 1110 TRUMAN AVE |  | Polytube | Yes |  | 2023-03-23 |  | PVC | 1953 | Yes |  | 2023-03-23 |  | Non-lead
010249 | 24971 5TH ST |  | Polytube | Yes |  | 2023-04-24 |  | PVC | 1949 | Yes |  | 2023-04-24 |  | Non-lead
010250 | 12 DOLPHIN RD |  | Polytube | Yes |  | 2022-07-25 |  | PVC | 1958 | Yes |  | 2022-07-25 |  | Non-lead
010251 | 5 CORAL DR |  | Polytube | Yes |  | 2023-05-04 |  | PVC | 1963 | Yes |  | 2023-05-04 |  | Non-lead
010252 | L19 B2 65 SEAGATE BLVD |  | Polytube | Yes |  | 2025-02-20 |  | Copper | 1958 | Yes |  | 2025-02-20 |  | Non-Lead
010254 | 401 FRANCES ST |  | Polytube | Yes |  | 2023-04-04 |  | Unknown | 1933 | Yes |  | 2023-04-04 |  | Lead Status Unknown
010255 | 814 WINDSOR LN |  | Polytube | Yes |  | 2022-09-30 |  | PVC | 1976 | Yes |  | 2022-09-30 |  | Non-lead
010258 | 24986 OVERSEAS HWY |  | Polytube | Yes |  | 2024-07-08 |  | PVC | 1958 | Yes |  | 2024-07-08 |  | Non-lead
010259 | CASTAWAYS RV 70 FATHER TONY WAY |  | Polytube | Yes |  | 2023-06-28 |  | PVC | 1958 | Yes |  | 2023-06-28 |  | Non-lead
010260 | 1401 SIMONTON ST |  | Unknown, Non-Lead | Yes |  | 2024-06-24 |  | PVC | 2006 | Yes |  | 2024-06-24 |  | Non-lead
010262 | 8063 PORPOISE DR |  | Polytube | Yes |  | 2023-02-07 |  | PVC | 1959 | Yes |  | 2023-02-07 |  | Non-lead
010264 | REAR 527 FLEMING ST |  | Polytube | Yes |  | 2022-12-28 |  | PVC | 1928 | Yes |  | 2022-12-28 |  | Non-lead
010265 | 318 46TH ST |  | Polytube | Yes |  | 2023-04-25 |  | PVC | 1958 | Yes |  | 2023-04-25 |  | Non-lead
010266 | 826 TERRY LN |  | Polytube | Yes |  | 2022-06-27 |  | PVC | 1918 | Yes |  | 2022-06-27 |  | Non-lead
010269 | 30920 BAILEYS LANE |  | Polytube | Yes |  | 2022-11-28 |  | PVC | 1953 | Yes |  | 2022-11-28 |  | Non-lead
010270 | COMMON AREA 700 CATHERINE ST |  | PVC | Yes |  | 2024-03-20 |  | PVC | 1963 | Yes |  | 2024-03-20 |  | Non-lead
010271 | 3101 N ROOSEVELT BLVD |  | PVC | Yes |  | 2022-05-18 |  | PVC | 1978 | Yes |  | 2022-05-18 |  | Non-lead
010272 | 817 PEARL ST |  | Polytube | Yes |  | 2022-08-29 |  | PVC | 1943 | Yes |  | 2022-08-29 |  | Non-lead
010274 | 11088 1ST GULF AVE |  | Copper | Yes |  | 2022-11-22 |  | PVC | 1958 | Yes |  | 2022-11-22 |  | Non-lead
010276 | 1805 BLANCHE ST |  | Polytube | Yes |  | 2023-04-04 |  | PVC | 1956 | Yes |  | 2023-04-04 |  | Non-lead
010277 | 2518 SEIDENBERG AVE |  | Copper | Yes |  | 2022-08-18 |  | PVC | 1958 | Yes |  | 2022-08-18 |  | Non-lead
010278 | 1 PIRATES DR |  | Polytube | Yes |  | 2023-01-30 |  | PVC | 1960 | Yes |  | 2023-01-30 |  | Non-lead
010279 | 34 PIRATES DR |  | Polytube | Yes |  | 2023-01-30 |  | Polytube | 1957 | Yes |  | 2023-01-30 |  | Non-lead
010280 | 160 HARBORVIEW DR |  | Polytube | Yes |  | 2023-01-30 |  | PVC | 1957 | Yes |  | 2023-01-30 |  | Non-lead
010283 | 1104 GRAND ST |  | Polytube | Yes |  | 2023-02-01 |  | PVC | 1963 | Yes |  | 2023-02-01 |  | Non-lead
010284 | 187 HARBORVIEW DR |  | Polytube | Yes |  | 2022-10-12 |  | PVC | 1953 | Yes |  | 2022-10-12 |  | Non-lead
010285 | 8 LAUDERDALE DR |  | Copper | Yes |  | 2023-02-06 |  | PVC | 1954 | Yes |  | 2023-02-06 |  | Non-lead
010286 | 300 BUTTONWOOD CIR |  | Polytube | Yes |  | 2023-02-02 |  | PVC | 1959 | Yes |  | 2023-02-02 |  | Non-lead
010287 | 2800 YELLOWTAIL DR |  | Polytube | Yes |  | 2024-05-20 |  | PVC | 1973 | Yes |  | 2024-05-20 |  | Non-lead
010288 | 934 936 &938 68TH OC ST |  | Polytube | Yes |  | 2023-02-27 |  | PVC |  | Yes |  | 2023-02-27 |  | Non-lead
010289 | 1110 100TH OCEAN ST |  | Polytube | Yes |  | 2023-04-25 |  | PVC | 1958 | Yes |  | 2023-04-25 |  | Non-lead
010290 | 11745 3RD OCEAN AVE |  | Polytube | Yes |  | 2022-07-26 |  | PVC | 1958 | Yes |  | 2022-07-26 |  | Non-lead
010291 | 158 GULFVIEW DR |  | Polytube | Yes |  | 2022-06-29 |  | PVC | 1973 | Yes |  | 2022-06-29 |  | Non-lead
010292 | 493 69TH OCEAN ST |  | Polytube | Yes |  | 2023-11-30 |  | PVC | 1958 | Yes |  | 2023-11-30 |  | Non-lead
010293 | 997 91ST OCEAN CT |  | Polytube | Yes |  | 2023-03-28 |  | PVC | 1984 | Yes |  | 2023-03-28 |  | Non-lead
010294 | 171 ORANGE AVE |  | Polytube | Yes |  | 2022-10-22 |  | PVC | 1958 | Yes |  | 2022-10-22 |  | Non-lead
010295 | #1 83303 OVERSEAS HWY |  | Polytube | Yes |  | 2023-01-06 |  | PVC | 1994 | Yes |  | 2023-01-06 |  | Non-lead
010296 | 52 BUTTONWOOD DR |  | Polytube | Yes |  | 2022-11-17 |  | PVC | 1955 | Yes |  | 2022-11-17 |  | Non-lead
010297 | DOWN 913 LOBSTER LN |  | Polytube | Yes |  | 2024-08-13 |  | PVC | 1958 | Yes |  | 2024-08-13 |  | Non-lead
010298 | APT 1 6417 2ND TER |  | Polytube | Yes |  | 2023-01-06 |  | PVC | 1953 | Yes |  | 2023-01-06 |  | Non-lead
010299 | TRT B 92610 OVERSEAS HWY |  | Copper | Yes |  | 2023-02-14 |  | PVC | 1968 | Yes |  | 2023-02-14 |  | Non-lead
010300 | 605 PETRONIA ST |  | Polytube | Yes |  | 2023-01-25 |  | PVC | 1923 | Yes |  | 2023-01-25 |  | Non-lead
010301 | APT 205 751 73RD ST OCEAN |  | Unknown, Non-Lead | Yes |  | 2021-02-16 |  | Unknown, Non-Lead | 2016 | Yes |  | 2021-02-16 |  | Non-lead
010302 | 349 BUTTONWOOD SHORES DR |  | Polytube | Yes |  | 2023-01-30 |  | PVC | 1958 | Yes |  | 2023-01-30 |  | Non-lead
010303 | 141 POINTVIEW RD |  | Polytube | Yes |  | 2024-01-11 |  | PVC | 1953 | Yes |  | 2024-01-11 |  | Non-lead
010304 | 58 BUTTONWOOD DR |  | Polytube | Yes |  | 2024-06-26 |  | PVC | 1955 | Yes |  | 2024-06-26 |  | Non-lead
010305 | 11 PARK DR |  | Polytube | Yes |  | 2022-10-19 |  | Polytube | 1955 | Yes |  | 2022-10-19 |  | Non-lead
010306 | 38 BEACH DR |  | Polytube | Yes |  | 2024-02-22 |  | PVC | 1977 | Yes |  | 2024-02-22 |  | Non-lead
010307 | 11 PALM DR |  | Polytube | Yes |  | 2022-07-29 |  | PVC | 1980 | Yes |  | 2022-07-29 |  | Non-lead
010308 | 3305 RIVIERA DR |  | Copper | Yes |  | 2022-06-01 |  | Copper | 1958 | Yes |  | 2022-06-01 |  | Non-lead
010309 | 3311 RIVIERA DR |  | Copper | Yes |  | 2024-03-20 |  | Copper | 1958 | Yes |  | 2024-03-20 |  | Non-lead
010310 | 3304 FLAGLER AVE |  | Polytube | Yes |  | 2022-07-07 |  | Copper | 1958 | Yes |  | 2022-07-07 |  | Non-lead
010311 | 68450 OVERSEAS HWY |  | Polytube | Yes |  | 2022-07-05 |  | PVC | 1968 | Yes |  | 2022-07-05 |  | Non-lead
010312 | 100 LIST St |  | Polytube | Yes |  | 2022-06-22 |  | PVC | 1950 | Yes |  | 2022-06-22 |  | Non-lead
010315 | 128 AREGOOD LN |  | Polytube | Yes |  | 2023-12-18 |  | PVC |  | Yes |  | 2023-12-18 |  | Non-lead
010316 | 102 GULFVIEW DR |  | Polytube | Yes |  | 2022-06-29 |  | PVC | 1953 | Yes |  | 2022-06-29 |  | Non-lead
010317 | 321 5TH ST |  | Copper | Yes |  | 2023-08-10 |  | PVC | 1959 | Yes |  | 2023-08-10 |  | Non-lead
010318 | 825 51ST GULF ST |  | Polytube | Yes |  | 2022-10-20 |  | Polytube | 1959 | Yes |  | 2022-10-20 |  | Non-Lead
010319 | 7 125TH GULF ST |  | Polytube | Yes |  | 2023-10-13 |  | PVC | 1961 | Yes |  | 2023-10-13 |  | Non-lead
010320 | 1673 74TH OCEAN ST |  | Polytube | Yes |  | 2024-08-16 |  | PVC | 1967 | Yes |  | 2024-08-16 |  | Non-lead
010321 | 665 46TH GULF ST |  | Polytube | Yes |  | 2024-04-08 |  | Polytube | 1953 | Yes |  | 2024-04-08 |  | Non-lead
010322 | 298 72ND ST OCEAN |  | PVC | Yes |  | 2023-02-27 |  | PVC | 1961 | Yes |  | 2023-02-27 |  | Non-lead
010323 | 316 JULIA ST |  | Polytube | Yes |  | 2024-03-08 |  | PVC | 2016 | Yes |  | 2024-03-08 |  | Non-lead
010324 | APT 2 1621 JOSEPHINE ST |  | Polytube | Yes |  | 2022-10-19 |  | Copper | 1963 | Yes |  | 2022-10-19 |  | Non-lead
010325 | APT 1 1621 JOSEPHINE ST |  | Copper | Yes |  | 2023-05-11 |  | PVC | 1963 | Yes |  | 2023-05-11 |  | Non-lead
010326 | APT 3 1621 JOSEPHINE ST |  | Polytube | Yes |  | 2022-10-19 |  | Copper | 1963 | Yes |  | 2022-10-19 |  | Non-lead
010327 | APT 4 1621 JOSEPHINE ST |  | Polytube | Yes |  | 2022-10-19 |  | Copper | 1963 | Yes |  | 2022-10-19 |  | Non-lead
010328 | 304 SOUND DR |  | Polytube | Yes |  | 2022-10-31 |  | PVC | 1954 | Yes |  | 2022-10-31 |  | Non-lead
010329 | 123 POINT PLEASANT DR |  | Polytube | Yes |  | 2023-01-31 |  | PVC | 1961 | Yes |  | 2023-01-31 |  | Non-lead
010330 | 139 HARBORVIEW DR |  | Polytube | Yes |  | 2024-06-26 |  | PVC | 1959 | Yes |  | 2024-06-26 |  | Non-lead
010331 | 16 S AIRPORT DR |  | Polytube | Yes |  | 2024-05-30 |  | PVC | 1958 | Yes |  | 2024-05-30 |  | Non-lead
010332 | N 1/2 L . CARROLL ST |  | Unknown, Non-Lead | No |  |  |  | Unknown, Non-Lead | 2021 | No |  |  |  | Non-lead
010333 | 151 COCOA DR |  | Polytube | Yes |  | 2022-06-10 |  | PVC | 1961 | Yes |  | 2022-06-10 |  | Non-lead
010334 | 14 SHORE DR |  | Unknown, Non-Lead | Yes |  | 2022-05-05 |  | Unknown, Non-Lead | 2019 | Yes |  | 2022-05-05 |  | Non-lead
010335 | 737 24TH ST OCEAN |  | Unknown, Non-Lead | Yes |  | 2019-02-01 |  | PVC | 2007 | Yes |  | 2019-02-01 |  | Non-lead
010336 | 1205 OCEANVIEW AVE |  | Polytube | Yes |  | 2022-12-28 |  | PVC | 1984 | Yes |  | 2022-12-28 |  | Non-lead
010337 | 30910 WHITTERS LANE |  | Polytube | Yes |  | 2022-11-28 |  | Polytube | 1977 | Yes |  | 2022-11-28 |  | Non-lead
010338 | 24863 PARK DR |  | Polytube | Yes |  | 2024-08-27 |  | PVC | 1956 | Yes |  | 2024-08-27 |  | Non-lead
010339 | 171 HARBORVIEW DR/CN |  | Polytube | Yes |  | 2023-01-30 |  | PVC | 1958 | Yes |  | 2023-01-30 |  | Non-lead
010340 | 156 HARBORVIEW DR |  | Polytube | Yes |  | 2024-07-24 |  | PVC | 1961 | Yes |  | 2024-07-24 |  | Non-lead
010341 | 19 BOWEN DR |  | Polytube | Yes |  | 2022-07-25 |  | PVC | 1975 | Yes |  | 2022-07-25 |  | Non-lead
010343 | 98150 OVERSEAS HWY LOY 1&2 |  | Polytube | Yes |  | 2023-01-30 |  | PVC | 1958 | Yes |  | 2023-01-30 |  | Non-lead
010344 | 101 OLEANDER CIR |  | Polytube | Yes |  | 2023-10-04 |  | PVC | 1959 | Yes |  | 2023-10-04 |  | Non-lead
010345 | 254 SUNSET DR |  | Polytube | Yes |  | 2019-07-16 |  | PVC | 2020 | Yes |  | 2019-07-16 |  | Non-lead
010346 | 108 CARROLL ST |  | Polytube | Yes |  | 2022-06-27 |  | PVC | 1957 | Yes |  | 2022-06-27 |  | Non-lead
010348 | 58477 MORTON STREET |  | Polytube | Yes |  | 2024-03-13 |  | Polytube | 1962 | Yes |  | 2024-03-13 |  | Non-lead
010349 | 1235 101ST OCEAN ST |  | Polytube | Yes |  | 2024-08-19 |  | PVC | 1968 | Yes |  | 2024-08-19 |  | Non-lead
010350 | APT 104 751 73RD ST OCEAN |  | Unknown, Non-Lead | Yes |  | 2017-06-14 |  | Unknown, Non-Lead | 2016 | Yes |  | 2017-06-14 |  | Non-lead
010351 | 351 5TH LS ST |  | Unknown | Yes |  | 2022-10-22 |  | None | 1958 | Yes |  | 2022-10-22 |  | No Service Line
010352 | 351 5TH ST |  | Copper | Yes |  | 2023-06-22 |  | PVC | 1958 | Yes |  | 2023-06-22 |  | Non-lead
010353 | OCEAN 270 83RD ST |  | Polytube | Yes |  | 2024-05-20 |  | PVC | 1982 | Yes |  | 2024-05-20 |  | Non-lead
010355 | 133 SNAPPER CREEK DR |  | Polytube | Yes |  | 2022-06-27 |  | PVC | 1984 | Yes |  | 2022-06-27 |  | Non-lead
010357 | 902 ESTALL ST |  | Polytube | Yes |  | 2023-02-01 |  | PVC | 1957 | Yes |  | 2023-02-01 |  | Non-lead
010358 | 79 TINGLER ISLAND |  | Polytube | Yes |  | 2022-10-19 |  | PVC | 1968 | Yes |  | 2022-10-19 |  | Non-lead
010360 | 324 PETRONIA ST |  | Polytube | Yes |  | 2023-05-04 |  | Copper | 1943 | Yes |  | 2023-05-04 |  | Non-lead
010361 | UNIT 101 811 WASHINGTON ST |  | Unknown, Non-Lead | Yes |  | 2020-02-14 |  | PVC | 2007 | Yes |  | 2020-02-14 |  | Non-lead
010362 | B2 311 BUTTONWOOD DR |  | Polytube | Yes |  | 2023-01-31 |  | PVC | 1958 | Yes |  | 2023-01-31 |  | Non-lead
010363 | 24 BEACH DR |  | Unknown | Yes |  | 2022-05-12 |  | Unknown | 2002 | Yes |  | 2022-05-12 |  | Lead Status Unknown
010365 | 2712 STAPLES AVE |  | Copper | Yes |  | 2022-07-20 |  | PVC | 1957 | Yes |  | 2022-07-20 |  | Non-lead
010367 | 88545 OLD STATE RD |  | Galvanized | Yes |  | 2022-06-15 |  | Unknown | 1981 | Yes |  | 2022-06-15 |  | Lead Status Unknown
010368 | 106 JOHNSON RD |  | Polytube | Yes |  | 2022-06-27 |  | PVC | 1960 | Yes |  | 2022-06-27 |  | Non-lead
010369 | 159 HIBISCUS ST |  | Polytube | Yes |  | 2022-06-16 |  | PVC | 1960 | Yes |  | 2022-06-16 |  | Non-lead
010370 | MM 65.7 BAYSIDE 65651 OVERSEAS HWY |  | PVC | Yes |  | 2023-10-03 |  | PVC | 1987 | Yes |  | 2022-11-30 |  | Non-lead
010371 | 1701 JOHNSON ST |  | Polytube | Yes |  | 2022-06-17 |  | PVC | 1928 | Yes |  | 2022-06-17 |  | Non-lead
010372 | 1100 JOHNSON ST |  | Polytube | Yes |  | 2022-11-03 |  | PVC | 1959 | Yes |  | 2022-11-03 |  | Non-lead
010373 | 120 5TH ST |  | Copper | Yes |  | 2022-10-22 |  | PVC | 1959 | Yes |  | 2022-10-22 |  | Non-lead
010374 | 110 5TH ST |  | Polytube | Yes |  | 2022-07-11 |  | PVC | 1959 | Yes |  | 2022-07-11 |  | Non-lead
010375 | 100 5TH ST |  | Polytube | Yes |  | 2022-10-22 |  | PVC | 1959 | Yes |  | 2022-10-22 |  | Non-lead
010376 | 481 22ND St |  | Polytube | Yes |  | 2022-12-14 |  | PVC | 1969 | Yes |  | 2022-12-14 |  | Non-lead
010377 | 745 24TH OCEAN ST |  | Polytube | Yes |  | 2022-05-24 |  | PVC | 1964 | Yes |  | 2022-05-24 |  | Non-lead
010379 | 217 GASPARILLA DR |  | Polytube | Yes |  | 2023-01-31 |  | PVC | 1956 | Yes |  | 2023-01-31 |  | Non-lead
010380 | 29 SUNSET RD |  | Polytube | Yes |  | 2022-07-21 |  | PVC | 1954 | Yes |  | 2022-07-21 |  | Non-lead
010381 | 98070 OVERSEAS HWY US 1 NO |  | Polytube | Yes |  | 2023-05-04 |  | PVC | 1944 | Yes |  | 2023-05-04 |  | Non-lead
010382 | 234 GULFVIEW DR |  | Unknown, Non-Lead | Yes |  | 2022-12-20 |  | Copper | 2000 | Yes |  | 2022-12-20 |  | Non-lead
010384 | 12 PEN KEY CLUB |  | Polytube | Yes |  | 2022-06-22 |  | PVC | 1952 | Yes |  | 2022-06-22 |  | Non-lead
010385 | 124 AREGOOD LN |  | Polytube | Yes |  | 2022-06-15 |  | PVC |  | Yes |  | 2022-06-15 |  | Non-lead
010387 | 9 PEN KEY CLUB |  | Polytube | Yes |  | 2022-06-23 |  | PVC | 1952 | Yes |  | 2022-06-23 |  | Non-lead
010388 | 1302 11TH ST |  | Polytube | Yes |  | 2024-08-08 |  | PVC | 1953 | Yes |  | 2024-08-08 |  | Non-lead
010389 | 441 AVENUE A |  | Unknown, Non-Lead | Yes |  | 2021-05-12 |  | Unknown, Non-Lead | 2014 | Yes |  | 2021-05-12 |  | Non-lead
010391 | 1/2 609 MARGARET ST |  | Polytube | Yes |  | 2023-01-31 |  | PVC | 1938 | Yes |  | 2023-01-31 |  | Non-lead
010392 | 2 SHORE DR |  | Polytube | Yes |  | 2023-04-06 |  | PVC | 1958 | Yes |  | 2023-04-06 |  | Non-lead
010393 | A 725 74TH OCEAN ST |  | Polytube | Yes |  | 2024-04-18 |  | PVC | 1944 | Yes |  | 2024-04-18 |  | Non-lead
010394 | 7985 GULFSTREAM BLVD |  | Polytube | Yes |  | 2023-01-26 |  | PVC | 1958 | Yes |  | 2023-01-26 |  | Non-lead
010395 | 1080 W 122ND OCEAN ST |  | Polytube | Yes |  | 2024-09-25 |  | PVC | 1958 | Yes |  | 2024-09-25 |  | Non-lead
010397 | 2892 OVERSEAS HWY |  | Polytube | Yes |  | 2024-04-29 |  | PVC | 1948 | Yes |  | 2024-04-29 |  | Non-lead
010398 | 2898 OVERSEAS HWY |  | Polytube | Yes |  | 2024-02-07 |  | PVC | 1948 | Yes |  | 2024-02-07 |  | Non-lead
010399 | 2920 OVERSEAS HWY |  | Polytube | Yes |  | 2024-04-29 |  | PVC | 1948 | Yes |  | 2024-04-29 |  | Non-lead
010400 | 2940 OVERSEAS HWY |  | Polytube | Yes |  | 2022-11-29 |  | PVC | 1948 | Yes |  | 2022-11-29 |  | Non-lead
010401 | 2960 OVERSEAS HWY |  | Polytube | Yes |  | 2024-04-29 |  | PVC | 1948 | Yes |  | 2024-04-29 |  | Non-lead
010403 | 101/103 CANAL ST |  | Polytube | Yes |  | 2022-06-23 |  | PVC | 1963 | Yes |  | 2022-06-23 |  | Non-lead
010404 | 19 BOULDER DR |  | Polytube | Yes |  | 2023-08-30 |  | PVC | 1979 | Yes |  | 2023-08-30 |  | Non-lead
010405 | 2820 FOGARTY AVE |  | Copper | Yes |  | 2024-07-31 |  | Copper | 1958 | Yes |  | 2024-07-31 |  | Non-lead
010406 | 2824 FOGARTY AVE |  | Copper | Yes |  | 2024-08-05 |  | Copper | 1958 | Yes |  | 2024-08-05 |  | Non-lead
010407 | 2828 FOGARTY AVE |  | Polytube | Yes |  | 2024-07-31 |  | PVC | 1958 | Yes |  | 2024-07-31 |  | Non-lead
010408 | 1202 11TH ST |  | Polytube | Yes |  | 2022-09-30 |  | PVC | 1958 | Yes |  | 2022-09-30 |  | Non-lead
010409 | 2827 FOGARTY AVE |  | Copper | Yes |  | 2024-07-31 |  | PVC | 1958 | Yes |  | 2024-07-31 |  | Non-lead
010410 | 2823 FOGARTY AVE |  | Copper | Yes |  | 2022-11-16 |  | PVC | 1958 | Yes |  | 2022-11-16 |  | Non-lead
010411 | 1228 11TH ST |  | Polytube | Yes |  | 2024-08-05 |  | Copper | 1958 | Yes |  | 2024-08-05 |  | Non-lead
010412 | 2828 PATTERSON AVE |  | Polytube | Yes |  | 2024-06-28 |  | PVC | 1958 | Yes |  | 2024-06-28 |  | Non-lead
010413 | 2819 FOGARTY AVE |  | Copper | Yes |  | 2023-06-15 |  | PVC | 1958 | Yes |  | 2023-06-15 |  | Non-lead
010414 | 900 101ST St |  | Polytube | Yes |  | 2024-02-28 |  | PVC | 1973 | Yes |  | 2024-02-28 |  | Non-lead
010417 | 24863 OVERSEAS HWY |  | Polytube | Yes |  | 2023-04-25 |  | PVC |  | Yes |  | 2023-04-25 |  | Non-lead
010418 | 30950 WITTERS LN |  | Polytube | Yes |  | 2022-11-17 |  | PVC | 1958 | Yes |  | 2022-11-17 |  | Non-lead
010419 | APT 2 DOWN 1122 WATSON ST |  | Polytube | Yes |  | 2023-03-23 |  | Polytube | 1948 | Yes |  | 2023-03-23 |  | Non-lead
010420 | 721 GROUPER LN |  | Polytube | Yes |  | 2022-09-20 |  | PVC | 1982 | Yes |  | 2022-09-20 |  | Non-lead
010422 | 83000 OVERSEAS HWY |  | Polytube | Yes |  | 2022-06-22 |  | PVC | 1951 | Yes |  | 2022-06-22 |  | Non-lead
010423 | 103 KEY HEIGHTS DR |  | Unknown, Non-Lead | Yes |  | 2018-04-13 |  | PVC | 2014 | Yes |  | 2018-04-13 |  | Non-lead
010424 | 135 INDIAN MOUND TR |  | Polytube | Yes |  | 2022-06-03 |  | PVC | 1977 | Yes |  | 2022-06-03 |  | Non-lead
010425 | 164 AREGOOD LN |  | Polytube | Yes |  | 2023-12-28 |  | PVC | 2012 | Yes |  | 2023-12-28 |  | Non-lead
010426 | FISHING 85920 OVERSEAS HWY |  | Polytube | Yes |  | 2022-06-21 |  | PVC | 1957 | Yes |  | 2022-06-21 |  | Non-lead
010427 | 3341 RIVIERA DR |  | Copper | Yes |  | 2022-06-01 |  | Polytube | 1958 | Yes |  | 2022-06-01 |  | Non-lead
010428 | 1320 73RD OCEAN ST |  | Polytube | Yes |  | 2023-03-07 |  | PVC | 1959 | Yes |  | 2023-03-07 |  | Non-lead
010429 | 420 E OCEAN Dr |  | Polytube | Yes |  | 2023-06-21 |  | PVC | 1959 | Yes |  | 2023-06-21 |  | Non-lead
010430 | 282 6TH ST |  | Unknown, Non-Lead | Yes |  | 2023-05-31 |  | Unknown, Non-Lead | 2005 | Yes |  | 2023-05-31 |  | Non-lead
010431 | RS 410 E OCEAN DR |  | Polytube | Yes |  | 2024-07-26 |  | PVC | 1961 | Yes |  | 2024-07-26 |  | Non-lead
010432 | OCEAN 825 65TH ST |  | Polytube | Yes |  | 2023-09-15 |  | PVC | 1958 | Yes |  | 2023-09-15 |  | Non-lead
010434 | 66 TARPON AVE |  | Polytube | Yes |  | 2022-07-25 |  | PVC | 1953 | Yes |  | 2022-07-25 |  | Non-lead
010435 | 61 CUNNINGHAM LANE |  | Polytube | Yes |  | 2024-09-09 |  | PVC | 1973 | Yes |  | 2024-09-09 |  | Non-lead
010436 | APT 2 6 W CIRCLE DR |  | Polytube | Yes |  | 2022-11-30 |  | PVC | 1954 | Yes |  | 2022-11-30 |  | Non-lead
010437 | 1514 ASHBY ST |  | Polytube | Yes |  | 2023-04-26 |  | PVC | 1958 | Yes |  | 2023-04-26 |  | Non-lead
010438 | 1634 JOHNSON ST |  | Polytube | Yes |  | 2023-04-26 |  | PVC | 1958 | Yes |  | 2023-04-26 |  | Non-lead
010439 | 74 HIBISCUS LN |  | Polytube | Yes |  | 2023-01-30 |  | PVC | 1973 | Yes |  | 2023-01-30 |  | Non-lead
010440 | 31 SNAPPER AVE |  | Polytube | Yes |  | 2022-09-06 |  | PVC | 1958 | Yes |  | 2022-09-06 |  | Non-lead
010441 | 33 N CHANNEL DR |  | Polytube | Yes |  | 2022-10-26 |  | PVC | 1972 | Yes |  | 2022-10-26 |  | Non-lead
010442 | MOOSE LODGE 98826 OVERSEAS HWY |  | Polytube | Yes |  | 2023-01-30 |  | PVC | 1947 | Yes |  | 2023-01-30 |  | Non-lead
010443 | 51 SNAPPER AVE |  | Polytube | Yes |  | 2022-10-31 |  | PVC | 1957 | Yes |  | 2022-10-31 |  | Non-lead
010444 | 5220 OVERSEAS HWY |  | Polytube | Yes |  | 2023-03-07 |  | PVC | 1958 | Yes |  | 2023-03-07 |  | Non-lead
010445 | 24943 PARK DR |  | Polytube | Yes |  | 2022-07-05 |  | PVC | 1956 | Yes |  | 2022-07-05 |  | Non-lead
010446 | 804 THOMAS ST |  | Polytube | Yes |  | 2023-05-04 |  | PVC | 1929 | Yes |  | 2023-05-04 |  | Non-lead
010448 | 1472 74TH ST OCEAN |  | Polytube | Yes |  | 2023-08-23 |  | PVC | 1970 | Yes |  | 2023-08-23 |  | Non-lead
010450 | 10 DOLPHIN RD |  | Polytube | Yes |  | 2023-03-06 |  | PVC | 1958 | Yes |  | 2023-03-06 |  | Non-lead
010451 | #A 6135 3RD & MCDONALD A ST |  | Unknown, Non-Lead | No |  |  |  | No Piping | 1975 | No |  |  |  | Non-lead
010452 | 1802 STAPLES AVE |  | Polytube | Yes |  | 2023-04-26 |  | PVC | 1958 | Yes |  | 2023-04-26 |  | Non-lead
010454 | 29 N CHANNEL DR |  | Polytube | Yes |  | 2022-12-05 |  | Copper | 1959 | Yes |  | 2022-12-05 |  | Non-lead
010455 | 917 LOBSTER LN |  | Polytube | Yes |  | 2022-06-03 |  | PVC | 1959 | Yes |  | 2022-06-03 |  | Non-lead
010456 | 1005 SNAPPER TR A LN |  | Polytube | Yes |  | 2023-06-02 |  | PVC | 1975 | Yes |  | 2023-06-02 |  | Non-lead
010457 | 37 N MARLIN AVE |  | Polytube | Yes |  | 2023-05-04 |  | PVC | 1958 | Yes |  | 2023-05-04 |  | Non-lead
010460 | B 550 122ND OCEAN ST |  | Polytube | Yes |  | 2022-08-19 |  | PVC | 1968 | Yes |  | 2022-08-19 |  | Non-lead
010461 | A 550 122ND OCEAN ST |  | Unknown | No |  |  |  | None | 1968 | No |  |  |  | No Service Line
010465 | #9 36 BEACH DR |  | Polytube | Yes |  | 2022-08-23 |  | PVC | 2011 | Yes |  | 2022-08-23 |  | Non-lead
010466 | 425 AVE D |  | Unknown, Non-Lead | No |  |  |  | Polytube | 2005 | No |  |  |  | Non-lead
010467 | 133 NAVAJO ST |  | Unknown, Non-Lead | No |  |  |  | Unknown, Non-Lead | 1989 | No |  |  |  | Non-lead
010468 | 33 CACTUS DR |  | Polytube | Yes |  | 2023-07-18 |  | PVC | 1964 | Yes |  | 2023-07-18 |  | Non-lead
010470 | 129 OCEAN BAY DR |  | Unknown, Non-Lead | No |  |  |  | Unknown, Non-Lead | 2018 | No |  |  |  | Non-lead
010471 | APT 3 805 WADDELL AVE |  | Polytube | Yes |  | 2024-07-11 |  | PVC | 1958 | Yes |  | 2024-07-11 |  | Non-lead
010472 | APT 4 UP 805 WADDELL AVE |  | PVC | Yes |  | 2023-04-25 |  | Copper | 1958 | Yes |  | 2023-04-25 |  | Non-lead
010473 | APT 2 805 WADDELL AVE |  | PVC | Yes |  | 2023-04-25 |  | Copper | 1958 | Yes |  | 2023-04-25 |  | Non-lead
010475 | 122 PARKER DR |  | Polytube | Yes |  | 2022-06-22 |  | PVC | 1968 | Yes |  | 2022-06-22 |  | Non-lead
010476 | 113 JEROME AVE |  | Polytube | Yes |  | 2022-06-22 |  | PVC | 1958 | Yes |  | 2022-06-22 |  | Non-lead
010477 | 117 S HAMMOCK RD |  | Polytube | Yes |  | 2022-06-23 |  | PVC | 1958 | Yes |  | 2022-06-23 |  | Non-lead
010479 | 24833 PARK DR |  | Polytube | Yes |  | 2024-07-29 |  | PVC | 1956 | Yes |  | 2024-07-29 |  | Non-lead
010480 | 24963 PARK DR |  | Polytube | Yes |  | 2023-04-25 |  | PVC | 1956 | Yes |  | 2023-04-25 |  | Non-lead
010482 | APT 2 2622 STAPLES AVE |  | Polytube | Yes |  | 2022-05-16 |  | PVC | 1963 | Yes |  | 2022-05-16 |  | Non-lead
010484 | FRONT 903 DUVAL ST |  | Polytube | Yes |  | 2022-08-31 |  | PVC | 1923 | Yes |  | 2022-08-31 |  | Non-lead
010485 | APT 1 901 DUVAL ST |  | Polytube | Yes |  | 2022-08-31 |  | PVC | 1948 | Yes |  | 2022-08-31 |  | Non-lead
010486 | L12 69 SILVER SPRINGS DR |  | Polytube | Yes |  | 2022-05-20 |  | PVC | 1958 | Yes |  | 2022-05-20 |  | Non-lead
010487 | L11B16 30 ORANGE DR |  | Polytube | Yes |  | 2022-05-17 |  | PVC | 1958 | Yes |  | 2022-05-17 |  | Non-lead
010489 | 3124 OVERSEAS HWY |  | Polytube | Yes |  | 2023-08-21 |  | PVC | 1938 | Yes |  | 2023-08-21 |  | Non-lead
010491 | 3725 PAULA AVE |  | Polytube | Yes |  | 2022-05-18 |  | PVC | 1965 | Yes |  | 2022-05-18 |  | Non-lead
010493 | 23951 HENRY ST |  | Polytube | Yes |  | 2025-08-21 |  | PVC | 2000 | Yes |  | 2025-08-21 |  | Non-lead
010494 | 301 SIMONTON ST |  | Unknown | Yes |  | 2024-07-08 |  | Unknown | 1978 | Yes |  | 2024-07-08 |  | Lead Status Unknown
010495 | 321 SOUND DR |  | Polytube | Yes |  | 2022-10-31 |  | PVC | 1957 | Yes |  | 2022-10-31 |  | Non-lead
010497 | 414 AVE A |  | Polytube | Yes |  | 2023-09-06 |  | PVC | 1959 | Yes |  | 2023-09-06 |  | Non-lead
010499 | 10694 AVIATION BLVD |  | Unknown, Non-Lead | Yes |  | 2023-10-13 |  | Unknown, Non-Lead | 1993 | Yes |  | 2023-10-13 |  | Non-lead
010501 | 18 SHORE DR |  | Unknown, Non-Lead | No |  |  |  | Unknown, Non-Lead | 1988 | No |  |  |  | Non-lead
010502 | MOTEL SUGARLOAF . BAT TOWER RD |  | Polytube | Yes |  | 2023-05-04 |  | PVC | 1903 | Yes |  | 2023-05-04 |  | Non-lead
010503 | DOWN #A 1008 SEMINARY ST |  | Polytube | Yes |  | 2022-10-31 |  | PVC | 1938 | Yes |  | 2022-10-31 |  | Non-lead
010504 | 3421 RIVIERA DR |  | Copper | Yes |  | 2022-06-01 |  | PVC | 1958 | Yes |  | 2022-06-01 |  | Non-lead
010505 | 23941 HENRY ST |  | Unknown, Non-Lead | Yes |  | 2020-02-13 |  | Unknown, Non-Lead | 2002 | Yes |  | 2020-02-13 |  | Non-lead
010506 | 33 BAY DR |  | Polytube | Yes |  | 2024-04-02 |  | PVC | 1955 | Yes |  | 2024-04-02 |  | Non-lead
010508 | 198 LOWE ST |  | Polytube | Yes |  | 2023-01-30 |  | PVC | 1957 | Yes |  | 2023-01-30 |  | Non-lead
010509 | 24 HIBISCUS LN |  | Polytube | Yes |  | 2023-01-30 |  | PVC | 1962 | Yes |  | 2023-01-30 |  | Non-lead
010511 | 17235 KINGFISH LN E |  | Unknown, Non-Lead | No |  |  |  | Unknown, Non-Lead | 1996 | No |  |  |  | Non-lead
010513 | 3357 RIVIERA DR |  | Copper | Yes |  | 2022-06-01 |  | PVC | 1958 | Yes |  | 2022-06-01 |  | Non-lead
010514 | 225 OLIVIA ST |  | Polytube | Yes |  | 2022-07-13 |  | PVC | 1918 | Yes |  | 2022-07-13 |  | Non-lead
010515 | 3439 RIVIERA DR |  | Polytube | Yes |  | 2022-06-01 |  | PVC | 1957 | Yes |  | 2022-06-01 |  | Non-lead
010516 | 6620 MALONEY AVE |  | Unknown, Non-Lead | Yes |  | 2022-03-29 |  | PVC | 2008 | Yes |  | 2022-03-29 |  | Non-lead
010517 | 247 W SHORE DR |  | Polytube | Yes |  | 2023-04-25 |  | PVC | 1963 | Yes |  | 2023-04-25 |  | Non-lead
010518 | 701 SOUTHARD ST |  | Polytube | Yes |  | 2023-03-06 |  | PVC | 1933 | Yes |  | 2023-03-06 |  | Non-lead
010519 | 88785 OVERSEAS HWY |  | Polytube | Yes |  | 2022-05-19 |  | PVC | 1928 | Yes |  | 2022-05-19 |  | Non-lead
010521 | 170 CARROLL ST |  | Polytube | Yes |  | 2022-06-28 |  | PVC | 1959 | Yes |  | 2022-06-28 |  | Non-lead
010523 | UNIT A & B 949 24TH OCEAN ST |  | Polytube | Yes |  | 2022-12-28 |  | PVC | 1976 | Yes |  | 2022-12-28 |  | Non-lead
010526 | 58438 OVERSEAS HWY |  | Polytube | Yes |  | 2023-07-07 |  | PVC |  | Yes |  | 2023-07-07 |  | Non-lead
010527 | 2428 HARRIS AVE |  | Polytube | Yes |  | 2022-08-16 |  | PVC | 1957 | Yes |  | 2022-08-16 |  | Non-lead
010529 | 729 OLIVIA ST |  | Polytube | Yes |  | 2023-01-12 |  | PVC | 1933 | Yes |  | 2023-01-12 |  | Non-lead
010530 | 114 E SHORE DR |  | Copper | Yes |  | 2022-11-28 |  | PVC | 1959 | Yes |  | 2022-11-28 |  | Non-lead
010531 | 109 GUMBO LIMBO RD |  | Polytube | Yes |  | 2022-06-21 |  | PVC | 1958 | Yes |  | 2022-06-21 |  | Non-lead
010533 | 81588 OVERSEAS HWY |  | Polytube | Yes |  | 2022-06-22 |  | PVC | 1997 | Yes |  | 2022-06-22 |  | Non-lead
010535 | APT 2 UP 1201 OLIVIA ST |  | Unknown | Yes |  | 2022-09-07 |  | PVC | 1960 | Yes |  | 2022-09-07 |  | Lead Status Unknown
010536 | APT 3 UP 1201 OLIVIA ST |  | Unknown | Yes |  | 2022-09-07 |  | PVC | 1938 | Yes |  | 2022-09-07 |  | Lead Status Unknown
010537 | 21544 SACARMA |  | Polytube | Yes |  | 2022-12-28 |  | PVC | 1958 | Yes |  | 2022-12-28 |  | Non-lead
010538 | 1510 18TH ST |  | Polytube | Yes |  | 2022-07-08 |  | PVC | 1979 | Yes |  | 2022-07-08 |  | Non-lead
010539 | 3700 FLAGLER AVE |  | Polytube | Yes |  | 2024-05-22 |  | PVC | 1958 | Yes |  | 2024-05-22 |  | Non-lead
010540 | 43 PALMETTO DR |  | Unknown, Non-Lead | No |  |  |  | Unknown, Non-Lead | 2011 | No |  |  |  | Non-lead
010541 | 3422 DUCK STE 2 AVE |  | Polytube | Yes |  | 2023-05-04 |  | PVC |  | Yes |  | 2023-05-04 |  | Non-lead
010542 | 24 HILTON HAVEN RD |  | Polytube | Yes |  | 2022-10-25 |  | Unknown | 1985 | Yes |  | 2022-10-25 |  | Lead Status Unknown
010543 | 221 PETRONIA ST |  | Polytube | Yes |  | 2023-05-04 |  | PVC | 1918 | Yes |  | 2023-05-04 |  | Non-lead
010544 | 56363 VALHALLA ISLAND |  | Polytube | Yes |  | 2024-05-07 |  | PVC | 1986 | Yes |  | 2024-05-07 |  | Non-lead
010546 | 10851 2ND AVE GULF |  | Polytube | Yes |  | 2022-11-18 |  | PVC | 1958 | Yes |  | 2022-11-18 |  | Non-lead
010547 | 605 68TH OCEAN RS ST |  | Polytube | Yes |  | 2023-02-27 |  | PVC | 1958 | Yes |  | 2023-02-27 |  | Non-lead
010548 | 34 SEAVIEW AVE |  | Polytube | Yes |  | 2022-08-03 |  | PVC | 1943 | Yes |  | 2022-08-03 |  | Non-lead
010549 | 42 BEACH DR |  | Polytube | Yes |  | 2023-04-06 |  | PVC | 1977 | Yes |  | 2023-04-06 |  | Non-lead
010550 | 25 CUNNINGHAM RD |  | Polytube | Yes |  | 2023-12-28 |  | PVC | 1958 | Yes |  | 2023-12-28 |  | Non-lead
010551 | 3524 SUNRISE DR |  | Polytube | Yes |  | 2022-05-25 |  | Copper | 1963 | Yes |  | 2022-05-25 |  | Non-lead
010552 | 14 HIBISCUS LN |  | Polytube | Yes |  | 2022-10-03 |  | PVC | 1965 | Yes |  | 2022-10-03 |  | Non-lead
010553 | 28 HIBISCUS LN |  | Polytube | Yes |  | 2023-01-30 |  | PVC | 1980 | Yes |  | 2023-01-30 |  | Non-lead
010554 | 224 29TH OCEAN ST |  | Polytube | Yes |  | 2022-12-15 |  | PVC | 1963 | Yes |  | 2022-12-15 |  | Non-lead
010556 | GULF 773 51ST ST |  | Polytube | Yes |  | 2022-10-20 |  | PVC | 1957 | Yes |  | 2022-10-20 |  | Non-lead
010557 | 371 22ND OCEAN ST |  | Polytube | Yes |  | 2022-12-14 |  | PVC | 1954 | Yes |  | 2022-12-14 |  | Non-lead
010558 | 1401 51ST GULF ST |  | Polytube | Yes |  | 2022-09-21 |  | PVC | 1974 | Yes |  | 2022-09-21 |  | Non-lead
010560 | 60 TARPON AVE |  | Polytube | Yes |  | 2023-05-04 |  | PVC | 1958 | Yes |  | 2023-05-04 |  | Non-lead
010561 | 102800 OVERSEAS HWY |  | Copper | Yes |  | 2023-01-30 |  | PVC | 1964 | Yes |  | 2023-01-30 |  | Non-lead
010563 | 125 TREE LANE |  | PVC | Yes |  | 2022-07-19 |  | PVC | 1948 | Yes |  | 2022-07-19 |  | Non-lead
010565 | 99001 OVERSEAS HWY |  | Polytube | Yes |  | 2023-12-27 |  | PVC | 1969 | Yes |  | 2023-12-27 |  | Non-lead
010566 | 15 CORAL WAY |  | Polytube | Yes |  | 2022-07-25 |  | PVC | 1948 | Yes |  | 2022-07-25 |  | Non-lead
010567 | 438 PALM DR |  | Polytube | Yes |  | 2022-06-28 |  | PVC | 1977 | Yes |  | 2022-06-28 |  | Non-lead
010568 | 358 46TH ST |  | Polytube | Yes |  | 2023-04-25 |  | PVC | 1958 | Yes |  | 2023-04-25 |  | Non-lead
010569 | 6363 OVERSEAS HWY |  | Polytube | Yes |  | 2023-03-15 |  | PVC | 1963 | Yes |  | 2023-03-15 |  | Non-lead
010570 | DWN 225 SIMONTON ST |  | Polytube | Yes |  | 2022-10-31 |  | Polytube | 1933 | Yes |  | 2022-10-31 |  | Non-lead
010571 | 3406 RIVIERA DR |  | Polytube | Yes |  | 2024-01-18 |  | PVC | 1958 | Yes |  | 2024-01-18 |  | Non-lead
010572 | 1069 GORDON DR |  | Polytube | Yes |  | 2024-10-04 |  | PVC | 1958 | Yes |  | 2024-10-04 |  | Non-lead
010573 | 118 GULFVIEW DR WHITE MARLIN L/5 |  | Polytube | Yes |  | 2022-06-29 |  | PVC | 1970 | Yes |  | 2022-06-29 |  | Non-lead
010574 | 201 W NAUTILUS DR |  | Polytube | Yes |  | 2022-06-29 |  | PVC | 1958 | Yes |  | 2022-06-29 |  | Non-lead
010575 | 86550 OVERSEAS HWY |  | Polytube | Yes |  | 2023-07-06 |  | PVC | 1982 | Yes |  | 2023-07-06 |  | Non-lead
010576 | 116 AREGOOD LN |  | Polytube | Yes |  | 2024-01-17 |  | PVC |  | Yes |  | 2024-01-17 |  | Non-lead
010577 | 166 HIBISCUS St |  | Polytube | Yes |  | 2022-06-16 |  | PVC | 1960 | Yes |  | 2022-06-16 |  | Non-lead
010578 | 117 NAVAJO ST |  | Polytube | Yes |  | 2022-06-03 |  | PVC | 1985 | Yes |  | 2022-06-03 |  | Non-lead
010579 | 86490 OVERSEAS HWY |  | Polytube | Yes |  | 2022-06-13 |  | PVC | 1963 | Yes |  | 2022-06-13 |  | Non-lead
010581 | APT B 1800 SEIDENBERG AVE |  | Polytube | Yes |  | 2022-08-18 |  | PVC |  | Yes |  | 2022-08-18 |  | Non-lead
010582 | 3420 FLAGLER AVE |  | PVC | Yes |  | 2022-07-07 |  | Copper | 1958 | Yes |  | 2022-07-07 |  | Non-lead
010583 | 3436 FLAGLER AVE |  | Polytube | Yes |  | 2023-07-20 |  | PVC | 1958 | Yes |  | 2023-07-20 |  | Non-lead
010584 | 6 TORTUGA 1/2 OF L DR |  | Polytube | No |  |  |  | PVC | 1957 | No |  |  |  | Non-lead
010587 | 371 69TH OCEAN ST |  | Polytube | Yes |  | 2023-03-07 |  | PVC | 1953 | Yes |  | 2023-03-07 |  | Non-lead
010590 | 113 PETRONIA ST |  | Polytube | Yes |  | 2023-05-04 |  | PVC | 1928 | Yes |  | 2023-05-04 |  | Non-lead
010591 | 1919 HARRIS AVE |  | Polytube | Yes |  | 2023-11-14 |  | PVC | 1958 | Yes |  | 2023-11-14 |  | Non-lead
010592 | APT UP FRONT 524 ELIZABETH (#3) ST |  | Polytube | Yes |  | 2023-02-01 |  | PVC | 1874 | Yes |  | 2023-02-01 |  | Non-lead
010593 | BAYSIDE 82204 OVERSEAS HWY |  | Polytube | Yes |  | 2022-08-24 |  | PVC | 1957 | Yes |  | 2022-08-24 |  | Non-lead
010594 | 189 AVOCADO ST |  | Polytube | Yes |  | 2024-08-01 |  | PVC | 1974 | Yes |  | 2024-08-01 |  | Non-lead
010595 | 2 JENNY LN |  | Polytube | Yes |  | 2022-11-07 |  | PVC | 1979 | Yes |  | 2022-11-07 |  | Non-lead
010596 | HIBISCUS |  | Unknown, Non-Lead | No |  |  |  | No Piping | Vacant | No |  |  |  | Non-lead
010597 | 10 EDWARD PL |  | Polytube | Yes |  | 2022-11-07 |  | PVC | 1958 | Yes |  | 2022-11-07 |  | Non-lead
010598 | 13 CINDY PL |  | Unknown, Non-Lead | No |  |  |  | Unknown, Non-Lead | 2006 | No |  |  |  | Non-lead
010599 | 44 N JUDY PLACE |  | Polytube | Yes |  | 2022-01-14 |  | PVC | 1948 | Yes |  | 2022-01-14 |  | Non-lead
010600 | APT B 48 HIBISCUS LN |  | Polytube | Yes |  | 2024-02-29 |  | PVC | 1965 | Yes |  | 2024-02-29 |  | Non-lead
010601 | APT C 48 HIBISCUS LN |  | Polytube | Yes |  | 2023-01-30 |  | PVC | 1982 | Yes |  | 2023-01-30 |  | Non-lead
010602 | 30477 COCONUT HWY |  | Polytube | Yes |  | 2022-11-15 |  | PVC | 1958 | Yes |  | 2022-11-15 |  | Non-lead
010603 | APT B 1411 LAIRD ST |  | Copper | Yes |  | 2024-10-03 |  | PVC | 1958 | Yes |  | 2024-10-03 |  | Non-lead
010604 | APT D 1411 LAIRD ST |  | Polytube | Yes |  | 2023-10-16 |  | PVC | 1958 | Yes |  | 2023-10-16 |  | Non-lead
010606 | 700 EISENHOWER DR |  | Polytube | Yes |  | 2022-09-07 |  | PVC | 1958 | Yes |  | 2022-09-07 |  | Non-lead
010607 | l7&8 s 82767 OLD HWY |  | Polytube | Yes |  | 2022-06-28 |  | PVC | 1961 | Yes |  | 2022-06-28 |  | Non-lead
010609 | 6099 OVERSEAS HWY |  | Polytube | Yes |  | 2023-08-25 |  | PVC | 1976 | Yes |  | 2023-08-25 |  | Non-lead
010610 | 8067 SHARK DR |  | Copper | Yes |  | 2023-01-25 |  | PVC | 1957 | Yes |  | 2023-01-25 |  | Non-lead
010611 | A 1250 24TH OCEAN ST |  | Copper | Yes |  | 2022-10-14 |  | PVC | 2019 | Yes |  | 2022-10-14 |  | Non-lead
010613 | 101 ORANGE LN |  | Polytube | Yes |  | 2022-06-08 |  | PVC | 1955 | Yes |  | 2022-06-08 |  | Non-lead
010614 | 110 PIPPIN DR |  | Polytube | Yes |  | 2023-01-17 |  | PVC | 1959 | Yes |  | 2023-01-17 |  | Non-lead
010615 | 818 SHAVERS LN |  | Polytube | Yes |  | 2022-09-26 |  | PVC | 1933 | Yes |  | 2022-09-26 |  | Non-lead
010616 | 652 COLSON DR |  | Polytube | Yes |  | 2023-02-22 |  | PVC | 1963 | Yes |  | 2023-02-22 |  | Non-lead
010617 | 106 CANAL ST |  | Polytube | Yes |  | 2023-01-30 |  | PVC | 1963 | Yes |  | 2023-01-30 |  | Non-lead
010618 | 10939 OVERSEAS HWY |  | Polytube | Yes |  | 2022-11-22 |  | PVC | 1951 | Yes |  | 2022-11-22 |  | Non-lead
010619 | 152 SUNRISE DR |  | Polytube | Yes |  | 2023-01-30 |  | PVC | 1977 | Yes |  | 2023-01-30 |  | Non-lead
010620 | 623 CATHOLIC LN |  | Polytube | Yes |  | 2023-03-06 |  | PVC | 1938 | Yes |  | 2023-03-06 |  | Non-lead
010621 | 26960 OLD RD 4A US1 L ST |  | Unknown, Non-Lead | Yes |  | 2018-08-31 |  | Unknown, Non-Lead | 1999 | Yes |  | 2018-08-31 |  | Non-lead
010622 | 39 PALMETTO DR |  | Polytube | Yes |  | 2023-07-25 |  | Copper | 1958 | Yes |  | 2023-07-25 |  | Non-lead
010623 | APT #1 218 MATECUMBE AVE |  | Polytube | Yes |  | 2022-06-22 |  | PVC | 1953 | Yes |  | 2022-06-22 |  | Non-lead
010624 | 14 PEN KEY CLUB |  | Polytube | Yes |  | 2022-06-23 |  | PVC | 1955 | Yes |  | 2022-06-23 |  | Non-lead
010626 | 1408 GRINNELL ST |  | Polytube | Yes |  | 2022-10-18 |  | Polytube | 1963 | Yes |  | 2022-10-18 |  | Non-lead
010627 | 630 74TH OCEAN ST |  | Polytube | Yes |  | 2024-02-16 |  | PVC | 1961 | Yes |  | 2024-02-16 |  | Non-lead
010628 | #8 10937 OVERSEAS HWY |  | Polytube | Yes |  | 2024-08-07 |  | PVC | 1951 | Yes |  | 2024-08-07 |  | Non-lead
010630 | 620 PETRONIA ST |  | Polytube | Yes |  | 2023-01-25 |  | PVC | 1938 | Yes |  | 2023-01-25 |  | Non-lead
010633 | 25080 NORTHSIDE DR |  | Polytube | Yes |  | 2024-07-22 |  | PVC | 1928 | Yes |  | 2024-07-22 |  | Non-lead
010634 | 3331 RIVIERA DR |  | Copper | Yes |  | 2022-06-01 |  | PVC | 1957 | Yes |  | 2022-06-01 |  | Non-lead
010635 | 3431 RIVIERA DR |  | Polytube | Yes |  | 2022-06-01 |  | Copper | 1958 | Yes |  | 2022-06-01 |  | Non-lead
010637 | 855 EAST SHORE DR |  | Polytube | Yes |  | 2024-06-28 |  | PVC | 1963 | Yes |  | 2024-06-28 |  | Non-lead
010638 | 30878 WATSON BLVD |  | Polytube | Yes |  | 2022-11-17 |  | PVC | 1981 | Yes |  | 2022-11-17 |  | Non-lead
010640 | 400 AVE A |  | Polytube | Yes |  | 2023-07-05 |  | PVC | 1958 | Yes |  | 2023-07-05 |  | Non-lead
010641 | #1 29740 OVERSEAS HWY |  | Polytube | Yes |  | 2022-06-27 |  | PVC | 1968 | Yes |  | 2022-06-27 |  | Non-lead
010642 | 25034 45TH ST |  | Unknown | Yes |  | 2017-07-26 |  | Unknown |  | Yes |  | 2017-07-26 |  | Lead Status Unknown
010643 | 3741 FLAGLER AVE |  | Polytube | Yes |  | 2022-05-26 |  | PVC | 1958 | Yes |  | 2022-05-26 |  | Non-lead
010645 | 4 SHORE DR |  | Polytube | Yes |  | 2023-06-22 |  | PVC | 1964 | Yes |  | 2023-06-22 |  | Non-lead
010646 | 76340 OVERSEAS HWY |  | Polytube | Yes |  | 2022-05-26 |  | PVC | 1976 | Yes |  | 2022-05-26 |  | Non-lead
010647 | 490 C AVE |  | Unknown, Non-Lead | Yes |  | 2024-09-30 |  | Unknown, Non-Lead | 2016 | Yes |  | 2024-09-30 |  | Non-lead
010648 | 25358 2ND ST |  | Polytube | Yes |  | 2023-04-25 |  | PVC | 1986 | Yes |  | 2023-04-25 |  | Non-lead
010649 | 1209 OLIVIA ST |  | Polytube | Yes |  | 2024-02-01 |  | PVC | 1938 | Yes |  | 2024-02-01 |  | Non-lead
010650 | . HIBISCUS LN |  | Unknown, Non-Lead | No |  |  |  | No Piping | Vacant | No |  |  |  | Non-lead
010651 | 224 MICHELE DR |  | Polytube | Yes |  | 2023-01-09 |  | PVC | 1969 | Yes |  | 2023-01-09 |  | Non-lead
010652 | 236 TAVERNIER DR |  | Polytube | Yes |  | 2023-01-30 |  | PVC | 1953 | Yes |  | 2023-01-30 |  | Non-lead
010653 | 101875 OVERSEAS HWY |  | Polytube | Yes |  | 2023-02-01 |  | PVC | 1950 | Yes |  | 2023-02-01 |  | Non-lead
010654 | 4 BEACH DR |  | Polytube | Yes |  | 2022-05-12 |  | PVC | 2010 | Yes |  | 2022-05-12 |  | Non-lead
010655 | 1419 ROSE ST |  | Copper | Yes |  | 2022-08-29 |  | PVC | 1958 | Yes |  | 2022-08-29 |  | Non-lead
010656 | 3426 FLAGLER AVE |  | Polytube | Yes |  | 2024-06-13 |  | PVC | 1958 | Yes |  | 2024-06-13 |  | Non-lead
010657 | 3430 FLAGLER AVE |  | Polytube | Yes |  | 2024-02-01 |  | PVC | 1958 | Yes |  | 2024-02-01 |  | Non-lead
010658 | 3440 FLAGLER AVE |  | Polytube | Yes |  | 2024-02-23 |  | PVC | 1958 | Yes |  | 2024-02-23 |  | Non-lead
010659 | DOWN 1000 WHITEHEAD ST |  | Polytube | Yes |  | 2022-07-05 |  | PVC | 1933 | Yes |  | 2022-07-05 |  | Non-lead
010660 | IRRIGATION 1150 BULEVAR DE PALMAS |  | Polytube | Yes |  | 2022-12-21 |  | PVC | 2004 | Yes |  | 2022-12-21 |  | Non-lead
010661 | 815 ELIZABETH ST |  | Polytube | Yes |  | 2023-01-03 |  | PVC | 1909 | Yes |  | 2023-01-03 |  | Non-lead
010663 | APT UP 925 SEMINARY ST |  | Polytube | Yes |  | 2022-10-31 |  | PVC | 1943 | Yes |  | 2022-10-31 |  | Non-lead
010664 | 61 CORAL DR |  | Polytube | Yes |  | 2022-11-29 |  | PVC | 1976 | Yes |  | 2022-11-29 |  | Non-lead
010666 | TRAILERS 102071 OVERSEAS HWY |  | Polytube | Yes |  | 2023-02-01 |  | PVC | 1958 | Yes |  | 2023-02-01 |  | Non-lead
010667 | 19 CORAL DR |  | Polytube | Yes |  | 2024-11-22 |  | PVC | 1960 | Yes |  | 2022-11-29 |  | Non-lead
010668 | OCEAN 203 22ND ST |  | Copper | Yes |  | 2022-12-19 |  | PVC | 1968 | Yes |  | 2022-12-19 |  | Non-lead
010669 | 201 22ND OCEAN ST |  | Polytube | Yes |  | 2022-12-13 |  | Polytube | 1968 | Yes |  | 2022-12-13 |  | Non-Lead
010671 | 57285 TROPICAL AVE |  | Unknown, Non-Lead | Yes |  | 2023-05-11 |  | No Piping |  | Yes |  | 2023-05-11 |  | Non-lead
010672 | 1500 17TH ST |  | Polytube | Yes |  | 2023-08-30 |  | PVC | 1963 | Yes |  | 2023-08-30 |  | Non-lead
010673 | 515 AMELIA ST |  | Polytube | Yes |  | 2023-05-04 |  | Copper | 1943 | Yes |  | 2023-05-04 |  | Non-lead
010674 | 4A 16780 OLD STATE RD |  | Polytube | Yes |  | 2024-01-05 |  | PVC | 1958 | Yes |  | 2024-01-05 |  | Non-lead
010675 | 216 TREASURE HARBOR RD |  | Polytube | Yes |  | 2022-06-21 |  | PVC | 1958 | Yes |  | 2022-06-21 |  | Non-lead
010676 | 108 KEY HEIGHTS DR |  | Polytube | Yes |  | 2022-06-14 |  | PVC | 1958 | Yes |  | 2022-06-14 |  | Non-lead
010677 | 113 ROYAL LN |  | Polytube | Yes |  | 2022-06-07 |  | PVC | 1959 | Yes |  | 2022-06-07 |  | Non-lead
010678 | 199 AZALEA ST |  | Polytube | Yes |  | 2022-06-21 |  | PVC | 1960 | Yes |  | 2022-06-21 |  | Non-lead
010679 | 18 AVACADO ST |  | Polytube | Yes |  | 2022-06-22 |  | PVC | 1967 | Yes |  | 2022-06-22 |  | Non-lead
010680 | FRONT 146 DICKIE WAY |  | Polytube | Yes |  | 2023-01-30 |  | PVC | 1958 | Yes |  | 2023-01-30 |  | Non-lead
010681 | 35 JOLLY ROGER DR |  | Polytube | Yes |  | 2022-11-22 |  | PVC | 1957 | Yes |  | 2022-11-22 |  | Non-lead
010682 | 33 TINA PL |  | Polytube | Yes |  | 2023-12-27 |  | PVC | 1953 | Yes |  | 2023-12-27 |  | Non-lead
010683 | 800 OLIVIA ST |  | Polytube | Yes |  | 2023-03-23 |  | PVC | 1924 | Yes |  | 2023-03-23 |  | Non-lead
010685 | 3716 DONALD AVE |  | Copper | Yes |  | 2022-05-18 |  | PVC | 1965 | Yes |  | 2022-05-18 |  | Non-lead
010686 | 3734 DONALD AVE |  | Copper | Yes |  | 2022-06-22 |  | PVC | 1963 | Yes |  | 2022-06-22 |  | Non-lead
010687 | 3724 DONALD AVE |  | PVC | Yes |  | 2022-08-24 |  | Copper | 1963 | Yes |  | 2022-08-24 |  | Non-lead
010688 | 122 S BAY HARBOR DR |  | Polytube | Yes |  | 2022-07-21 |  | PVC | 1958 | Yes |  | 2022-07-21 |  | Non-lead
010689 | 24 COCONUT DR |  | Copper | Yes |  | 2022-11-17 |  | PVC | 1973 | Yes |  | 2022-11-17 |  | Non-lead
010690 | 431 AVENUE B |  | Unknown | Yes |  | 2023-05-04 |  | Unknown | 1972 | Yes |  | 2023-05-04 |  | Lead Status Unknown
010691 | 2 72ND ST OCEAN |  | PVC | Yes |  | 2022-11-16 |  | PVC | 1961 | Yes |  | 2022-11-16 |  | Non-lead
010692 | 1501 LAIRD ST |  | Copper | Yes |  | 2024-10-01 |  | PVC | 1958 | Yes |  | 2024-10-01 |  | Non-lead
010693 | L7 BL4 148 W SHORE DR DR |  | Polytube | Yes |  | 2023-06-16 |  | PVC | 1963 | Yes |  | 2023-06-16 |  | Non-lead
010694 | 138 WEST SHORE DR |  | Polytube | Yes |  | 2023-04-25 |  | PVC | 1958 | Yes |  | 2023-04-25 |  | Non-lead
010695 | 128 W SHORE DR |  | Polytube | Yes |  | 2023-04-25 |  | PVC | 1958 | Yes |  | 2023-04-25 |  | Non-lead
010696 | APT 1 11685 2ND OCEAN AVE |  | Unknown | Yes |  | 2023-06-14 |  | PVC | 1953 | Yes |  | 2023-06-14 |  | Lead Status Unknown
010697 | APT 3 11685 2ND OCEAN AVE |  | Unknown | Yes |  | 2022-08-25 |  | PVC | 1953 | Yes |  | 2022-08-25 |  | Lead Status Unknown
010698 | 6200 2ND ST |  | Polytube | Yes |  | 2023-03-29 |  | PVC | 1976 | Yes |  | 2023-03-29 |  | Non-lead
010699 | 1406 2ND ST |  | Polytube | Yes |  | 2023-04-26 |  | PVC | 1958 | Yes |  | 2023-04-26 |  | Non-lead
010700 | APT UP 314 JULIA ST |  | Polytube | Yes |  | 2022-07-13 |  | PVC | 1948 | Yes |  | 2022-07-13 |  | Non-lead
010701 | 256 S HAMMOCK RD |  | Polytube | Yes |  | 2022-06-23 |  | PVC | 1958 | Yes |  | 2022-06-23 |  | Non-lead
010702 | 3 72ND ST OCEAN |  | PVC | Yes |  | 2024-01-24 |  | PVC | 1961 | Yes |  | 2024-01-24 |  | Non-lead
010703 | 100 SAPODILLA DR |  | Polytube | Yes |  | 2022-07-05 |  | PVC |  | Yes |  | 2022-07-05 |  | Non-lead
010704 | 3 JANET PL |  | Polytube | Yes |  | 2022-11-28 |  | PVC | 1971 | Yes |  | 2022-11-28 |  | Non-lead
010705 | 6 JEWFISH AVE |  | Polytube | Yes |  | 2022-10-31 |  | PVC | 1985 | Yes |  | 2022-10-31 |  | Non-lead
010706 | 101851 OVERSEAS HWY |  | Polytube | Yes |  | 2023-02-01 |  | PVC | 1969 | Yes |  | 2023-02-01 |  | Non-lead
010707 | 8 OCEAN VIEW BLVD |  | Polytube | Yes |  | 2022-12-08 |  | PVC | 1953 | Yes |  | 2022-12-08 |  | Non-lead
010708 | 1199 30TH OCEAN ST |  | Polytube | Yes |  | 2023-10-26 |  | PVC | 1956 | Yes |  | 2023-10-26 |  | Non-lead
010709 | 21570 OVERSEAS HWY |  | Polytube | Yes |  | 2022-11-21 |  | PVC | 1976 | Yes |  | 2022-11-21 |  | Non-lead
010710 | 600 W OCEAN DR |  | PVC | Yes |  | 2023-02-24 |  | Polytube | 1958 | Yes |  | 2023-02-24 |  | Non-lead
010712 | 197 AZALEA ST |  | Polytube | Yes |  | 2022-06-21 |  | PVC | 1952 | Yes |  | 2022-06-21 |  | Non-lead
010714 | 23 JUDY PLACE |  | Polytube | Yes |  | 2023-05-04 |  | PVC | 1971 | Yes |  | 2023-05-04 |  | Non-lead
010715 | 130 HARBORVIEW DR |  | Polytube | Yes |  | 2023-01-30 |  | PVC | 1960 | Yes |  | 2023-01-30 |  | Non-lead
010716 | 1310 8TH ST |  | Polytube | Yes |  | 2022-08-12 |  | Copper | 1976 | Yes |  | 2022-08-12 |  | Non-lead
010717 | 15 BOULDER DR |  | Unknown | Yes |  | 2023-08-25 |  | Unknown |  | Yes |  | 2023-08-25 |  | Lead Status Unknown
010718 | #6 25368 2ND ST |  | Polytube | Yes |  | 2023-04-25 |  | PVC | 1958 | Yes |  | 2023-04-25 |  | Non-lead
010719 | 15 CACTUS DR |  | Polytube | Yes |  | 2023-07-19 |  | PVC | 1959 | Yes |  | 2023-07-19 |  | Non-lead
010720 | 217 OLIVIA ST |  | Polytube | Yes |  | 2022-07-13 |  | Copper | 1909 | Yes |  | 2022-07-13 |  | Non-lead
010721 | 408 30TH OCEAN ST |  | Polytube | Yes |  | 2022-07-15 |  | PVC | 1958 | Yes |  | 2022-07-15 |  | Non-lead
010723 | 16 BEACH DR |  | Polytube | Yes |  | 2023-09-08 |  | PVC |  | Yes |  | 2023-09-08 |  | Non-lead
010724 | 57 N LAKE DR |  | Polytube | Yes |  | 2023-04-25 |  | PVC | 1960 | Yes |  | 2023-04-25 |  | Non-lead
010725 | 37 N LAKE DR |  | Polytube | Yes |  | 2023-04-25 |  | PVC | 1960 | Yes |  | 2023-04-25 |  | Non-lead
010726 | 27 LAKE DR N |  | Polytube | Yes |  | 2023-04-25 |  | PVC | 1956 | Yes |  | 2023-04-25 |  | Non-lead
010727 | L18 65880 OVERSEAS HWY |  | Unknown, Non-Lead | Yes |  | 2019-11-06 |  | PVC | 2020 | Yes |  | 2019-11-06 |  | Non-lead
010728 | 205 DOGWOOD LN |  | Polytube | Yes |  | 2022-11-15 |  | PVC | 1963 | Yes |  | 2022-11-15 |  | Non-lead
010729 | 75771 OVERSEAS HWY |  | Unknown, Non-Lead | Yes |  | 2020-07-23 |  | PVC | 2001 | Yes |  | 2020-07-23 |  | Non-lead
010730 | 1409 1/2 ALBURY ST |  | Unknown | Yes |  | 2022-08-24 |  | PVC | 1933 | Yes |  | 2022-08-24 |  | Lead Status Unknown
010731 | APT 6 6 W CIRCLE DR |  | Polytube | Yes |  | 2022-12-27 |  | Copper | 1954 | Yes |  | 2022-12-27 |  | Non-lead
010732 | 607 PETRONIA ST |  | Polytube | Yes |  | 2023-01-25 |  | PVC | 1928 | Yes |  | 2023-01-25 |  | Non-lead
010733 | 5 CINDY PL |  | Polytube | Yes |  | 2022-11-08 |  | PVC | 1972 | Yes |  | 2022-11-08 |  | Non-lead
010734 | 103 TREE LN |  | Polytube | Yes |  | 2022-07-19 |  | PVC | 1958 | Yes |  | 2022-07-19 |  | Non-lead
010735 | 427 PALM DR |  | Polytube | Yes |  | 2023-10-16 |  | PVC | 1962 | Yes |  | 2023-10-16 |  | Non-lead
010737 | 117 LESERRA LN |  | Polytube | Yes |  | 2022-07-05 |  | PVC | 1964 | Yes |  | 2022-07-05 |  | Non-lead
010738 | 5550 OVERSEAS HWY |  | Polytube | Yes |  | 2024-09-13 |  | PVC | 1958 | Yes |  | 2024-09-13 |  | Non-lead
010739 | 5660 LAUREL AVE |  | Unknown, Non-Lead | Yes |  | 2019-11-07 |  | Unknown, Non-Lead | 2020 | Yes |  | 2019-11-07 |  | Non-lead
010741 | 1616 JOSEPHINE ST |  | Polytube | Yes |  | 2022-10-19 |  | Copper | 1968 | Yes |  | 2022-10-19 |  | Non-lead
010742 | 233 PLANTER RD |  | Polytube | Yes |  | 2023-03-23 |  | PVC | 1958 | Yes |  | 2023-03-23 |  | Non-lead
010743 | 62 TARPON AVE |  | Polytube | Yes |  | 2023-05-04 |  | PVC | 1958 | Yes |  | 2023-05-04 |  | Non-lead
010745 | 1118 GRAND ST |  | Polytube | Yes |  | 2023-02-01 |  | PVC | 1958 | Yes |  | 2023-02-01 |  | Non-lead
010747 | 2 PALM DR |  | Polytube | Yes |  | 2019-03-12 |  | PVC |  | Yes |  | 2019-03-12 |  | Non-lead
010748 | 204 41ST GULF ST |  | Polytube | Yes |  | 2022-09-26 |  | PVC | 1986 | Yes |  | 2022-09-26 |  | Non-lead
010750 | 1210 PEARL ST |  | Polytube | Yes |  | 2022-09-22 |  | PVC | 1968 | Yes |  | 2022-09-22 |  | Non-lead
010751 | PTL10 101640 OVERSEAS HWY |  | Polytube | Yes |  | 2023-02-09 |  | PVC | 1960 | Yes |  | 2023-02-09 |  | Non-lead
010752 | 2419 FLAGLER AVE |  | Polytube | Yes |  | 2022-08-24 |  | Copper | 1958 | Yes |  | 2022-08-24 |  | Non-lead
010753 | 129 LEONI DR |  | Unknown, Non-Lead | Yes |  | 2021-03-23 |  | Unknown, Non-Lead | 1993 | Yes |  | 2021-03-23 |  | Non-lead
010754 | 149 LEONI DR |  | Polytube | Yes |  | 2022-06-21 |  | PVC | 2019 | Yes |  | 2022-06-21 |  | Non-lead
010755 | 327 VIRGINIA ST |  | Unknown, Non-Lead | No |  |  |  | Unknown, Non-Lead | 2000 | No |  |  |  | Non-lead
010756 | 22 BEACH DR |  | Polytube | Yes |  | 2023-10-04 |  | PVC |  | Yes |  | 2023-10-04 |  | Non-lead
010758 | 2320 FOGARTY AVE |  | Polytube | Yes |  | 2022-08-09 |  | Copper | 1958 | Yes |  | 2022-08-09 |  | Non-lead
010759 | 1917 FOGARTY AVE |  | Polytube | Yes |  | 2023-04-26 |  | PVC | 1963 | Yes |  | 2023-04-26 |  | Non-lead
010760 | 831 JOHNSON LN |  | Polytube | Yes |  | 2024-04-12 |  | PVC | 1943 | Yes |  | 2024-04-12 |  | Non-lead
010761 | 3806 CINDY AVE |  | Polytube | Yes |  | 2022-06-22 |  | Copper | 1960 | Yes |  | 2022-06-22 |  | Non-lead
010762 | 1317 20TH ST |  | Polytube | Yes |  | 2022-07-15 |  | PVC | 1965 | Yes |  | 2022-07-15 |  | Non-lead
010763 | 1321 20TH ST |  | Polytube | Yes |  | 2022-07-15 |  | PVC | 1963 | Yes |  | 2022-07-15 |  | Non-lead
010764 | 3800 DONALD AVE |  | Polytube | Yes |  | 2022-05-18 |  | PVC | 1963 | Yes |  | 2022-05-18 |  | Non-lead
010765 | 157 LEONI DR |  | Polytube | Yes |  | 2022-06-08 |  | PVC | 1982 | Yes |  | 2022-06-08 |  | Non-lead
010766 | 150 LEONI DR |  | Unknown | Yes |  | 2022-06-08 |  | Unknown | 1974 | Yes |  | 2022-06-08 |  | Lead Status Unknown
010767 | 85932 OVERSEAS HWY |  | Polytube | Yes |  | 2022-06-21 |  | PVC | 1950 | Yes |  | 2022-06-21 |  | Non-lead
010769 | 65870 OVERSEAS HWY |  | Polytube | Yes |  | 2022-06-30 |  | PVC | 1950 | Yes |  | 2022-06-30 |  | Non-lead
010770 | 15 SEAGATE BLVD |  | Polytube | Yes |  | 2022-07-14 |  | PVC | 1963 | Yes |  | 2022-07-14 |  | Non-lead
010772 | 46 JENNY LN |  | Polytube | Yes |  | 2022-11-18 |  | PVC | 1955 | Yes |  | 2022-11-18 |  | Non-lead
010773 | 227 LIGNUMVITAE DR |  | Unknown, Non-Lead | Yes |  | 2020-02-27 |  | PVC | 2021 | Yes |  | 2020-02-27 |  | Non-lead
010774 | 2827 PATTERSON AVE |  | Polytube | Yes |  | 2024-07-01 |  | PVC | 1958 | Yes |  | 2024-07-01 |  | Non-lead
010775 | 620 BARRY AVE |  | Polytube | Yes |  | 2024-03-19 |  | Polytube |  | Yes |  | 2024-03-19 |  | Non-lead
010776 | 6 SHORE DR |  | Unknown, Non-Lead | Yes |  | 2021-08-03 |  | Unknown, Non-Lead | 2006 | Yes |  | 2021-08-03 |  | Non-lead
010777 | 30275 PINE WAY |  | Polytube | Yes |  | 2022-11-16 |  | PVC | 1958 | Yes |  | 2022-11-16 |  | Non-lead
010778 | OCEAN 995 91ST CT |  | Polytube | Yes |  | 2023-08-16 |  | PVC | 1984 | Yes |  | 2023-08-16 |  | Non-lead
010779 | 3816 CINDY AVE |  | Copper | Yes |  | 2024-03-18 |  | PVC | 1963 | Yes |  | 2024-03-18 |  | Non-lead
010780 | 1205 20TH ST |  | Polytube | Yes |  | 2024-06-18 |  | PVC | 1963 | Yes |  | 2024-06-18 |  | Non-lead
010781 | 3808 DONALD AVE |  | Copper | Yes |  | 2022-05-18 |  | Copper | 1963 | Yes |  | 2022-05-18 |  | Non-lead
010784 | 149 N BAY HARBOR DR |  | Copper | Yes |  | 2024-03-25 |  | PVC | 1959 | Yes |  | 2024-03-25 |  | Non-lead
010785 | 710 THOMAS ST |  | Polytube | Yes |  | 2023-05-04 |  | PVC | 1923 | Yes |  | 2023-05-04 |  | Non-lead
010786 | 714 THOMAS ST |  | Polytube | Yes |  | 2024-06-04 |  | PVC | 1923 | Yes |  | 2024-06-04 |  | Non-lead
010787 | 712 THOMAS ST |  | Polytube | Yes |  | 2023-05-04 |  | PVC | 1923 | Yes |  | 2023-05-04 |  | Non-lead
010788 | 57642 OVERSEAS HIGHWAY |  | Polytube | Yes |  | 2022-10-22 |  | PVC | 1958 | Yes |  | 2022-10-22 |  | Non-lead
010789 | 401 AVE D |  | Polytube | Yes |  | 2024-04-26 |  | PVC |  | Yes |  | 2024-04-26 |  | Non-lead
010790 | 2407 HARRIS AVE |  | Polytube | Yes |  | 2022-08-16 |  | PVC | 1951 | Yes |  | 2022-08-16 |  | Non-lead
010791 | 3704 FLAGLER AVE |  | Polytube | Yes |  | 2022-07-07 |  | PVC | 1958 | Yes |  | 2022-07-07 |  | Non-lead
010792 | 369 W SHORE DR |  | Polytube | Yes |  | 2023-04-25 |  | PVC | 1958 | Yes |  | 2023-04-25 |  | Non-lead
010794 | 682 65TH OCEANN ST |  | Polytube | Yes |  | 2024-05-20 |  | PVC | 1968 | Yes |  | 2024-05-20 |  | Non-lead
010795 | 119 SIOUX ST |  | Polytube | Yes |  | 2022-06-03 |  | PVC | 1963 | Yes |  | 2022-06-03 |  | Non-lead
010796 | 144 SAN REMO DR |  | Polytube | Yes |  | 2022-06-07 |  | PVC | 1957 | Yes |  | 2022-06-07 |  | Non-lead
010797 | 20 6TH ST |  | Unknown, Non-Lead | No |  |  |  | Unknown, Non-Lead | 2007 | No |  |  |  | Non-lead
010799 | 1410 JOHNSON ST |  | Polytube | Yes |  | 2024-04-08 |  | PVC | 1958 | Yes |  | 2024-04-08 |  | Non-lead
010801 | 1101 24TH OCEAN ST |  | Polytube | Yes |  | 2022-12-28 |  | PVC | 1977 | Yes |  | 2022-12-28 |  | Non-lead
010802 | 330 24TH OCEAN ST |  | Unknown, Non-Lead | Yes |  | 2023-04-28 |  | Unknown, Non-Lead | 2006 | Yes |  | 2023-04-28 |  | Non-lead
010803 | 2504 SEIDENBERG AVE |  | Copper | Yes |  | 2022-08-18 |  | PVC | 1958 | Yes |  | 2022-08-18 |  | Non-lead
010804 | 19943 DATE PALM DR |  | Polytube | Yes |  | 2023-01-13 |  | PVC | 1958 | Yes |  | 2023-01-13 |  | Non-lead
010806 | 88100 OVERSEAS HWY |  | Polytube | Yes |  | 2022-02-16 |  | PVC | 1980 | Yes |  | 2022-02-16 |  | Non-lead
010807 | 111 IROQUOIS ST |  | Polytube | Yes |  | 2022-05-31 |  | PVC | 1958 | Yes |  | 2022-05-31 |  | Non-lead
010808 | CIAO 100 200 50 84001 OVERSEAS HWY |  | Galvanized | Yes |  | 2024-03-22 |  | Unknown | 1973 | Yes |  | 2024-03-22 |  | Lead Status Unknown
010809 | 24883 PARK DR |  | Polytube | Yes |  | 2023-04-25 |  | PVC | 1956 | Yes |  | 2023-04-25 |  | Non-lead
010810 | 18 BEACH DR |  | Polytube | Yes |  | 2024-04-03 |  | None |  | Yes |  | 2024-04-03 |  | Non-lead
010811 | 431 5TH ST |  | Copper | Yes |  | 2024-03-05 |  | PVC | 1959 | Yes |  | 2024-03-05 |  | Non-lead
010812 | 421 5TH ST |  | Copper | Yes |  | 2024-07-01 |  | PVC | 1959 | Yes |  | 2024-07-01 |  | Non-lead
010813 | 1057 68TH OCEAN ST |  | Polytube | Yes |  | 2023-03-10 |  | PVC | 1967 | Yes |  | 2023-03-10 |  | Non-lead
010814 | 363 BARRY AVE |  | Polytube | Yes |  | 2023-01-25 |  | PVC | 1963 | Yes |  | 2023-01-25 |  | Non-lead
010815 | 1017 WHITEHEAD ST |  | Polytube | Yes |  | 2022-07-05 |  | PVC | 1928 | Yes |  | 2022-07-05 |  | Non-lead
010816 | 1128 JOHNSON ST |  | Polytube | Yes |  | 2022-11-03 |  | PVC | 1968 | Yes |  | 2022-11-03 |  | Non-lead
010817 | 87805 OLD RD L11 SQ3 |  | Polytube | Yes |  | 2022-07-12 |  | PVC | 1958 | Yes |  | 2022-07-12 |  | Non-lead
010818 | 250 JASMINE ST |  | Polytube | Yes |  | 2022-06-16 |  | PVC | 1960 | Yes |  | 2022-06-16 |  | Non-lead
010819 | 81 JOHN SILVER DR |  | Polytube | Yes |  | 2022-08-19 |  | PVC | 1955 | Yes |  | 2022-08-19 |  | Non-lead
010820 | 141 COCONUT ROW |  | Polytube | Yes |  | 2023-01-30 |  | PVC | 1963 | Yes |  | 2023-01-30 |  | Non-lead
010821 | 246 JASMINE ST |  | Polytube | Yes |  | 2022-06-16 |  | PVC | 1960 | Yes |  | 2022-06-16 |  | Non-lead
010822 | 184 N COCONUT PALM BLVD |  | Polytube | Yes |  | 2022-06-14 |  | PVC | 1961 | Yes |  | 2022-06-14 |  | Non-lead
010823 | 113 PALM LN |  | Polytube | Yes |  | 2022-06-07 |  | PVC | 1958 | Yes |  | 2022-06-07 |  | Non-lead
010824 | UNIT DOWN 1113 TRUMAN AVE |  | PVC | Yes |  | 2023-03-23 |  | PVC | 1923 | Yes |  | 2023-03-23 |  | Non-lead
010825 | APT D 1113 TRUMAN AVE |  | PVC | Yes |  | 2023-03-23 |  | PVC | 1923 | Yes |  | 2023-03-23 |  | Non-lead
010826 | UNIT B 1113 TRUMAN AVE |  | PVC | Yes |  | 2023-03-23 |  | PVC | 1923 | Yes |  | 2023-03-23 |  | Non-lead
010827 | UNIT A 1113 TRUMAN AVE |  | PVC | Yes |  | 2023-03-23 |  | PVC | 1923 | Yes |  | 2023-03-23 |  | Non-lead
010828 | 304 CATHERINE ST |  | PVC | Yes |  | 2022-06-21 |  | PVC | 1957 | Yes |  | 2022-06-21 |  | Non-lead
010829 | 3304 RIVIERA DR |  | Polytube | Yes |  | 2022-06-01 |  | Copper | 1963 | Yes |  | 2022-06-01 |  | Non-lead
010830 | 3308 RIVIERA DR |  | Polytube | Yes |  | 2022-06-01 |  | PVC | 1958 | Yes |  | 2022-06-01 |  | Non-lead
010831 | APT 1 351 E AVE |  | Polytube | Yes |  | 2023-07-17 |  | Copper | 1953 | Yes |  | 2023-07-17 |  | Non-lead
010832 | OCEAN 696 84TH ST |  | Polytube | Yes |  | 2023-01-19 |  | PVC | 1969 | Yes |  | 2023-01-19 |  | Non-lead
010833 | 900 THOMAS ST |  | Polytube | Yes |  | 2023-05-04 |  | PVC | 1923 | Yes |  | 2023-05-04 |  | Non-lead
010834 | 228 OLIVIA ST |  | Polytube | Yes |  | 2023-08-09 |  | Copper | 1923 | Yes |  | 2023-08-09 |  | Non-lead
010835 | 16 SHORE DR |  | Polytube | Yes |  | 2023-09-22 |  | PVC | 1978 | Yes |  | 2023-09-22 |  | Non-lead
010836 | APT REAR 822 WINDSOR LN |  | Polytube | Yes |  | 2023-01-04 |  | Copper | 1928 | Yes |  | 2023-01-04 |  | Non-lead
010837 | 1315 20TH TERRACE |  | Polytube | Yes |  | 2023-05-04 |  | Copper | 1965 | Yes |  | 2023-05-04 |  | Non-lead
010838 | 99341 OVERSEAS HWY |  | Polytube | Yes |  | 2023-01-31 |  | PVC | 1961 | Yes |  | 2023-01-31 |  | Non-lead
010839 | 99339 OVERSEAS HWY |  | Polytube | Yes |  | 2023-02-07 |  | PVC | 1961 | Yes |  | 2023-02-07 |  | Non-lead
010840 | 75 CORAL DR |  | Polytube | Yes |  | 2020-11-02 |  | PVC | 1958 | Yes |  | 2020-11-02 |  | Non-lead
010841 | 349 SOUND DR |  | Polytube | Yes |  | 2022-10-31 |  | PVC | 1958 | Yes |  | 2022-10-31 |  | Non-lead
010842 | 105075 OVERSEAS HWY US 1 |  | Unknown | Yes |  | 2024-01-08 |  | PVC | 1963 | Yes |  | 2024-01-08 |  | Lead Status Unknown
010844 | 607 68TH OCEAN ST |  | Polytube | Yes |  | 2023-03-07 |  | PVC | 1958 | Yes |  | 2023-03-07 |  | Non-lead
010845 | 5101 OVERSEAS HWY |  | PVC | Yes |  | 2024-08-19 |  | PVC | 1959 | Yes |  | 2024-08-19 |  | Non-lead
010846 | 185 GARDENIA ST |  | Polytube | Yes |  | 2022-06-16 |  | PVC | 1959 | Yes |  | 2022-06-16 |  | Non-lead
010847 | P/L7 SQ 82240 OVERSEAS HWY |  | Polytube | Yes |  | 2022-07-12 |  | PVC | 1957 | Yes |  | 2022-07-12 |  | Non-lead
010848 | 255 AZALEA ST |  | Polytube | Yes |  | 2022-06-16 |  | PVC | 1960 | Yes |  | 2022-06-16 |  | Non-lead
010849 | 181 GARDENIA ST |  | Polytube | Yes |  | 2022-06-17 |  | PVC | 1958 | Yes |  | 2022-06-17 |  | Non-lead
010850 | 1079 OCEAN DR |  | Polytube | Yes |  | 2023-04-25 |  | PVC | 1958 | Yes |  | 2023-04-25 |  | Non-lead
010851 | 1069 OCEAN DR |  | Unknown, Non-Lead | Yes |  | 2019-06-03 |  | Unknown, Non-Lead | 2019 | Yes |  | 2019-06-03 |  | Non-lead
010852 | JOES STONE CRAB 3688 LOUISA St |  | Polytube | Yes |  | 2023-03-30 |  | PVC | 1986 | Yes |  | 2023-03-30 |  | Non-lead
010855 | 227 JULIA ST |  | Unknown, Non-Lead | Yes |  | 2020-12-14 |  | Unknown, Non-Lead | 2004 | Yes |  | 2020-12-14 |  | Non-lead
010856 | 169 LAKE DR |  | Polytube | Yes |  | 2023-04-25 |  | PVC | 1958 | Yes |  | 2023-04-25 |  | Non-lead
010857 | 129 S LAKE DR |  | Polytube | Yes |  | 2023-04-25 |  | PVC | 1956 | Yes |  | 2023-04-25 |  | Non-lead
010858 | 128 NAVAJO ST |  | Polytube | Yes |  | 2022-06-03 |  | PVC | 1958 | Yes |  | 2022-06-03 |  | Non-lead
010860 | 1425 WHITE ST |  | Unknown, Non-Lead | Yes |  | 2019-02-15 |  | Unknown, Non-Lead | 2004 | Yes |  | 2019-02-15 |  | Non-lead
010861 | 1126 GRAND ST |  | Polytube | Yes |  | 2024-05-30 |  | PVC | 1959 | Yes |  | 2024-05-30 |  | Non-lead
010862 | 9 MADIERA DR |  | Polytube | Yes |  | 2022-11-17 |  | PVC | 1955 | Yes |  | 2022-11-17 |  | Non-lead
010863 | 64 SILVER SPRINGS DR |  | Polytube | Yes |  | 2022-05-20 |  | Polytube | 1960 | Yes |  | 2022-05-20 |  | Non-lead
010864 | 30 BEACH DR |  | Unknown | Yes |  | 2023-09-08 |  | Unknown | 1960 | Yes |  | 2023-09-08 |  | Lead Status Unknown
010865 | 32 BEACH DR |  | Polytube | Yes |  | 2023-04-06 |  | PVC | 1960 | Yes |  | 2023-04-06 |  | Non-lead
010866 | 3812 CINDY AVE |  | Polytube | Yes |  | 2022-06-22 |  | Copper | 1965 | Yes |  | 2022-06-22 |  | Non-lead
010867 | 1324 20TH TER |  | Polytube | Yes |  | 2022-05-18 |  | Copper | 1958 | Yes |  | 2022-05-18 |  | Non-lead
010868 | 1316 20TH TER |  | Polytube | Yes |  | 2022-07-15 |  | PVC | 1958 | Yes |  | 2022-07-15 |  | Non-lead
010869 | 5970 PENINSULAR AVE |  | Polytube | Yes |  | 2023-05-11 |  | No Piping | Vacant | Yes |  | 2023-05-11 |  | Non-lead
010870 | 19933 DATE PALM DR |  | Polytube | Yes |  | 2024-10-03 |  | PVC | 1948 | Yes |  | 2024-10-03 |  | Non-lead
010871 | L18BKB 34 BEACH DR |  | Polytube | Yes |  | 2024-03-05 |  | Copper | 1965 | Yes |  | 2024-03-05 |  | Non-lead
010872 | APT 1 1401 GEORGE ST |  | Copper | Yes |  | 2022-09-21 |  | PVC |  | Yes |  | 2022-09-21 |  | Non-lead
010873 | 10885 4TH GULF AVE |  | Polytube | Yes |  | 2024-01-17 |  | PVC | 1963 | Yes |  | 2024-01-17 |  | Non-lead
010875 | GULF 11085 1ST AVE |  | Unknown, Non-Lead | Yes |  | 2024-04-30 |  | PVC | 1990 | Yes |  | 2024-04-30 |  | Non-lead
010876 | 601 MASTIS ST |  | Polytube | Yes |  | 2022-06-23 |  | PVC | 1963 | Yes |  | 2022-06-23 |  | Non-lead
010877 | 195 GARDENIA ST |  | Polytube | Yes |  | 2022-06-16 |  | PVC | 1962 | Yes |  | 2022-06-16 |  | Non-lead
010878 | 88770 OVERSEAS HWY |  | Polytube | Yes |  | 2024-09-18 |  | Polytube | 1967 | Yes |  | 2024-09-18 |  | Non-lead
010880 | 13 PEN KEY CLUB |  | Polytube | Yes |  | 2022-06-22 |  | PVC | 1952 | Yes |  | 2022-06-22 |  | Non-lead
010881 | PEN KEY CLUB UNIT 3 83200 OVERSEAS HWY |  | Polytube | Yes |  | 2022-06-23 |  | PVC | 1952 | Yes |  | 2022-06-23 |  | Non-lead
010882 | 8 PEN KEY CLUB |  | Polytube | Yes |  | 2022-06-23 |  | PVC | 1958 | Yes |  | 2022-06-23 |  | Non-lead
010883 | 15 PEN KEY CLUB |  | Polytube | Yes |  | 2022-06-23 |  | PVC | 1955 | Yes |  | 2022-06-23 |  | Non-lead
010884 | 1320 20TH TERR |  | Copper | Yes |  | 2022-07-15 |  | PVC | 1965 | Yes |  | 2022-07-15 |  | Non-lead
010885 | 1045 COPPITT RD |  | Polytube | Yes |  | 2024-03-26 |  | PVC | 1958 | Yes |  | 2024-03-26 |  | Non-lead
010886 | 521 AVE D |  | Unknown, Non-Lead | No |  |  |  | Unknown, Non-Lead | 2010 | No |  |  |  | Non-lead
010887 | 84 JOHN SILVER DR |  | Polytube | Yes |  | 2023-02-01 |  | PVC | 1957 | Yes |  | 2023-02-01 |  | Non-lead
010888 | 1308 8TH ST |  | Polytube | Yes |  | 2022-08-12 |  | Copper | 1976 | Yes |  | 2022-08-12 |  | Non-lead
010889 | APT B 737 OLIVIA ST |  | Polytube | Yes |  | 2023-01-12 |  | PVC | 1979 | Yes |  | 2023-01-12 |  | Non-lead
010890 | GARAGE 50 SCHOONER BAY RD |  | Polytube | Yes |  | 2024-01-17 |  | PVC |  | Yes |  | 2024-01-17 |  | Non-lead
010891 | 2 7TH ST |  | Polytube | Yes |  | 2022-11-02 |  | PVC | 2011 | Yes |  | 2022-11-02 |  | Non-lead
010892 | 7610 GULFSTREAM BLVD |  | Polytube | Yes |  | 2023-01-31 |  | PVC | 1962 | Yes |  | 2023-01-31 |  | Non-lead
010893 | 1220 GRINNELL ST |  | Polytube | Yes |  | 2023-03-16 |  | PVC | 1953 | Yes |  | 2023-03-16 |  | Non-lead
010894 | 2622 STAPLES APT 1 AVE |  | Polytube | Yes |  | 2022-08-15 |  | PVC | 1963 | Yes |  | 2022-08-15 |  | Non-lead
010895 | 1412 JOHNSON ST |  | Polytube | Yes |  | 2022-11-04 |  | PVC | 1958 | Yes |  | 2022-11-04 |  | Non-lead
010896 | 6 EDWARD PL |  | Unknown, Non-Lead | Yes |  | 2020-06-01 |  | Unknown, Non-Lead | 2019 | Yes |  | 2020-06-01 |  | Non-lead
010897 | 180 CORRINE PL |  | Polytube | Yes |  | 2023-02-01 |  | PVC | 1968 | Yes |  | 2023-02-01 |  | Non-lead
010898 | 1309 JOHNSON ST |  | Polytube | Yes |  | 2024-06-03 |  | PVC | 1958 | Yes |  | 2024-06-03 |  | Non-lead
010899 | 1125 THOMAS ST |  | Polytube | Yes |  | 2022-11-07 |  | PVC | 1918 | Yes |  | 2022-11-07 |  | Non-lead
010900 | 3444 RIVIERA DR |  | Polytube | Yes |  | 2024-05-20 |  | PVC | 1958 | Yes |  | 2024-05-20 |  | Non-lead
010901 | 30131 LINDA ST |  | Polytube | Yes |  | 2022-12-06 |  | PVC | 1965 | Yes |  | 2022-12-06 |  | Non-lead
010902 | 4 7TH ST |  | Polytube | Yes |  | 2022-10-22 |  | PVC | 1959 | Yes |  | 2022-10-22 |  | Non-lead
010903 | 1708 FLAGLER AVE |  | Polytube | Yes |  | 2022-10-17 |  | PVC | 1958 | Yes |  | 2022-10-17 |  | Non-lead
010904 | 977 84TH OCEAN ST |  | Copper | Yes |  | 2024-05-24 |  | PVC |  | Yes |  | 2024-05-24 |  | Non-lead
010906 | 30160 LINDA ST |  | Polytube | Yes |  | 2024-10-04 |  | PVC | 1967 | Yes |  | 2024-10-04 |  | Non-lead
010909 | 327 DUVAL ST |  | PVC | Yes |  | 2022-11-30 |  | PVC | 1958 | Yes |  | 2022-11-30 |  | Non-lead
010910 | APT A 220 ANGELA ST |  | Polytube | Yes |  | 2022-07-11 |  | PVC | 1986 | Yes |  | 2022-07-11 |  | Non-lead
010911 | 30 - 59 50 CLUBHOUSE Rd |  | Unknown, Non-Lead | Yes |  | 2024-08-15 |  | PVC | 1989 | Yes |  | 2024-08-15 |  | Non-lead
010912 | 10750 STATE ROAD 905 |  | Unknown, Non-Lead | Yes |  | 2023-03-22 |  | Unknown, Non-Lead | 2000 | Yes |  | 2023-03-22 |  | Non-lead
010914 | 260 LINCOLN AVE |  | Polytube | Yes |  | 2023-02-06 |  | PVC | 1987 | Yes |  | 2023-02-06 |  | Non-lead
010915 | UNIT 2 5178 OVERSEAS HWY |  | Polytube | Yes |  | 2023-10-30 |  | PVC | 1963 | Yes |  | 2023-10-30 |  | Non-lead
010916 | 5671 MACDONALD AVE |  | Polytube | Yes |  | 2023-03-29 |  | PVC | 2013 | Yes |  | 2023-03-29 |  | Non-lead
010917 | 2943 GROUPER DR |  | Polytube | Yes |  | 2023-01-31 |  | PVC | 1961 | Yes |  | 2023-01-31 |  | Non-lead
010918 | 157 NAUTILUS DR |  | Polytube | Yes |  | 2022-06-29 |  | PVC | 1958 | Yes |  | 2022-06-29 |  | Non-lead
010919 | 105 WHITE MARLIN BLVD |  | Polytube | Yes |  | 2022-06-29 |  | PVC | 1963 | Yes |  | 2022-06-29 |  | Non-lead
010920 | 25 BUTTONWOOD DR |  | Polytube | Yes |  | 2022-11-28 |  | PVC | 1959 | Yes |  | 2022-11-28 |  | Non-lead
010922 | 50 PALM DR |  | Unknown, Non-Lead | Yes |  | 2022-02-24 |  | Unknown, Non-Lead | 2015 | Yes |  | 2022-02-24 |  | Non-lead
010923 | 8079 GULFSTREAM BLVD |  | Polytube | Yes |  | 2024-08-16 |  | PVC | 1958 | Yes |  | 2024-08-16 |  | Non-lead
010924 | 8 BEACH DR |  | Unknown, Non-Lead | Yes |  | 2021-01-07 |  | Polytube | 2020 | Yes |  | 2021-01-07 |  | Non-lead
010925 | 714 CHAPMAN LN |  | Polytube | Yes |  | 2022-07-12 |  | PVC | 1923 | Yes |  | 2022-07-12 |  | Non-lead
010926 | 10621 AVIATION BLVD |  | Polytube | Yes |  | 2023-09-22 |  | PVC | 1964 | Yes |  | 2023-09-22 |  | Non-lead
010927 | 80581 OLD HWY |  | Polytube | Yes |  | 2022-06-22 |  | PVC |  | Yes |  | 2022-06-22 |  | Non-lead
010928 | 168 KEY HEIGHTS DR |  | Polytube | Yes |  | 2022-06-14 |  | PVC | 1960 | Yes |  | 2022-06-14 |  | Non-lead
010929 | 1101 MASTIC ST 1 |  | Unknown | Yes |  | 2023-01-03 |  | Polytube | 1984 | Yes |  | 2023-01-03 |  | Non-lead
010931 | RIGHT 5 7TH ST |  | Polytube | Yes |  | 2023-09-12 |  | PVC | 1959 | Yes |  | 2023-09-12 |  | Non-lead
010932 | 7 7TH ST |  | Polytube | Yes |  | 2022-10-22 |  | PVC | 1959 | Yes |  | 2022-10-22 |  | Non-lead
010933 | 1111 JOHNSON ST |  | Polytube | Yes |  | 2022-11-03 |  | PVC | 1963 | Yes |  | 2022-11-03 |  | Non-lead
010934 | 1119 JOHNSON ST |  | Unknown, Non-Lead | Yes |  | 2024-06-24 |  | Unknown, Non-Lead | 2015 | Yes |  | 2024-06-24 |  | Non-lead
010935 | 101741 OVERSEAS HWY |  | Polytube | Yes |  | 2023-01-31 |  | PVC | 1959 | Yes |  | 2023-01-31 |  | Non-lead
010936 | 4 JENNY LN |  | Polytube | Yes |  | 2022-11-07 |  | Polytube | 1979 | Yes |  | 2022-11-07 |  | Non-lead
010937 | 3416 FLAGLER AVE |  | PVC | Yes |  | 2023-09-19 |  | Copper | 1958 | Yes |  | 2023-09-19 |  | Non-lead
010938 | 3412 FLAGLER AVE |  | Polytube | Yes |  | 2023-10-18 |  | PVC | 1958 | Yes |  | 2023-10-18 |  | Non-lead
010939 | 3406 FLAGLER AVE |  | Polytube | Yes |  | 2022-07-07 |  | PVC | 1958 | Yes |  | 2022-07-07 |  | Non-lead
010940 | 3402 FLAGLER AVE |  | Polytube | Yes |  | 2022-07-07 |  | PVC | 1958 | Yes |  | 2022-07-07 |  | Non-lead
010941 | 3366 FLAGLER AVE |  | Polytube | Yes |  | 2022-07-07 |  | PVC | 1958 | Yes |  | 2022-07-07 |  | Non-lead
010942 | 149 LAKE DR S |  | Polytube | Yes |  | 2023-04-25 |  | PVC | 1958 | Yes |  | 2023-04-25 |  | Non-lead
010943 | 256 SUNSET DR |  | Polytube | Yes |  | 2022-06-28 |  | PVC | 1959 | Yes |  | 2022-06-28 |  | Non-lead
010944 | . 5TH & MCDONALD AVE |  | Polytube | Yes |  | 2022-12-28 |  | PVC | 1953 | Yes |  | 2022-12-28 |  | Non-lead
010945 | 1212 20TH TERR |  | Polytube | Yes |  | 2024-02-21 |  | Copper | 1958 | Yes |  | 2024-02-21 |  | Non-lead
010946 | 1219 20TH TERR |  | Polytube | Yes |  | 2023-06-29 |  | Copper | 1963 | Yes |  | 2023-06-29 |  | Non-lead
010947 | 1315 20TH ST |  | Polytube | Yes |  | 2022-05-18 |  | PVC | 1963 | Yes |  | 2022-05-18 |  | Non-lead
010948 | 1308 20TH TERR |  | Copper | Yes |  | 2022-05-18 |  | Copper | 1958 | Yes |  | 2022-05-18 |  | Non-lead
010949 | UNIT 3 6417 2ND TER |  | Polytube | Yes |  | 2024-03-28 |  | PVC | 1958 | Yes |  | 2024-03-28 |  | Non-lead
010950 | UNIT 6 6419 2ND TER |  | PVC | Yes |  | 2022-11-03 |  | PVC | 1958 | Yes |  | 2022-11-03 |  | Non-lead
010951 | 814 SIMONTON ST |  | Polytube | Yes |  | 2022-10-31 |  | PVC | 1928 | Yes |  | 2022-10-31 |  | Non-lead
010957 | 3324 RIVIERA DR |  | Polytube | Yes |  | 2023-04-18 |  | Copper | 1958 | Yes |  | 2023-04-18 |  | Non-lead
010958 | 30826 BAILEYS LANE |  | Polytube | Yes |  | 2023-12-12 |  | PVC | 1958 | Yes |  | 2023-12-12 |  | Non-lead
010959 | 30834 BAILEYS LANE |  | Polytube | Yes |  | 2023-11-07 |  | PVC | 1958 | Yes |  | 2023-11-07 |  | Non-lead
010963 | 3905 GULFVIEW AVE |  | Unknown, Non-Lead | Yes |  | 2024-05-17 |  | Unknown, Non-Lead | 2007 | Yes |  | 2024-05-17 |  | Non-lead
010964 | 1111 30TH OCEAN ST |  | Polytube | Yes |  | 2022-07-15 |  | PVC | 1956 | Yes |  | 2022-07-15 |  | Non-lead
010965 | 307 CALZADA DE BOUGA |  | Polytube | Yes |  | 2024-09-16 |  | PVC | 1963 | Yes |  | 2024-09-16 |  | Non-lead
010970 | 7003 OVERSEAS HWY |  | Unknown, Non-Lead | No |  |  |  | No Piping | Vacant | No |  |  |  | Non-lead
010971 | REAR OF FIREHOU 81850 OVERSEAS HWY |  | None | Yes |  | 2022-06-23 |  | None |  | Yes |  | 2022-06-23 |  | Non-lead
010973 | 1915 FOGARTY AVE |  | Polytube | Yes |  | 2024-04-19 |  | PVC | 1963 | Yes |  | 2024-04-19 |  | Non-lead
010974 | 182 BAYVIEW DR |  | Polytube | Yes |  | 2022-06-28 |  | PVC | 1969 | Yes |  | 2022-06-28 |  | Non-lead
010975 | 52 E BEACH (REST ROOM) RD |  | Polytube | Yes |  | 2022-07-20 |  | PVC | 1976 | Yes |  | 2022-07-20 |  | Non-lead
010976 | 149 PINE WAY |  | Polytube | Yes |  | 2024-02-26 |  | PVC | 1958 | Yes |  | 2024-02-26 |  | Non-lead
010977 | 33 LAKE SHORE DR |  | Polytube | Yes |  | 2023-03-21 |  | PVC | 1961 | Yes |  | 2023-03-21 |  | Non-lead
010978 | 3360 RIVIERA DR |  | Polytube | Yes |  | 2022-06-01 |  | PVC | 1963 | Yes |  | 2022-06-01 |  | Non-lead
010979 | UP 620 DEY ST |  | Polytube | Yes |  | 2022-10-27 |  | PVC | 1925 | Yes |  | 2022-10-27 |  | Non-lead
010980 | 1325 20TH ST |  | Polytube | Yes |  | 2024-04-22 |  | PVC | 1963 | Yes |  | 2024-04-22 |  | Non-lead
010983 | D 618 FLEMING ST |  | Polytube | Yes |  | 2023-11-02 |  | PVC | 1938 | Yes |  | 2023-11-02 |  | Non-lead
010986 | 950 83RD OCEAN ST |  | Polytube | Yes |  | 2023-01-11 |  | PVC | 1966 | Yes |  | 2023-01-11 |  | Non-lead
010987 | 3810 CINDY AVE |  | Polytube | Yes |  | 2022-05-11 |  | Copper | 1960 | Yes |  | 2022-05-11 |  | Non-lead
010988 | 24793 PARK AKA 19 PARK DR |  | Polytube | Yes |  | 2023-04-25 |  | PVC | 1956 | Yes |  | 2023-04-25 |  | Non-lead
010989 | 5624 3RD AVE |  | Polytube | Yes |  | 2023-03-06 |  | PVC | 1959 | Yes |  | 2023-03-06 |  | Non-lead
010990 | 2311 PATTERSON AVE |  | Polytube | Yes |  | 2023-05-04 |  | Polytube | 1963 | Yes |  | 2023-05-04 |  | Non-lead
010992 | 17223 SNAPPER LN |  | Polytube | Yes |  | 2022-07-08 |  | Copper | 1957 | Yes |  | 2022-07-08 |  | Non-lead
010994 | 143 DORSETT DR |  | Polytube | Yes |  | 2023-08-11 |  | PVC | 1928 | Yes |  | 2023-08-11 |  | Non-lead
010995 | 4 BURLINGTON ST |  | Polytube | Yes |  | 2022-11-17 |  | PVC | 1980 | Yes |  | 2022-11-17 |  | Non-lead
010996 | 39 JUDY PL |  | Polytube | Yes |  | 2022-11-09 |  | PVC | 1980 | Yes |  | 2022-11-09 |  | Non-lead
010997 | 246 S COCONUT PALM BLVD |  | Polytube | Yes |  | 2021-06-09 |  | PVC | 2003 | Yes |  | 2021-06-09 |  | Non-lead
010998 | 88765 OVERSEAS HWY |  | Polytube | Yes |  | 2023-06-26 |  | PVC | 2010 | Yes |  | 2023-06-26 |  | Non-lead
010999 | 115 TONER LN |  | Polytube | Yes |  | 2022-06-21 |  | PVC | 1958 | Yes |  | 2022-06-21 |  | Non-lead
011000 | 149 SAPODILLA DR |  | Polytube | Yes |  | 2022-06-30 |  | PVC | 1966 | Yes |  | 2022-06-30 |  | Non-lead
011001 | 3896 OVERSEAS HWY |  | Cast Iron | Yes |  | 2023-05-03 |  | Unknown | 1958 | Yes |  | 2023-05-03 |  | Lead Status Unknown
011002 | 1415 JOHNSON ST |  | Polytube | Yes |  | 2022-08-15 |  | PVC | 1958 | Yes |  | 2022-08-15 |  | Non-lead
011003 | 1419 JOHNSON ST |  | Polytube | Yes |  | 2024-01-17 |  | PVC | 1958 | Yes |  | 2024-01-17 |  | Non-lead
011004 | 1423 JOHNSON ST |  | Polytube | Yes |  | 2022-11-04 |  | PVC | 1958 | Yes |  | 2022-11-04 |  | Non-lead
011005 | 2614 PATTERSON AVE |  | Polytube | Yes |  | 2023-05-04 |  | Polytube | 1963 | Yes |  | 2023-05-04 |  | Non-lead
011006 | 3029 RIVIERA DR |  | Polytube | Yes |  | 2022-05-26 |  | PVC | 1958 | Yes |  | 2022-05-26 |  | Non-lead
011007 | 3719 DUCK AVE |  | Polytube | Yes |  | 2022-07-06 |  | PVC | 1958 | Yes |  | 2022-07-06 |  | Non-lead
011008 | 2904 RIVIERA DR |  | Polytube | Yes |  | 2024-05-03 |  | PVC | 1958 | Yes |  | 2024-05-03 |  | Non-lead
011009 | 2908 RIVIERA DR |  | Polytube | Yes |  | 2022-10-24 |  | PVC | 1958 | Yes |  | 2022-10-24 |  | Non-lead
011010 | 1429 JOHNSON ST |  | Polytube | Yes |  | 2024-04-18 |  | PVC | 1954 | Yes |  | 2024-04-18 |  | Non-lead
011019 | 2569 GROUPER DR |  | Polytube | Yes |  | 2023-03-21 |  | PVC | 1958 | Yes |  | 2023-03-21 |  | Non-lead
011020 | 30 TINA PL |  | Polytube | Yes |  | 2022-11-30 |  | PVC | 1968 | Yes |  | 2022-11-30 |  | Non-lead
011021 | 118 PIPPIN DR |  | Polytube | Yes |  | 2022-06-08 |  | PVC | 1958 | Yes |  | 2022-06-08 |  | Non-lead
011022 | 81200 OVERSEAS HWY |  | Polytube | Yes |  | 2022-06-23 |  | PVC | 1966 | Yes |  | 2022-06-23 |  | Non-lead
011023 | 8 ROSE PL |  | Unknown, Non-Lead | Yes |  | 2020-09-09 |  | PVC | 2005 | Yes |  | 2020-09-09 |  | Non-lead
011024 | 1128 11TH ST |  | Polytube | Yes |  | 2024-09-30 |  | PVC | 1958 | Yes |  | 2024-09-30 |  | Non-lead
011028 | APT 5 6 W CIRCLE DR |  | Polytube | Yes |  | 2023-08-21 |  | PVC | 1954 | Yes |  | 2023-08-21 |  | Non-lead
011034 | 57784 OVERSEAS HWY |  | Polytube | Yes |  | 2024-07-08 |  | PVC | 1963 | Yes |  | 2024-07-08 |  | Non-lead
011035 | 2823 PATTERSON AVE |  | Polytube | Yes |  | 2024-06-28 |  | PVC | 1958 | Yes |  | 2024-06-28 |  | Non-lead
011036 | 2824 PATTERSON AVE |  | Polytube | Yes |  | 2024-06-28 |  | PVC | 1958 | Yes |  | 2024-06-28 |  | Non-lead
011037 | HOUSE 2820 PATTERSON AVE |  | Polytube | Yes |  | 2024-06-05 |  | PVC | 1963 | Yes |  | 2024-06-05 |  | Non-lead
011040 | 57652 OVERSEAS HWY |  | Polytube | Yes |  | 2024-01-18 |  | PVC | 1979 | Yes |  | 2024-01-18 |  | Non-lead
011043 | 104 ORANGE LN |  | Polytube | Yes |  | 2022-06-08 |  | PVC | 1984 | Yes |  | 2022-06-08 |  | Non-lead
011050 | 526 LOUISA ST |  | Copper | Yes |  | 2022-09-26 |  | PVC | 1943 | Yes |  | 2022-09-26 |  | Non-lead
011051 | 550 122ND OCEAN ST |  | Polytube | Yes |  | 2024-01-11 |  | PVC | 1980 | Yes |  | 2024-01-11 |  | Non-lead
011052 | 1410 GRINNELL ST |  | Polytube | Yes |  | 2022-10-18 |  | Polytube | 1963 | Yes |  | 2022-10-18 |  | Non-lead
011053 | 1215 20TH TERR |  | Polytube | Yes |  | 2023-12-15 |  | PVC | 1965 | Yes |  | 2023-12-15 |  | Non-lead
011054 | 1217 20TH ST |  | Polytube | Yes |  | 2022-07-15 |  | PVC | 1958 | Yes |  | 2022-07-15 |  | Non-lead
011055 | 1213 20TH ST |  | Polytube | Yes |  | 2023-04-19 |  | PVC | 1967 | Yes |  | 2023-04-19 |  | Non-lead
011057 | 1311 20TH ST |  | Polytube | Yes |  | 2022-05-18 |  | PVC | 1966 | Yes |  | 2022-05-18 |  | Non-lead
011058 | 3720 FLAGLER AVE |  | Polytube | Yes |  | 2023-08-15 |  | PVC | 1958 | Yes |  | 2023-08-15 |  | Non-lead
011059 | 2328 HARRIS AVE |  | Polytube | Yes |  | 2022-08-16 |  | PVC | 1953 | Yes |  | 2022-08-16 |  | Non-lead
011060 | 20138 KINGS ROW RD |  | Polytube | Yes |  | 2023-01-13 |  | PVC | 1956 | Yes |  | 2023-01-13 |  | Non-lead
011061 | 214 GULFVIEW DR |  | Polytube | Yes |  | 2022-06-30 |  | PVC | 1960 | Yes |  | 2022-06-30 |  | Non-lead
011065 | 3911 LOUISA (VACANT LOT) ST |  | Polytube | Yes |  | 2024-03-26 |  | PVC |  | Yes |  | 2024-03-26 |  | Non-lead
011066 | OCEAN 11400 2ND AVE |  | Unknown | Yes |  | 2023-06-02 |  | PVC | 1958 | Yes |  | 2023-06-02 |  | Lead Status Unknown
011067 | 6400 OVERSEAS HWY |  | Polytube | Yes |  | 2023-06-28 |  | PVC | 1981 | Yes |  | 2023-06-28 |  | Non-lead
011068 | APT REAR 925 EATON ST |  | PVC | Yes |  | 2024-06-10 |  | PVC | 1963 | Yes |  | 2024-06-10 |  | Non-lead
011069 | 261 5TH ST |  | Polytube | Yes |  | 2022-10-22 |  | PVC | 1959 | Yes |  | 2022-10-22 |  | Non-lead
011071 | 864 100TH OCEAN ST |  | Polytube | Yes |  | 2024-08-12 |  | PVC | 1963 | Yes |  | 2024-08-12 |  | Non-lead
011072 | 92220 OVERSEAS HWY |  | Polytube | Yes |  | 2023-05-04 |  | PVC | 1958 | Yes |  | 2023-05-04 |  | Non-lead
011073 | 22 CINDY PL |  | Polytube | Yes |  | 2022-11-09 |  | PVC | 1958 | Yes |  | 2022-11-09 |  | Non-lead
011074 | 26 DOLPHIN RD |  | Polytube | Yes |  | 2022-07-25 |  | PVC | 1959 | Yes |  | 2022-07-25 |  | Non-lead
011075 | 1323 20TH TERR |  | Polytube | Yes |  | 2022-07-08 |  | PVC | 1963 | Yes |  | 2022-07-08 |  | Non-lead
011076 | APT 2 402 2ND ST |  | Polytube | Yes |  | 2023-07-17 |  | PVC | 1953 | Yes |  | 2023-07-17 |  | Non-lead
011077 | 90611 OLD L13&14 B1 HWY |  | Polytube | Yes |  | 2022-06-22 |  | PVC | 1973 | Yes |  | 2022-06-22 |  | Non-lead
011078 | 133 LEONI DR |  | Unknown, Non-Lead | Yes |  | 2020-05-08 |  | PVC | 2021 | Yes |  | 2020-05-08 |  | Non-lead
011079 | 5109 OVERSEAS HWY |  | Polytube | Yes |  | 2023-07-28 |  | Steel | 1959 | Yes |  | 2023-07-28 |  | Non-lead
011080 | #1 5103 OVERSEAS HWY |  | Polytube | Yes |  | 2022-10-20 |  | Copper | 1959 | Yes |  | 2022-10-20 |  | Non-lead
011081 | 5105 OVERSEAS HWY |  | Polytube | Yes |  | 2023-07-28 |  | Steel | 1959 | Yes |  | 2023-07-28 |  | Non-lead
011082 | 5105 OVERSEAS HWY |  | Polytube | Yes |  | 2022-10-20 |  | Steel | 1959 | Yes |  | 2022-10-20 |  | Non-lead
011083 | 5107 OVERSEAS HWY |  | Copper | Yes |  | 2023-04-26 |  | PVC | 1959 | Yes |  | 2023-04-26 |  | Non-lead
011084 | 31 BOULDER DR |  | Polytube | Yes |  | 2023-08-04 |  | PVC | 1958 | Yes |  | 2023-08-04 |  | Non-lead
011085 | 100 SEA LANE |  | Polytube | Yes |  | 2022-07-05 |  | PVC | 1957 | Yes |  | 2022-07-05 |  | Non-lead
011086 | 496 83RD OCEAN ST |  | Unknown, Non-Lead | Yes |  | 2022-03-03 |  | PVC | 2008 | Yes |  | 2022-03-03 |  | Non-lead
011089 | 52 ED SWIFT RD |  | Polytube | Yes |  | 2023-07-31 |  | PVC | 1962 | Yes |  | 2023-07-31 |  | Non-lead
011090 | 42 ED SWIFT RD |  | Unknown, Non-Lead | Yes |  | 2018-12-26 |  | Unknown, Non-Lead | 2007 | Yes |  | 2018-12-26 |  | Non-lead
011091 | 19666 CANAL DR |  | Polytube | Yes |  | 2023-01-26 |  | PVC | 1955 | Yes |  | 2023-01-26 |  | Non-lead
011092 | APT DOWN 814 OLIVIA ST |  | Polytube | Yes |  | 2023-03-23 |  | PVC | 1928 | Yes |  | 2023-03-23 |  | Non-lead
011094 | 61 ED SWIFT RD |  | Unknown, Non-Lead | Yes |  | 2019-01-08 |  | Unknown, Non-Lead | 2007 | Yes |  | 2019-01-08 |  | Non-lead
011095 | 26965 OLD RD 4A L11 B4 ST |  | Polytube | Yes |  | 2022-10-13 |  | PVC | 1974 | Yes |  | 2022-10-13 |  | Non-lead
011100 | 19 ED SWIFT RD |  | Polytube | Yes |  | 2023-07-31 |  | PVC | 1972 | Yes |  | 2023-07-31 |  | Non-lead
011101 | 18 ED SWIFT RD |  | Unknown, Non-Lead | No |  |  |  | Unknown, Non-Lead | 2005 | No |  |  |  | Non-lead
011102 | 39 ED SWIFT RD |  | Unknown | Yes |  | 2024-01-08 |  | Unknown | 1976 | Yes |  | 2024-01-08 |  | Lead Status Unknown
011103 | 56 ED SWIFT RD |  | Unknown, Non-Lead | Yes |  | 2023-12-27 |  | Unknown, Non-Lead | 2017 | Yes |  | 2023-12-27 |  | Non-lead
011104 | 58 ED SWIFT RD |  | Polytube | Yes |  | 2023-07-31 |  | PVC | 1959 | Yes |  | 2023-07-31 |  | Non-lead
011105 | 2819 PATTERSON AVE |  | Polytube | Yes |  | 2024-07-01 |  | PVC | 1958 | Yes |  | 2024-07-01 |  | Non-lead
011106 | 60 ED SWIFT RD |  | Polytube | Yes |  | 2023-07-31 |  | PVC | 1959 | Yes |  | 2023-07-31 |  | Non-lead
011107 | 47 ED SWIFT RD |  | Unknown, Non-Lead | No |  |  |  | Unknown, Non-Lead | 2007 | No |  |  |  | Non-lead
011108 | 49 ED SWIFT RD |  | Polytube | Yes |  | 2023-07-31 |  | PVC | 1959 | Yes |  | 2023-07-31 |  | Non-lead
011109 | 6 ED SWIFT RD |  | Polytube | Yes |  | 2023-07-31 |  | PVC | 1965 | Yes |  | 2023-07-31 |  | Non-lead
011111 | 35 ED SWIFT RD |  | Polytube | Yes |  | 2020-10-31 |  | PVC | 1962 | Yes |  | 2020-10-31 |  | Non-lead
011114 | 41 JENNY LN |  | Polytube | Yes |  | 2022-11-09 |  | PVC | 1958 | Yes |  | 2022-11-09 |  | Non-lead
011115 | 68 ED SWIFT RD |  | Polytube | Yes |  | 2023-05-23 |  | PVC | 1961 | Yes |  | 2023-05-23 |  | Non-lead
011116 | 29 ED SWIFT RD |  | Polytube | Yes |  | 2023-07-27 |  | PVC | 1962 | Yes |  | 2023-07-27 |  | Non-lead
011118 | 296 BUTTONWOOD SHORES DR |  | Copper | Yes |  | 2022-11-28 |  | PVC | 1959 | Yes |  | 2022-11-28 |  | Non-lead
011119 | 24 ED SWIFT RD |  | Polytube | Yes |  | 2023-07-31 |  | PVC | 1974 | Yes |  | 2023-07-31 |  | Non-lead
011122 | 1427 OCEAN TERRACE |  | Polytube | Yes |  | 2022-12-27 |  | PVC | 1972 | Yes |  | 2022-12-27 |  | Non-lead
011123 | 31 ED SWIFT RD |  | Polytube | Yes |  | 2024-09-30 |  | PVC | 1962 | Yes |  | 2024-09-30 |  | Non-lead
011124 | 700 FLEMING ST |  | Polytube | Yes |  | 2023-02-01 |  | PVC | 1968 | Yes |  | 2023-02-01 |  | Non-lead
011125 | 1300 SIMONTON ST |  | Polytube | Yes |  | 2022-09-26 |  | PVC | 1967 | Yes |  | 2022-09-26 |  | Non-lead
011126 | 105 42ND ST GULF |  | Polytube | Yes |  | 2024-01-23 |  | PVC | 1953 | Yes |  | 2024-01-23 |  | Non-lead
011127 | 866 W 105TH OCEAN ST |  | Polytube | Yes |  | 2022-12-21 |  | PVC |  | Yes |  | 2022-12-21 |  | Non-lead
011128 | 64 ED SWIFT RD |  | Polytube | Yes |  | 2023-07-31 |  | PVC | 1970 | Yes |  | 2023-07-31 |  | Non-lead
011129 | 62 ED SWIFT RD |  | Polytube | Yes |  | 2022-09-01 |  | PVC | 1970 | Yes |  | 2022-09-01 |  | Non-lead
011132 | 59 ED SWIFT RD |  | Unknown, Non-Lead | Yes |  | 2024-08-30 |  | Unknown, Non-Lead | 2016 | Yes |  | 2024-08-30 |  | Non-lead
011133 | 7009 SHRIMP RD |  | Unknown, Non-Lead | No |  |  |  | No Piping | 1968 | No |  |  |  | Non-lead
011134 | 1410 WASHINGTON ST |  | Unknown, Non-Lead | Yes |  | 2022-11-18 |  | Copper | 2019 | Yes |  | 2022-11-18 |  | Non-lead
011136 | 20141 KINGS ROW RD |  | Polytube | Yes |  | 2023-07-27 |  | PVC | 1959 | Yes |  | 2023-07-27 |  | Non-lead
011137 | 1374 CALLE BOGOTA/CAL |  | Unknown, Non-Lead | No |  |  |  | Unknown, Non-Lead | 2001 | No |  |  |  | Non-lead
011138 | 5216 OVERSEAS HWY |  | Unknown, Non-Lead | Yes |  | 2024-06-17 |  | Unknown, Non-Lead | 1997 | Yes |  | 2024-06-17 |  | Non-lead
011139 | 11001 OVERSEAS HWY |  | Polytube | Yes |  | 2023-05-15 |  | PVC | 1951 | Yes |  | 2023-05-15 |  | Non-lead
011140 | DMA METER FKAA DMA MTR FOR ROBERT GABRIEL |  | Polytube | Yes |  | 2022-06-08 |  | PVC | 1958 | Yes |  | 2022-06-08 |  | Non-lead
011141 | FRONT 919 CORNISH LN |  | Polytube | Yes |  | 2022-10-05 |  | PVC | 1933 | Yes |  | 2022-10-05 |  | Non-lead
011143 | 66 ED SWIFT RD |  | Polytube | Yes |  | 2023-09-20 |  | PVC | 1961 | Yes |  | 2023-09-20 |  | Non-lead
011144 | 27 ED SWIFT RD |  | Polytube | Yes |  | 2023-07-31 |  | PVC | 1970 | Yes |  | 2023-07-31 |  | Non-lead
011154 | 1328 20TH TERR |  | Polytube | Yes |  | 2023-05-04 |  | Copper | 1958 | Yes |  | 2023-05-04 |  | Non-lead
011155 | 1319 20TH TERR |  | Polytube | Yes |  | 2023-02-21 |  | Copper | 1963 | Yes |  | 2023-02-21 |  | Non-lead
011156 | 1216 20TH TERR |  | Polytube | Yes |  | 2022-05-18 |  | PVC | 1965 | Yes |  | 2022-05-18 |  | Non-lead
011157 | 2705 FLAGLER AVE |  | Polytube | Yes |  | 2024-08-29 |  | PVC | 1953 | Yes |  | 2024-08-29 |  | Non-lead
011158 | 1301 7TH ST |  | Polytube | Yes |  | 2022-06-16 |  | PVC | 1963 | Yes |  | 2022-06-16 |  | Non-lead
011160 | 38 ED SWIFT RD |  | Polytube | Yes |  | 2023-07-31 |  | PVC | 1977 | Yes |  | 2023-07-31 |  | Non-lead
011161 | 46 BEACH DR |  | Unknown, Non-Lead | Yes |  | 2022-04-29 |  | PVC | 2020 | Yes |  | 2022-04-29 |  | Non-lead
011162 | 579 BEACH RD |  | Polytube | Yes |  | 2024-08-23 |  | PVC | 1959 | Yes |  | 2024-08-23 |  | Non-lead
011163 | 73 CORAL DR |  | Polytube | Yes |  | 2022-11-29 |  | PVC | 1958 | Yes |  | 2022-11-29 |  | Non-lead
011164 | WHITE HOUSE 208 41ST ST GULF |  | Polytube | Yes |  | 2022-09-26 |  | Polytube | 1959 | Yes |  | 2022-09-26 |  | Non-Lead
011165 | 22 ED SWIFT RD |  | Polytube | Yes |  | 2023-07-31 |  | PVC | 1974 | Yes |  | 2023-07-31 |  | Non-lead
011166 | 70 ED SWIFT RD |  | Polytube | Yes |  | 2023-07-31 |  | PVC | 1960 | Yes |  | 2023-07-31 |  | Non-lead
011167 | LOT 002 OFFICE 6500 MALONEY AVE |  | Polytube | Yes |  | 2024-06-27 |  | PVC | 1960 | Yes |  | 2024-06-27 |  | Non-lead
011168 | 45 ED SWIFT RD |  | Unknown, Non-Lead | No |  |  |  | PVC | 2007 | No |  |  |  | Non-lead
011169 | 16 ED SWIFT RD |  | Unknown, Non-Lead | No |  |  |  | No Piping | Vacant | No |  |  |  | Non-lead
011170 | 14 ED SWIFT RD |  | Polytube | Yes |  | 2024-04-04 |  | PVC | 1958 | Yes |  | 2024-04-04 |  | Non-lead
011171 | 12 ED SWIFT RD |  | Unknown, Non-Lead | No |  |  |  | No Piping | 1965 | No |  |  |  | Non-lead
011172 | 10 ED SWIFT RD |  | Polytube | Yes |  | 2024-07-11 |  | PVC | 1965 | Yes |  | 2024-07-11 |  | Non-lead
011174 | 2 ED SWIFT RD |  | Polytube | Yes |  | 2023-07-31 |  | PVC | 1960 | Yes |  | 2023-07-31 |  | Non-lead
011175 | 8 ED SWIFT RD |  | Unknown, Non-Lead | No |  |  |  | No Piping | 1965 | No |  |  |  | Non-lead
011177 | 10 BEACH DR |  | Polytube | Yes |  | 2022-05-12 |  | PVC | 2016 | Yes |  | 2022-05-12 |  | Non-lead
011178 | 5 125TH GULF ST |  | Polytube | Yes |  | 2023-09-15 |  | PVC | 1961 | Yes |  | 2023-09-15 |  | Non-lead
011179 | OCEAN 10957 5TH AVE |  | Polytube | Yes |  | 2022-08-31 |  | PVC | 1946 | Yes |  | 2022-08-31 |  | Non-lead
011180 | 50 BUTTONWOOD DR |  | Polytube | Yes |  | 2022-11-28 |  | PVC | 1960 | Yes |  | 2022-11-28 |  | Non-lead
011183 | 1711 ATLANTIC BLVD |  | Polytube | Yes |  | 2023-04-26 |  | PVC | 1958 | Yes |  | 2023-04-26 |  | Non-lead
011185 | 32 ED SWIFT RD |  | Polytube | Yes |  | 2023-07-31 |  | PVC | 1958 | Yes |  | 2023-07-31 |  | Non-lead
011187 | 547 46TH GULF ST |  | Polytube | Yes |  | 2022-10-20 |  | PVC | 1958 | Yes |  | 2022-10-20 |  | Non-lead
011188 | OCEAN 911 84TH ST |  | Polytube | Yes |  | 2023-01-20 |  | PVC | 1954 | Yes |  | 2023-01-20 |  | Non-lead
011189 | 80 ED SWIFT RD |  | Polytube | Yes |  | 2023-02-09 |  | PVC | 2010 | Yes |  | 2023-02-09 |  | Non-lead
011190 | 6670 MALONEY AVE |  | Polytube | Yes |  | 2023-03-07 |  | PVC | 1972 | Yes |  | 2023-03-07 |  | Non-lead
011191 | 47 FIRST ST |  | Polytube | Yes |  | 2022-10-12 |  | PVC | 2020 | Yes |  | 2022-10-12 |  | Non-lead
011192 | 75988 OVERSEAS HWY |  | Polytube | Yes |  | 2022-07-07 |  | PVC |  | Yes |  | 2022-07-07 |  | Non-lead
011193 | UNIT 1 935 73RD ST OCEAN |  | Unknown, Non-Lead | Yes |  | 2017-07-24 |  | Unknown, Non-Lead | 2003 | Yes |  | 2017-07-24 |  | Non-lead
011194 | 966 74TH OCEAN ST |  | Polytube | Yes |  | 2023-02-17 |  | PVC | 1967 | Yes |  | 2023-02-17 |  | Non-lead
011195 | 5727 2ND AVE |  | Polytube | Yes |  | 2024-05-30 |  | PVC | 1960 | Yes |  | 2024-05-30 |  | Non-lead
011196 | 5610 OVERSEAS HWY |  | Unknown, Non-Lead | Yes |  | 2024-10-03 |  | Copper | 2014 | Yes |  | 2024-10-03 |  | Non-lead
011203 | 33 ED SWIFT RD |  | Polytube | Yes |  | 2023-05-23 |  | PVC | 1962 | Yes |  | 2023-05-23 |  | Non-lead
011204 | 14 LIME ST |  | Polytube | Yes |  | 2022-07-20 |  | PVC | 1958 | Yes |  | 2022-07-20 |  | Non-lead
011205 | 101961 OVERSEAS HWY |  | Unknown, Non-Lead | Yes |  | 2020-07-29 |  | Unknown, Non-Lead | 1988 | Yes |  | 2020-07-29 |  | Non-lead
011206 | 647 CABRERA ST |  | Polytube | Yes |  | 2022-10-31 |  | PVC | 1964 | Yes |  | 2022-10-31 |  | Non-lead
011207 | 905 ESTALL ST |  | Polytube | Yes |  | 2023-02-01 |  | PVC | 1958 | Yes |  | 2023-02-01 |  | Non-lead
011210 | 54 ED SWIFT RD |  | Unknown, Non-Lead | No |  |  |  | Unknown, Non-Lead | 2017 | No |  |  |  | Non-lead
011212 | 48 ED SWIFT RD |  | Unknown, Non-Lead | Yes |  | 2020-04-28 |  | PVC | 2007 | Yes |  | 2020-04-28 |  | Non-lead
011213 | 46 ED SWIFT RD |  | Unknown, Non-Lead | Yes |  | 2020-02-03 |  | Unknown, Non-Lead | 2007 | Yes |  | 2020-02-03 |  | Non-lead
011214 | LOT 031 6500 MALONEY AVE |  | Polytube | Yes |  | 2023-03-07 |  | PVC | 1960 | Yes |  | 2023-03-07 |  | Non-lead
011215 | 40 ED SWIFT RD |  | Polytube | Yes |  | 2024-09-30 |  | PVC | 1977 | Yes |  | 2024-09-30 |  | Non-lead
011216 | 20 ED SWIFT RD |  | Unknown, Non-Lead | No |  |  |  | Unknown, Non-Lead | 2005 | No |  |  |  | Non-lead
011217 | 69 ED SWIFT RD |  | Polytube | Yes |  | 2024-07-11 |  | PVC | 2010 | Yes |  | 2024-07-11 |  | Non-lead
011218 | 55 ED SWIFT RD |  | Unknown, Non-Lead | No |  |  |  | Unknown, Non-Lead | 2017 | No |  |  |  | Non-lead
011219 | 53 ED SWIFT RD |  | Polytube | Yes |  | 2023-07-31 |  | PVC | 1967 | Yes |  | 2023-07-31 |  | Non-lead
011221 | 7 ED SWIFT RD |  | Unknown, Non-Lead | Yes |  | 2022-06-14 |  | Unknown, Non-Lead | 2007 | Yes |  | 2022-06-14 |  | Non-lead
011223 | 23 ED SWIFT RD |  | Polytube | Yes |  | 2024-04-29 |  | PVC | 1972 | Yes |  | 2024-04-29 |  | Non-lead
011224 | 25121 CENTER ST |  | Polytube | Yes |  | 2023-04-24 |  | PVC | 1958 | Yes |  | 2023-04-24 |  | Non-lead
011225 | 51 ED SWIFT RD |  | Polytube | Yes |  | 2023-07-31 |  | PVC | 1959 | Yes |  | 2023-07-31 |  | Non-lead
011227 | LOT 06 5600 LAUREL AVE |  | Polytube | Yes |  | 2023-03-10 |  | PVC | 1975 | Yes |  | 2023-03-10 |  | Non-lead
011228 | 2120 DOLPHIN DR |  | Polytube | Yes |  | 2023-01-31 |  | PVC | 1958 | Yes |  | 2023-01-31 |  | Non-lead
011229 | 202 107TH GULF ST |  | Polytube | Yes |  | 2024-03-25 |  | PVC | 1954 | Yes |  | 2024-03-25 |  | Non-lead
011230 | 205 WHITEHEAD ST |  | Polytube | Yes |  | 2023-01-27 |  | PVC | 1953 | Yes |  | 2023-01-27 |  | Non-lead
011232 | 811 OLIVIA ST |  | Polytube | Yes |  | 2023-03-23 |  | PVC | 1923 | Yes |  | 2023-03-23 |  | Non-lead
011233 | 145 CUNNINGHAM LN |  | Polytube | Yes |  | 2022-11-09 |  | PVC | 1943 | Yes |  | 2022-11-09 |  | Non-lead
011236 | 1240 OVERSEAS Hwy |  | Polytube | Yes |  | 2022-11-18 |  | PVC | 1976 | Yes |  | 2022-11-18 |  | Non-lead
011237 | 11124 3RD AVE OCEAN |  | Copper | Yes |  | 2022-12-13 |  | PVC | 1969 | Yes |  | 2022-12-13 |  | Non-lead
011238 | 36 N MARLIN AVE |  | Polytube | Yes |  | 2022-07-25 |  | PVC | 1961 | Yes |  | 2022-07-25 |  | Non-lead
011240 | 24437 OVERSEAS HWY |  | Polytube | Yes |  | 2023-04-25 |  | PVC | 1958 | Yes |  | 2023-04-25 |  | Non-lead
011241 | 2615 PATTERSON AVE |  | Polytube | Yes |  | 2023-05-04 |  | PVC | 1965 | Yes |  | 2023-05-04 |  | Non-lead
011242 | FERRY TERMINAL 100 GRINNELL ST |  | Unknown, Non-Lead | Yes |  | 2021-03-22 |  | Unknown, Non-Lead | 2003 | Yes |  | 2021-03-22 |  | Non-lead
011244 | 11 HUTCHINSON LN |  | Polytube | Yes |  | 2022-07-13 |  | PVC | 1938 | Yes |  | 2022-07-13 |  | Non-lead
011245 | 3362 FLAGLER AVE |  | Polytube | Yes |  | 2022-07-13 |  | PVC | 1959 | Yes |  | 2022-07-13 |  | Non-lead
011246 | 1645 WATSON BLVD |  | Polytube | Yes |  | 2023-07-12 |  | PVC | 1958 | Yes |  | 2023-07-12 |  | Non-lead
011247 | 10604 7TH GULF AVE |  | Polytube | Yes |  | 2022-11-16 |  | PVC | 1968 | Yes |  | 2022-11-16 |  | Non-lead
011249 | 19656 CANAL DR |  | Polytube | Yes |  | 2023-01-26 |  | PVC | 1974 | Yes |  | 2023-01-26 |  | Non-lead
011250 | 1122 VON PHISTER ST |  | Polytube | Yes |  | 2024-05-13 |  | Copper | 1948 | Yes |  | 2024-05-13 |  | Non-lead
011254 | APT 4 5331 5TH AVE |  | Polytube | Yes |  | 2023-10-25 |  | PVC | 1938 | Yes |  | 2023-10-25 |  | Non-lead
011255 | APT 3 5331 5TH AVE |  | Unknown, Non-Lead | Yes |  | 2024-07-19 |  | Unknown, Non-Lead | 1990 | Yes |  | 2024-07-19 |  | Non-lead
011256 | APT 2 5331 5TH AVE |  | Unknown, Non-Lead | Yes |  | 2021-11-29 |  | Unknown, Non-Lead | 1990 | Yes |  | 2021-11-29 |  | Non-lead
011257 | APT 1 5331 5TH AVE |  | Polytube | Yes |  | 2023-06-28 |  | PVC | 1990 | Yes |  | 2023-06-28 |  | Non-lead
011258 | 11 7TH ST |  | Polytube | Yes |  | 2022-10-22 |  | PVC | 1963 | Yes |  | 2022-10-22 |  | Non-lead
011259 | 12 7TH ST |  | Polytube | Yes |  | 2022-10-22 |  | PVC | 1959 | Yes |  | 2022-10-22 |  | Non-lead
011260 | 13 7TH ST |  | Polytube | Yes |  | 2024-04-22 |  | PVC | 1959 | Yes |  | 2024-04-22 |  | Non-lead
011261 | 14 7TH ST |  | Polytube | Yes |  | 2023-08-02 |  | PVC | 1959 | Yes |  | 2023-08-02 |  | Non-lead
011262 | 15 7TH ST |  | Polytube | Yes |  | 2022-10-22 |  | PVC | 1959 | Yes |  | 2022-10-22 |  | Non-lead
011263 | 16 7TH ST |  | Polytube | Yes |  | 2022-10-22 |  | PVC | 1959 | Yes |  | 2022-10-22 |  | Non-lead
011264 | 17 7TH ST |  | Polytube | Yes |  | 2022-10-22 |  | PVC | 1959 | Yes |  | 2022-10-22 |  | Non-lead
011265 | 18 7TH ST |  | Polytube | Yes |  | 2022-10-22 |  | PVC | 1959 | Yes |  | 2022-10-22 |  | Non-lead
011266 | 19 7TH ST |  | Polytube | Yes |  | 2022-10-22 |  | PVC | 1959 | Yes |  | 2022-10-22 |  | Non-lead
011267 | 20 7TH ST |  | Polytube | Yes |  | 2022-10-22 |  | PVC | 1959 | Yes |  | 2022-10-22 |  | Non-lead
011268 | 21 7TH ST |  | Polytube | Yes |  | 2022-10-22 |  | PVC | 1959 | Yes |  | 2022-10-22 |  | Non-lead
011269 | 22 7TH ST |  | Polytube | Yes |  | 2022-10-22 |  | PVC | 1959 | Yes |  | 2022-10-22 |  | Non-lead
011270 | 1425 UNITED ST |  | Copper | Yes |  | 2022-09-02 |  | PVC | 1940 | Yes |  | 2022-09-02 |  | Non-lead
011271 | 19648 CARIBE ST |  | Polytube | Yes |  | 2023-04-26 |  | PVC | 1957 | Yes |  | 2023-04-26 |  | Non-lead
011272 | 87831 OVERSEAS OLD HWY |  | Polytube | Yes |  | 2022-07-12 |  | PVC | 1953 | Yes |  | 2022-07-12 |  | Non-lead
011273 | 185 SEMINOLE BLVD |  | Polytube | Yes |  | 2022-06-03 |  | PVC | 1963 | Yes |  | 2022-06-03 |  | Non-lead
011275 | 156 SUNSET GARDEN DR |  | Polytube | Yes |  | 2022-07-07 |  | Unknown | 1952 | Yes |  | 2022-07-07 |  | Lead Status Unknown
011276 | 23 N OCEAN DR |  | Polytube | Yes |  | 2022-10-03 |  | PVC | 1963 | Yes |  | 2022-10-03 |  | Non-lead
011277 | APT D9 818 ELIZABETH ST |  | Polytube | Yes |  | 2024-04-05 |  | PVC | 1928 | Yes |  | 2024-04-05 |  | Non-lead
011278 | 315 105TH OCEAN PALM ST |  | Unknown, Non-Lead | No |  |  |  | No Piping | Vacant | No |  |  |  | Non-lead
011279 | 2323 STAPLES AVE |  | Polytube | Yes |  | 2022-06-21 |  | PVC | 1960 | Yes |  | 2022-06-21 |  | Non-lead
011280 | 1331 20TH TERRACE |  | Polytube | Yes |  | 2022-05-12 |  | Copper | 1963 | Yes |  | 2022-05-12 |  | Non-lead
011281 | 1213 20TH TERR |  | Polytube | Yes |  | 2024-05-21 |  | Copper | 1965 | Yes |  | 2024-05-21 |  | Non-lead
011282 | 1208 20TH TER |  | Polytube | Yes |  | 2022-05-18 |  | PVC | 1963 | Yes |  | 2022-05-18 |  | Non-lead
011283 | 3820 CINDY AVE |  | Polytube | Yes |  | 2024-03-29 |  | Copper | 1960 | Yes |  | 2024-03-29 |  | Non-lead
011284 | 360 AVE B |  | Unknown, Non-Lead | No |  |  |  | Unknown, Non-Lead | 2005 | No |  |  |  | Non-lead
011285 | OCEAN 335 112TH ST |  | Copper | Yes |  | 2024-01-29 |  | PVC | 1957 | Yes |  | 2024-01-29 |  | Non-lead
011286 | 25100 NORTHSIDE DR |  | Polytube | Yes |  | 2023-04-25 |  | PVC |  | Yes |  | 2023-04-25 |  | Non-lead
011287 | RS 59600 OVERSEAS HWY |  | PVC | Yes |  | 2024-03-14 |  | PVC | 1971 | Yes |  | 2024-03-14 |  | Non-lead
011288 | 38 72ND ST OCEAN |  | PVC | Yes |  | 2022-11-29 |  | PVC | 1961 | Yes |  | 2022-11-29 |  | Non-lead
011289 | 409 BALIDO ST |  | Polytube | Yes |  | 2023-03-10 |  | PVC | 1960 | Yes |  | 2023-03-10 |  | Non-lead
011290 | 6460 SUNSHINE ST |  | Unknown, Non-Lead | No |  |  |  | Unknown, Non-Lead | 2000 | No |  |  |  | Non-lead
011292 | LOT 046 1213 14TH ST |  | Polytube | Yes |  | 2022-07-22 |  | PVC | 1965 | Yes |  | 2022-07-22 |  | Non-lead
011293 | LOT 047 1213 14TH ST |  | Polytube | Yes |  | 2024-01-31 |  | PVC | 1965 | Yes |  | 2024-01-31 |  | Non-lead
011294 | LOT 048 1213 14TH ST |  | Polytube | Yes |  | 2022-07-22 |  | PVC | 1965 | Yes |  | 2022-07-22 |  | Non-lead
011295 | LOT 049 1213 14TH ST |  | Polytube | Yes |  | 2022-07-22 |  | PVC | 1965 | Yes |  | 2022-07-22 |  | Non-lead
011296 | LOT 050 1213 14TH ST |  | Polytube | Yes |  | 2022-07-22 |  | PVC | 1965 | Yes |  | 2022-07-22 |  | Non-lead
011297 | LOT 051 1213 14TH ST |  | Polytube | Yes |  | 2023-01-13 |  | Polytube | 1965 | Yes |  | 2023-01-13 |  | Non-lead
011298 | LOT 052 1213 14TH ST |  | Polytube | Yes |  | 2022-07-22 |  | PVC | 1965 | Yes |  | 2022-07-22 |  | Non-lead
011299 | LOT 053 1213 14TH ST |  | Polytube | Yes |  | 2022-07-22 |  | Polytube | 1965 | Yes |  | 2022-07-22 |  | Non-lead
011300 | LOT 054 1213 14TH ST |  | Polytube | Yes |  | 2024-04-26 |  | Polytube | 1965 | Yes |  | 2024-04-26 |  | Non-lead
011301 | LOT 055 1213 14TH ST |  | Polytube | Yes |  | 2022-07-22 |  | Polytube | 1965 | Yes |  | 2022-07-22 |  | Non-lead
011302 | LOT 056 1213 14TH ST |  | Polytube | Yes |  | 2023-02-17 |  | PVC | 1965 | Yes |  | 2023-02-17 |  | Non-lead
011303 | LOT 057 1213 14TH ST |  | Polytube | Yes |  | 2023-03-24 |  | Polytube | 1965 | Yes |  | 2023-03-24 |  | Non-lead
011304 | LOT 058 1213 14TH ST |  | Polytube | Yes |  | 2022-07-22 |  | Polytube | 1965 | Yes |  | 2022-07-22 |  | Non-lead
011305 | LOT 059 1213 14TH ST |  | Polytube | Yes |  | 2022-12-20 |  | Polytube | 1965 | Yes |  | 2022-12-20 |  | Non-lead
011306 | LOT 071 1213 14TH ST |  | Polytube | Yes |  | 2022-07-22 |  | Polytube | 1965 | Yes |  | 2022-07-22 |  | Non-lead
011307 | LOT 072 1213 14TH ST |  | Polytube | Yes |  | 2022-07-22 |  | PVC | 1965 | Yes |  | 2022-07-22 |  | Non-lead
011308 | LOT 227 1213 14TH ST |  | Polytube | Yes |  | 2023-05-04 |  | Polytube | 1965 | Yes |  | 2023-05-04 |  | Non-lead
011309 | LOT 228 1213 14TH ST |  | Polytube | Yes |  | 2022-10-18 |  | Polytube | 1965 | Yes |  | 2022-10-18 |  | Non-lead
011312 | 201 7TH St |  | Polytube | Yes |  | 2023-06-28 |  | PVC | 1960 | Yes |  | 2023-06-28 |  | Non-lead
011313 | 10 6TH ST |  | Polytube | Yes |  | 2022-10-22 |  | Copper | 1964 | Yes |  | 2022-10-22 |  | Non-lead
011314 | 9 6TH ST |  | Polytube | Yes |  | 2023-03-02 |  | PVC | 1960 | Yes |  | 2023-03-02 |  | Non-lead
011315 | 8 6TH ST |  | Unknown, Non-Lead | Yes |  | 2019-06-06 |  | PVC | 2007 | Yes |  | 2019-06-06 |  | Non-lead
011316 | 8 SADOWSKI CSWY |  | Polytube | Yes |  | 2022-10-22 |  | PVC | 1960 | Yes |  | 2022-10-22 |  | Non-lead
011317 | 6 SADOWSKI CSWY |  | Polytube | Yes |  | 2022-10-22 |  | PVC | 1960 | Yes |  | 2022-10-22 |  | Non-lead
011318 | C 5 SADOWSKI CSWY |  | Polytube | Yes |  | 2023-09-25 |  | PVC | 1960 | Yes |  | 2023-09-25 |  | Non-lead
011319 | 4 6TH ST |  | Polytube | Yes |  | 2022-10-22 |  | PVC | 1960 | Yes |  | 2022-10-22 |  | Non-lead
011320 | 3 6TH ST |  | Polytube | Yes |  | 2022-10-22 |  | Polytube | 1960 | Yes |  | 2022-10-22 |  | Non-lead
011321 | 4650 OVERSEAS HWY |  | Polytube | Yes |  | 2022-10-20 |  | PVC | 1966 | Yes |  | 2022-10-20 |  | Non-lead
011322 | LOT 001 1213 14TH ST |  | Polytube | Yes |  | 2024-08-14 |  | Polytube | 1965 | Yes |  | 2024-08-14 |  | Non-lead
011323 | LOT 002 1213 14TH ST |  | Polytube | Yes |  | 2022-07-21 |  | Polytube | 1965 | Yes |  | 2022-07-21 |  | Non-lead
011324 | LOT 003 1213 14TH ST |  | Polytube | Yes |  | 2022-07-21 |  | PVC | 1965 | Yes |  | 2022-07-21 |  | Non-lead
011325 | LOT 004 1213 14TH ST |  | Polytube | Yes |  | 2022-07-21 |  | PVC | 1965 | Yes |  | 2022-07-21 |  | Non-lead
011326 | LOT 005 1213 14TH ST |  | Polytube | Yes |  | 2022-07-21 |  | Polytube | 1965 | Yes |  | 2022-07-21 |  | Non-lead
011327 | LOT 006 1213 14TH ST |  | Polytube | Yes |  | 2022-07-21 |  | PVC | 1965 | Yes |  | 2022-07-21 |  | Non-lead
011328 | LOT 007 1213 14TH ST |  | Polytube | Yes |  | 2023-06-21 |  | PVC | 1965 | Yes |  | 2023-06-21 |  | Non-lead
011329 | LOT 008 1213 14TH ST |  | Polytube | Yes |  | 2022-08-26 |  | Polytube | 1965 | Yes |  | 2022-08-26 |  | Non-lead
011330 | LOT 009 1213 14TH ST |  | Polytube | Yes |  | 2022-07-21 |  | Polytube | 1965 | Yes |  | 2022-07-21 |  | Non-lead
011331 | LOT 010 1213 14TH ST |  | Polytube | Yes |  | 2022-07-21 |  | Polytube | 1965 | Yes |  | 2022-07-21 |  | Non-lead
011332 | LOT 011 1213 14TH ST |  | Polytube | Yes |  | 2022-07-21 |  | Polytube | 1965 | Yes |  | 2022-07-21 |  | Non-lead
011333 | LOT 012 1213 14TH ST |  | Polytube | Yes |  | 2023-04-18 |  | None | 1965 | Yes |  | 2023-04-18 |  | Non-lead
011334 | LOT 013 1213 14TH ST |  | Polytube | Yes |  | 2022-07-21 |  | Polytube | 1965 | Yes |  | 2022-07-21 |  | Non-lead
011335 | LOT 014 1213 14TH ST |  | Polytube | Yes |  | 2022-07-21 |  | Polytube | 1965 | Yes |  | 2022-07-21 |  | Non-lead
011336 | LOT 015 1213 14TH ST |  | Polytube | Yes |  | 2022-07-21 |  | PVC | 1965 | Yes |  | 2022-07-21 |  | Non-lead
011337 | LOT 016 1213 14TH ST |  | Polytube | Yes |  | 2022-07-21 |  | PVC | 1965 | Yes |  | 2022-07-21 |  | Non-lead
011338 | LOT 017 1213 14TH ST |  | Polytube | Yes |  | 2022-07-21 |  | PVC | 1965 | Yes |  | 2022-07-21 |  | Non-lead
011339 | LOT 018 1213 14TH ST |  | Polytube | Yes |  | 2022-07-21 |  | PVC | 1965 | Yes |  | 2022-07-21 |  | Non-lead
011340 | LOT 019 1213 14TH ST |  | Polytube | Yes |  | 2024-09-19 |  | PVC | 1965 | Yes |  | 2024-09-19 |  | Non-lead
011341 | LOT 020 1213 14TH ST |  | Polytube | Yes |  | 2022-07-21 |  | PVC | 1965 | Yes |  | 2022-07-21 |  | Non-lead
011342 | LOT 021 1213 14TH ST |  | Polytube | Yes |  | 2022-07-21 |  | PVC | 1965 | Yes |  | 2022-07-21 |  | Non-lead
011343 | LOT 022 1213 14TH ST |  | Polytube | Yes |  | 2022-07-21 |  | PVC | 1965 | Yes |  | 2022-07-21 |  | Non-lead
011344 | LOT 023 1213 14TH ST |  | Polytube | Yes |  | 2024-07-08 |  | PVC | 1965 | Yes |  | 2024-07-08 |  | Non-lead
011345 | 25050 NORTHSIDE DR |  | Polytube | Yes |  | 2023-04-25 |  | PVC | 1958 | Yes |  | 2023-04-25 |  | Non-lead
011346 | 25 JENNY LN |  | Polytube | Yes |  | 2022-11-07 |  | PVC | 1958 | Yes |  | 2022-11-07 |  | Non-lead
011347 | 161 E RIDGE RD |  | Polytube | Yes |  | 2022-06-10 |  | PVC | 1958 | Yes |  | 2022-06-10 |  | Non-lead
011349 | 135 2ND ST |  | Polytube | Yes |  | 2023-07-13 |  | PVC | 1948 | Yes |  | 2023-07-13 |  | Non-lead
011350 | 53 HIBISCUS LN |  | Polytube | Yes |  | 2023-01-30 |  | PVC | 1958 | Yes |  | 2023-01-30 |  | Non-lead
011352 | 411 BALIDO ST |  | Polytube | Yes |  | 2023-03-10 |  | PVC | 1960 | Yes |  | 2023-03-10 |  | Non-lead
011353 | 25040 NORTHSIDE DR |  | Polytube | Yes |  | 2023-10-13 |  | PVC | 1958 | Yes |  | 2023-10-13 |  | Non-lead
011354 | LOT 024 1213 14TH ST |  | Polytube | Yes |  | 2022-07-21 |  | PVC | 1965 | Yes |  | 2022-07-21 |  | Non-lead
011355 | LOT 026 1213 14TH ST |  | Polytube | Yes |  | 2022-07-21 |  | PVC | 1965 | Yes |  | 2022-07-21 |  | Non-lead
011356 | LOT 027 1213 14TH ST |  | Polytube | Yes |  | 2022-07-21 |  | PVC | 1965 | Yes |  | 2022-07-21 |  | Non-lead
011357 | LOT 028 1213 14TH ST |  | Polytube | Yes |  | 2022-08-30 |  | PVC | 1965 | Yes |  | 2022-08-30 |  | Non-lead
011358 | LOT 029 1213 14TH ST |  | Polytube | Yes |  | 2023-12-15 |  | Polytube | 1965 | Yes |  | 2023-12-15 |  | Non-lead
011359 | LOT 030 1213 14TH ST |  | Polytube | Yes |  | 2024-07-22 |  | PVC | 1965 | Yes |  | 2024-07-22 |  | Non-lead
011360 | LOT 031 1213 14TH ST |  | Polytube | Yes |  | 2024-05-30 |  | PVC | 1965 | Yes |  | 2024-05-30 |  | Non-lead
011361 | LOT 032 1213 14TH ST |  | Polytube | Yes |  | 2024-10-01 |  | PVC | 1965 | Yes |  | 2024-10-01 |  | Non-lead
011362 | LOT 033 1213 14TH ST |  | Polytube | Yes |  | 2022-07-21 |  | Polytube | 1965 | Yes |  | 2022-07-21 |  | Non-lead
011363 | LOT 034 1213 14TH ST |  | Polytube | Yes |  | 2024-09-20 |  | PVC | 1965 | Yes |  | 2024-09-20 |  | Non-lead
011364 | LOT 035 1213 14TH ST |  | Polytube | Yes |  | 2022-07-21 |  | PVC | 1965 | Yes |  | 2022-07-21 |  | Non-lead
011365 | LOT 036 1213 14TH ST |  | Polytube | Yes |  | 2022-07-21 |  | PVC | 1965 | Yes |  | 2022-07-21 |  | Non-lead
011366 | LOT 037 1213 14TH ST |  | Polytube | Yes |  | 2024-04-24 |  | Polytube | 1965 | Yes |  | 2024-04-24 |  | Non-lead
011367 | LOT 038 1213 14TH ST |  | Polytube | Yes |  | 2024-09-18 |  | PVC | 1965 | Yes |  | 2024-09-18 |  | Non-lead
011368 | LOT 039 1213 14TH ST |  | Polytube | Yes |  | 2022-07-21 |  | PVC | 1965 | Yes |  | 2022-07-21 |  | Non-lead
011369 | LOT 040 1213 14TH ST |  | Polytube | Yes |  | 2023-05-31 |  | PVC | 1965 | Yes |  | 2023-05-31 |  | Non-lead
011370 | LOT 041 1213 14TH ST |  | Polytube | Yes |  | 2022-07-24 |  | Polytube | 1965 | Yes |  | 2022-07-24 |  | Non-lead
011371 | LOT 042 1213 14TH ST |  | Polytube | Yes |  | 2022-07-22 |  | Polytube | 1965 | Yes |  | 2022-07-22 |  | Non-lead
011372 | LOT 043 1213 14TH ST |  | Polytube | Yes |  | 2022-07-01 |  | PVC | 1965 | Yes |  | 2022-07-01 |  | Non-lead
011373 | LOT 044 1213 14TH ST |  | Polytube | Yes |  | 2022-07-22 |  | Polytube | 1965 | Yes |  | 2022-07-22 |  | Non-lead
011374 | LOT 045 1213 14TH ST |  | Polytube | Yes |  | 2022-07-22 |  | Polytube | 1965 | Yes |  | 2022-07-22 |  | Non-lead
011379 | 5016 5TH AVE |  | Polytube | Yes |  | 2023-03-08 |  | PVC | 1963 | Yes |  | 2023-03-08 |  | Non-lead
011380 | 1618 N ROOSEVELT BLVD |  | Ductile Iron | Yes |  | 2022-09-16 |  | Ductile Iron | 1963 | Yes |  | 2022-09-16 |  | Non-lead
011381 | 577 BOYD DR |  | Polytube | Yes |  | 2023-01-27 |  | PVC | 1971 | Yes |  | 2023-01-27 |  | Non-lead
011382 | 446 LARGO AVE |  | Polytube | Yes |  | 2024-08-08 |  | PVC | 1955 | Yes |  | 2024-08-08 |  | Non-lead
011383 | 9 ED SWIFT RD |  | Polytube | Yes |  | 2024-04-24 |  | PVC | 1967 | Yes |  | 2024-04-24 |  | Non-lead
011384 | 1100 BAY ST |  | Polytube | Yes |  | 2023-04-26 |  | PVC | 1953 | Yes |  | 2023-04-26 |  | Non-lead
011385 | 28 72ND ST OCEAN |  | PVC | Yes |  | 2022-11-16 |  | PVC | 1961 | Yes |  | 2022-11-16 |  | Non-lead
011386 | OCEAN 751 W 63RD ST |  | Polytube | Yes |  | 2024-04-11 |  | PVC | 1958 | Yes |  | 2024-04-11 |  | Non-lead
011388 | 82200 OVERSEAS HWY |  | Polytube | Yes |  | 2022-05-10 |  | PVC | 1950 | Yes |  | 2022-05-10 |  | Non-lead
011389 | 2521 FLAGLER AVE |  | Polytube | Yes |  | 2022-08-12 |  | PVC | 1963 | Yes |  | 2022-08-12 |  | Non-lead
011390 | 18 CINDY PL |  | Polytube | Yes |  | 2022-11-08 |  | PVC | 1972 | Yes |  | 2022-11-08 |  | Non-lead
011391 | LOT 229 1213 14TH ST |  | Polytube | Yes |  | 2023-05-04 |  | Polytube | 1965 | Yes |  | 2023-05-04 |  | Non-lead
011393 | 411 AVE C |  | Polytube | Yes |  | 2023-07-14 |  | PVC | 1975 | Yes |  | 2023-07-14 |  | Non-lead
011394 | 30170 LINDA ST |  | Polytube | Yes |  | 2020-07-22 |  | PVC | 1967 | Yes |  | 2020-07-22 |  | Non-lead
011395 | LOT 042B 1213 14TH ST |  | Polytube | Yes |  | 2022-07-22 |  | PVC | 1965 | Yes |  | 2022-07-22 |  | Non-lead
011397 | LOT 025 1213 14TH ST |  | Polytube | Yes |  | 2024-07-22 |  | Polytube | 1965 | Yes |  | 2024-07-22 |  | Non-lead
011398 | APT A 506 FRANCES ST |  | Polytube | Yes |  | 2023-02-10 |  | PVC | 1938 | Yes |  | 2023-02-10 |  | Non-lead
011399 | APT A 3 NASSAU LN |  | Polytube | Yes |  | 2022-12-02 |  | PVC | 1933 | Yes |  | 2022-12-02 |  | Non-lead
011400 | UNIT B 3 NASSAU LN |  | Polytube | Yes |  | 2022-12-02 |  | PVC | 1933 | Yes |  | 2022-12-02 |  | Non-lead
011401 | APT D 506 FRANCES ST |  | Polytube | Yes |  | 2023-02-10 |  | PVC | 1938 | Yes |  | 2023-02-10 |  | Non-lead
011402 | 112 SAN REMO DR |  | Polytube | Yes |  | 2022-06-07 |  | PVC | 1990 | Yes |  | 2022-06-07 |  | Non-lead
011403 | APT 8 818 ELIZABETH ST |  | Unknown, Non-Lead | Yes |  | 2024-04-05 |  | Unknown, Non-Lead | 2006 | Yes |  | 2024-04-05 |  | Non-lead
011404 | 3358 FLAGLER AVE |  | Polytube | Yes |  | 2024-08-21 |  | PVC | 1958 | Yes |  | 2024-08-21 |  | Non-lead
011405 | 274 LOMA LN |  | Polytube | Yes |  | 2022-12-06 |  | PVC | 1973 | Yes |  | 2022-12-06 |  | Non-lead
011406 | 5 NASSAU LN |  | Polytube | Yes |  | 2024-04-03 |  | PVC | 1933 | Yes |  | 2024-04-03 |  | Non-lead
011407 | 24923 PARK DR |  | Polytube | Yes |  | 2024-09-09 |  | PVC | 1956 | Yes |  | 2024-09-09 |  | Non-lead
011408 | 3124 FLAGLER AVE |  | Polytube | Yes |  | 2023-05-04 |  | PVC | 1981 | Yes |  | 2023-05-04 |  | Non-lead
011409 | 510 AVE C |  | Polytube | Yes |  | 2023-05-22 |  | PVC | 1958 | Yes |  | 2023-05-22 |  | Non-lead
011410 | 19910 FLAMINGO RD |  | Polytube | Yes |  | 2023-01-26 |  | PVC | 1938 | Yes |  | 2023-01-26 |  | Non-lead
011412 | 1411 OLIVIA ST |  | Polytube | Yes |  | 2022-09-07 |  | PVC | 1938 | Yes |  | 2022-09-07 |  | Non-lead
011413 | 5 NASSAU LN |  | Unknown, Non-Lead | Yes |  | 2023-05-04 |  | No Piping | 1933 | Yes |  | 2023-05-04 |  | Non-lead
011414 | 907 CAROLINE ST |  | Polytube | Yes |  | 2023-02-22 |  | PVC | 1955 | Yes |  | 2023-02-22 |  | Non-lead
011415 | OFFICE 1001 WHITEHEAD ST |  | Polytube | Yes |  | 2022-07-05 |  | PVC | 1976 | Yes |  | 2022-07-05 |  | Non-lead
011416 | 1424 GRINNEL ST |  | Polytube | Yes |  | 2022-11-22 |  | PVC | 1963 | Yes |  | 2022-11-22 |  | Non-lead
011417 | 75 ED SWIFT RD |  | Unknown, Non-Lead | Yes |  | 2024-08-29 |  | PVC | 2010 | Yes |  | 2024-08-29 |  | Non-lead
011418 | 1128 GRAND ST |  | Polytube | Yes |  | 2023-02-01 |  | PVC | 1959 | Yes |  | 2023-02-01 |  | Non-lead
011419 | 84 HENRY MORGAN DR |  | Polytube | Yes |  | 2023-02-01 |  | PVC | 1974 | Yes |  | 2023-02-01 |  | Non-lead
011420 | 19 JOLLY ROGER DR |  | Polytube | Yes |  | 2023-01-31 |  | PVC | 1959 | Yes |  | 2023-01-31 |  | Non-lead
011421 | 1 JENNY LANE |  | Polytube | Yes |  | 2018-10-22 |  | PVC | 1982 | Yes |  | 2018-10-22 |  | Non-lead
011422 | 2 JANET PL |  | Polytube | Yes |  | 2022-11-28 |  | PVC | 1971 | Yes |  | 2022-11-28 |  | Non-lead
011423 | 4 CORAL DRIVE |  | Polytube | No |  |  |  | PVC | 2008 | No |  |  |  | Non-lead
011424 | 287 N AIRPORT DR |  | Polytube | Yes |  | 2022-08-25 |  | PVC | 1956 | Yes |  | 2022-08-25 |  | Non-lead
011425 | 301 AVE B |  | Unknown, Non-Lead | No |  |  |  | Unknown, Non-Lead | 2005 | No |  |  |  | Non-lead
011426 | #2 301 AVE B |  | Unknown, Non-Lead | No |  |  |  | Unknown, Non-Lead | 2005 | No |  |  |  | Non-lead
011427 | 707 WHITMARSH LN |  | Polytube | Yes |  | 2023-03-06 |  | PVC | 1943 | Yes |  | 2023-03-06 |  | Non-lead
011429 | OCEAN 543 74TH ST |  | Polytube | Yes |  | 2023-03-10 |  | PVC | 1958 | Yes |  | 2023-03-10 |  | Non-lead
011431 | 113 ORANGE LN |  | Polytube | Yes |  | 2023-08-23 |  | PVC | 1958 | Yes |  | 2023-08-23 |  | Non-lead
011432 | APT B 506 FRANCES ST |  | Polytube | Yes |  | 2023-02-10 |  | PVC | 1938 | Yes |  | 2023-02-10 |  | Non-lead
011435 | 30121 LINDA ST |  | Polytube | Yes |  | 2022-12-06 |  | PVC | 1956 | Yes |  | 2022-12-06 |  | Non-lead
011437 | 103800 OVERSEAS HWY |  | Unknown, Non-Lead | Yes |  | 2020-11-19 |  | Unknown, Non-Lead | 1993 | Yes |  | 2020-11-19 |  | Non-lead
011438 | 541 PALM DR |  | Unknown, Non-Lead | No |  |  |  | Unknown, Non-Lead | 2008 | No |  |  |  | Non-lead
011440 | 43 DOLPHIN RD |  | Polytube | Yes |  | 2022-07-25 |  | PVC | 1959 | Yes |  | 2022-07-25 |  | Non-lead
011441 | 50 DOLPHIN RD |  | Polytube | Yes |  | 2022-07-25 |  | PVC | 1958 | Yes |  | 2022-07-25 |  | Non-lead
011442 | 2 CORAL DR |  | Unknown, Non-Lead | No |  |  |  | Unknown, Non-Lead | 2008 | No |  |  |  | Non-lead
011445 | 30076 LINDA |  | Polytube | Yes |  | 2022-12-06 |  | PVC | 1959 | Yes |  | 2022-12-06 |  | Non-lead
011446 | 671 PINE LN |  | Polytube | Yes |  | 2023-10-18 |  | PVC | 1963 | Yes |  | 2023-10-18 |  | Non-lead
011447 | 19970 FLAMINGO RD |  | Polytube | Yes |  | 2023-01-26 |  | PVC | 1950 | Yes |  | 2023-01-26 |  | Non-lead
011448 | 430 AVE E |  | Polytube | No |  |  |  | PVC | 1993 | No |  |  |  | Non-lead
011449 | REAR 1106 WINDSOR LN |  | Polytube | Yes |  | 2023-03-28 |  | PVC | 1938 | Yes |  | 2023-03-28 |  | Non-lead
011450 | 939 X601 COUNTY ROAD |  | Unknown, Non-Lead | Yes |  | 2018-08-30 |  | No Piping | Vacant | Yes |  | 2018-08-30 |  | Non-lead
011451 | 815 EATON ST |  | Polytube | Yes |  | 2023-03-06 |  | PVC | 1923 | Yes |  | 2023-03-06 |  | Non-lead
011453 | 31442 AVENUE I |  | Unknown, Non-Lead | Yes |  | 2023-09-29 |  | Unknown, Non-Lead | 2021 | Yes |  | 2023-09-29 |  | Non-lead
011454 | 20 JEAN LAFITTE DR |  | Polytube | Yes |  | 2023-01-31 |  | PVC | 1959 | Yes |  | 2023-01-31 |  | Non-lead
011455 | TEXACO 82760 OVERSEAS HWY |  | Polytube | Yes |  | 2022-06-28 |  | PVC | 1951 | Yes |  | 2022-06-28 |  | Non-lead
011456 | 80241 OVERSEAS 5 BEDROOM HOUSE HWY |  | Polytube | Yes |  | 2022-06-22 |  | Galvanized | 1958 | Yes |  | 2022-06-22 |  | Galvanized Requiring Replacement
011457 | 38 E BEACH RD |  | Polytube | Yes |  | 2022-07-20 |  | PVC | 1958 | Yes |  | 2022-07-20 |  | Non-lead
011458 | 159 GARDENIA ST |  | Polytube | Yes |  | 2022-06-16 |  | PVC | 1960 | Yes |  | 2022-06-16 |  | Non-lead
011459 | 82891 OVERSEAS HWY |  | Polytube | Yes |  | 2022-06-22 |  | PVC | 1958 | Yes |  | 2022-06-22 |  | Non-lead
011460 | OCEAN 254 29TH ST |  | Polytube | Yes |  | 2024-07-12 |  | PVC | 1963 | Yes |  | 2024-07-12 |  | Non-lead
011461 | 2751 YELLOWTAIL DR |  | Polytube | Yes |  | 2023-02-01 |  | PVC | 1959 | Yes |  | 2023-02-01 |  | Non-lead
011464 | 1223 UNITED ST |  | Polytube | Yes |  | 2022-09-02 |  | PVC | 1977 | Yes |  | 2022-09-02 |  | Non-lead
011465 | 1401 ATLANTIC BLVD |  | Polytube | Yes |  | 2023-07-14 |  | Copper | 1958 | Yes |  | 2023-07-14 |  | Non-lead
011466 | 2333 PATTERSON AVE |  | Polytube | Yes |  | 2022-12-07 |  | PVC | 1963 | Yes |  | 2022-12-07 |  | Non-lead
011468 | 555 AVE E |  | Unknown, Non-Lead | Yes |  | 2023-02-23 |  | No Piping | Vacant | Yes |  | 2023-02-23 |  | Non-lead
011469 | 403 1ST ST |  | None | Yes |  | 2022-10-19 |  | None |  | Yes |  | 2022-10-19 |  | Non-lead
011470 | 407 1ST ST |  | Unknown | Yes |  | 2022-10-19 |  | None |  | Yes |  | 2022-10-19 |  | No Service Line
011471 | 545 AVENUE E |  | Unknown, Non-Lead | No |  |  |  | Unknown, Non-Lead | 2012 | No |  |  |  | Non-lead
011474 | LOT 01 1300 15TH CT |  | Polytube | Yes |  | 2023-05-04 |  | PVC | 1966 | Yes |  | 2023-05-04 |  | Non-lead
011477 | 1507 18TH ST |  | Polytube | Yes |  | 2022-07-08 |  | PVC | 1958 | Yes |  | 2022-07-08 |  | Non-lead
011478 | LOT 09 1300 15TH CT |  | Polytube | Yes |  | 2023-05-04 |  | PVC | 1966 | Yes |  | 2023-05-04 |  | Non-lead
011479 | LOT 35 1300 15TH CT |  | Polytube | Yes |  | 2023-05-04 |  | PVC | 1966 | Yes |  | 2023-05-04 |  | Non-lead
011480 | 3701 DUCK AVE |  | Polytube | Yes |  | 2022-05-13 |  | PVC | 1963 | Yes |  | 2022-05-13 |  | Non-lead
011481 | LOT 062 6500 MALONEY AVE |  | Polytube | Yes |  | 2023-03-07 |  | PVC | 1960 | Yes |  | 2023-03-07 |  | Non-lead
011482 | LOT 25 1300 15TH CT |  | Polytube | Yes |  | 2023-08-25 |  | PVC | 1966 | Yes |  | 2023-08-25 |  | Non-lead
011483 | 21 ASTER TER |  | Polytube | Yes |  | 2023-06-28 |  | PVC | 1959 | Yes |  | 2023-06-28 |  | Non-lead
011484 | 829 BONITO LN |  | Polytube | Yes |  | 2022-09-20 |  | PVC | 1961 | Yes |  | 2022-09-20 |  | Non-lead
011485 | 118 BAY VIEW DR |  | Polytube | Yes |  | 2022-06-29 |  | PVC | 1964 | Yes |  | 2022-06-29 |  | Non-lead
011486 | 186 N COCONUT PALM BLVD |  | Polytube | Yes |  | 2022-06-14 |  | PVC | 1961 | Yes |  | 2022-06-14 |  | Non-lead
011487 | 129 SAN REMO DR |  | Polytube | Yes |  | 2022-06-07 |  | PVC | 1982 | Yes |  | 2022-06-07 |  | Non-lead
011488 | 204 BUTTONWOOD LN |  | Polytube | Yes |  | 2022-07-18 |  | PVC |  | Yes |  | 2022-07-18 |  | Non-lead
011489 | 107 ZANE GREY CREEK DR |  | Polytube | Yes |  | 2022-05-20 |  | PVC | 1963 | Yes |  | 2022-05-20 |  | Non-lead
011490 | 3030 RIVIERA DR |  | Polytube | Yes |  | 2022-05-26 |  | Copper | 1959 | Yes |  | 2022-05-26 |  | Non-lead
011491 | 25 PALM DR |  | Unknown, Non-Lead | Yes |  | 2023-10-06 |  | Unknown, Non-Lead | 2019 | Yes |  | 2023-10-06 |  | Non-lead
011492 | 91860 OVERSEAS HWY |  | Unknown, Non-Lead | No |  |  |  | Unknown, Non-Lead | 1999 | No |  |  |  | Non-lead
011493 | LOT 34 1300 15TH CT |  | Polytube | Yes |  | 2023-07-18 |  | PVC | 1966 | Yes |  | 2023-07-18 |  | Non-lead
011495 | 1261 AVE A |  | Polytube | Yes |  | 2023-04-19 |  | PVC | 1966 | Yes |  | 2023-04-19 |  | Non-lead
011496 | 125 CUNNINGHAM LANE |  | Polytube | Yes |  | 2023-03-06 |  | PVC | 1974 | Yes |  | 2023-03-06 |  | Non-lead
011497 | 346 29TH OCEAN ST |  | Polytube | Yes |  | 2022-05-23 |  | PVC | 1959 | Yes |  | 2022-05-23 |  | Non-lead
011498 | 8000 TUNA DR |  | Polytube | Yes |  | 2023-08-17 |  | PVC | 1966 | Yes |  | 2023-08-17 |  | Non-lead
011499 | 1709 JOSEPHINE ST |  | Polytube | Yes |  | 2022-10-19 |  | PVC | 1969 | Yes |  | 2022-10-19 |  | Non-lead
011500 | 37 72ND ST OCEAN |  | PVC | Yes |  | 2022-11-30 |  | PVC | 1961 | Yes |  | 2022-11-30 |  | Non-lead
011502 | 20 PALM DR |  | Polytube | Yes |  | 2022-10-03 |  | PVC | 1959 | Yes |  | 2022-10-03 |  | Non-lead
011504 | APT 2 1027 EATON ST |  | PVC | Yes |  | 2023-03-20 |  | PVC | 1933 | Yes |  | 2023-03-20 |  | Non-lead
011505 | APT 3 1027 EATON ST |  | PVC | Yes |  | 2023-03-20 |  | PVC | 1933 | Yes |  | 2023-03-20 |  | Non-lead
011506 | 821 THOMAS ST |  | Polytube | Yes |  | 2023-05-04 |  | Polytube | 1933 | Yes |  | 2023-05-04 |  | Non-lead
011512 | 706 CHAPMAN LN |  | Polytube | Yes |  | 2022-07-12 |  | PVC | 1923 | Yes |  | 2022-07-12 |  | Non-lead
011513 | 2660 YELLOWTAIL DR |  | Polytube | Yes |  | 2023-01-26 |  | PVC | 1958 | Yes |  | 2023-01-26 |  | Non-lead
011515 | 541 AVE C |  | Unknown, Non-Lead | No |  |  |  | Unknown, Non-Lead | 2003 | No |  |  |  | Non-lead
011517 | LOT 43 25378 2ND ST |  | Polytube | Yes |  | 2023-12-27 |  | PVC | 1958 | Yes |  | 2023-12-27 |  | Non-lead
011518 | 266 S COCONUT PALM BLVD |  | Polytube | Yes |  | 2023-07-17 |  | PVC | 1997 | Yes |  | 2023-07-17 |  | Non-lead
011519 | 320 KEY HONEY LN |  | Polytube | Yes |  | 2022-07-20 |  | PVC | 2007 | Yes |  | 2022-07-20 |  | Non-lead
011520 | DOWN 1201 DUVAL ST |  | Polytube | Yes |  | 2022-08-31 |  | Polytube | 1948 | Yes |  | 2022-08-31 |  | Non-lead
011521 | 29 72ND ST OCEAN |  | PVC | Yes |  | 2024-01-24 |  | PVC | 1961 | Yes |  | 2024-01-24 |  | Non-lead
011522 | APT UP 1201 DUVAL ST |  | Polytube | Yes |  | 2022-08-31 |  | PVC | 1948 | Yes |  | 2022-08-31 |  | Non-lead
011527 | 401 COCONUT DR |  | Polytube | Yes |  | 2022-07-20 |  | Copper | 1957 | Yes |  | 2022-07-20 |  | Non-lead
011528 | 15 LIME ST |  | Unknown, Non-Lead | Yes |  | 2022-01-12 |  | Unknown, Non-Lead | 1988 | Yes |  | 2022-01-12 |  | Non-lead
011529 | 102421 OVERSEAS HWY |  | Polytube | Yes |  | 2023-02-01 |  | PVC | 1970 | Yes |  | 2023-02-01 |  | Non-lead
011530 | 34 MARLIN AVE |  | Polytube | Yes |  | 2022-10-31 |  | PVC | 1958 | Yes |  | 2022-10-31 |  | Non-lead
011531 | 102101 OVERSEAS HWY |  | Polytube | Yes |  | 2024-05-28 |  | PVC | 1957 | Yes |  | 2024-05-28 |  | Non-lead
011532 | 3 JENNY LANE |  | Polytube | Yes |  | 2022-11-07 |  | PVC | 1982 | Yes |  | 2022-11-07 |  | Non-lead
011533 | 724 EATON REAR ST |  | PVC | Yes |  | 2023-03-06 |  | PVC | 1938 | Yes |  | 2023-03-06 |  | Non-lead
011534 | 30 72ND ST OCEAN |  | PVC | Yes |  | 2022-11-30 |  | PVC | 1961 | Yes |  | 2022-11-30 |  | Non-lead
011535 | 24996 OVERSEAS HWY |  | Polytube | Yes |  | 2023-08-28 |  | PVC | 1958 | Yes |  | 2023-08-28 |  | Non-lead
011536 | 5180 OVERSEAS HWY |  | Polytube | Yes |  | 2023-03-07 |  | PVC | 1963 | Yes |  | 2023-03-07 |  | Non-lead
011537 | 25131 CENTER ST |  | Polytube | Yes |  | 2023-04-24 |  | PVC | 1963 | Yes |  | 2023-04-24 |  | Non-lead
011539 | 30881 WITTERS LANE |  | Polytube | Yes |  | 2022-11-28 |  | PVC | 1963 | Yes |  | 2022-11-28 |  | Non-lead
011540 | 18 AZALEA DR |  | Polytube | Yes |  | 2022-04-29 |  | PVC | 1954 | Yes |  | 2022-04-29 |  | Non-lead
011542 | APT FRT RIGHT 29928 US 1 HWY |  | Polytube | Yes |  | 2022-12-08 |  | PVC | 1953 | Yes |  | 2022-12-08 |  | Non-lead
011545 | APT FRT LEFT 29928 US 1 HWY |  | Polytube | Yes |  | 2024-08-15 |  | PVC | 1953 | Yes |  | 2024-08-15 |  | Non-lead
011547 | 101 CALOOSA ST |  | Copper | Yes |  | 2023-05-09 |  | Polytube | 1964 | Yes |  | 2023-05-09 |  | Non-lead
011548 | 84371 OLD RD |  | Polytube | Yes |  | 2022-11-16 |  | Polytube | 1968 | Yes |  | 2022-11-16 |  | Non-lead
011549 | 138 SUNSET PTS OF L DR |  | Polytube | Yes |  | 2022-06-28 |  | PVC | 1959 | Yes |  | 2022-06-28 |  | Non-lead
011550 | 138 BAYVIEW Dr |  | Polytube | Yes |  | 2022-06-28 |  | PVC | 1963 | Yes |  | 2022-06-28 |  | Non-lead
011551 | 36 JANET PL |  | Polytube | Yes |  | 2023-01-10 |  | PVC | 1958 | Yes |  | 2023-01-10 |  | Non-lead
011552 | 711 SHARON PL |  | PVC | Yes |  | 2022-12-14 |  | Polytube | 1985 | Yes |  | 2022-12-14 |  | Non-lead
011553 | 2 CINDY PL |  | Polytube | Yes |  | 2022-11-08 |  | PVC | 1966 | Yes |  | 2022-11-08 |  | Non-lead
011554 | 20 CINDY PLACE |  | Polytube | Yes |  | 2022-11-16 |  | PVC | 1958 | Yes |  | 2022-11-16 |  | Non-lead
011555 | 3350 FLAGLER AVE |  | Polytube | Yes |  | 2022-07-07 |  | Copper | 1958 | Yes |  | 2022-07-07 |  | Non-lead
011556 | 1209 20TH ST |  | Polytube | Yes |  | 2022-07-15 |  | PVC | 1963 | Yes |  | 2022-07-15 |  | Non-lead
011557 | 1305 20TH TERR |  | Polytube | Yes |  | 2024-03-18 |  | Copper | 1963 | Yes |  | 2024-03-18 |  | Non-lead
011558 | 1227 20TH TER |  | Polytube | Yes |  | 2024-02-21 |  | PVC | 1963 | Yes |  | 2024-02-21 |  | Non-lead
011559 | 1211 20th TERR |  | Polytube | Yes |  | 2022-05-18 |  | Unknown | 1963 | Yes |  | 2022-05-18 |  | Lead Status Unknown
011560 | 1120 20TH ST |  | Polytube | Yes |  | 2022-07-15 |  | PVC | 1960 | Yes |  | 2022-07-15 |  | Non-lead
011561 | 3743 DONALD AVE |  | Polytube | Yes |  | 2022-05-18 |  | PVC | 1960 | Yes |  | 2022-05-18 |  | Non-lead
011562 | 3354 FLAGLER AVE |  | Polytube | Yes |  | 2022-07-07 |  | PVC | 1958 | Yes |  | 2022-07-07 |  | Non-lead
011563 | 704 OLIVIA ST |  | Polytube | Yes |  | 2023-01-12 |  | PVC | 1943 | Yes |  | 2023-01-12 |  | Non-lead
011564 | L17/18 24823 PARK DR |  | Polytube | Yes |  | 2023-10-13 |  | PVC | 1956 | Yes |  | 2023-10-13 |  | Non-lead
011565 | 50 PALMETTO DR |  | Polytube | Yes |  | 2022-11-09 |  | PVC | 1973 | Yes |  | 2022-11-09 |  | Non-lead
011566 | 31521 WARNER ST |  | Polytube | Yes |  | 2022-06-17 |  | PVC | 1981 | Yes |  | 2022-06-17 |  | Non-lead
011568 | 345 BUTTONWOOD SHORES DR |  | Polytube | Yes |  | 2023-01-30 |  | PVC | 1958 | Yes |  | 2023-01-30 |  | Non-lead
011570 | 620 CABRERA ST |  | Polytube | Yes |  | 2022-10-31 |  | PVC | 1961 | Yes |  | 2022-10-31 |  | Non-lead
011572 | 5650 3RD AVE |  | Polytube | Yes |  | 2024-02-05 |  | PVC | 1970 | Yes |  | 2024-02-05 |  | Non-lead
011573 | APT FRONT 5646 3RD AVE |  | Polytube | Yes |  | 2024-06-26 |  | PVC | 1958 | Yes |  | 2024-06-26 |  | Non-lead
011574 | 8048 PORPOISE DR |  | Polytube | Yes |  | 2023-01-26 |  | PVC | 1963 | Yes |  | 2023-01-26 |  | Non-lead
011575 | UNIT #1 69500 OVERSEAS HWY |  | Polytube | Yes |  | 2023-01-06 |  | PVC | 2008 | Yes |  | 2023-01-06 |  | Non-lead
011576 | 237 TOLLGATE BLVD |  | Polytube | Yes |  | 2022-06-28 |  | PVC | 1962 | Yes |  | 2022-06-28 |  | Non-lead
011577 | 89701 OLD HWY |  | Polytube | Yes |  | 2022-06-21 |  | PVC | 1964 | Yes |  | 2022-06-21 |  | Non-lead
011578 | 611 PETRONIA ST |  | Polytube | Yes |  | 2023-01-25 |  | PVC | 1918 | Yes |  | 2023-01-25 |  | Non-lead
011579 | 234 LOMA LANE |  | Polytube | Yes |  | 2022-12-06 |  | PVC | 1958 | Yes |  | 2022-12-06 |  | Non-lead
011580 | 20161 KINGS ROW |  | Polytube | Yes |  | 2023-03-21 |  | PVC | 2007 | Yes |  | 2023-03-21 |  | Non-lead
011581 | 26 72ND ST OCEAN |  | PVC | Yes |  | 2023-10-31 |  | PVC | 1961 | Yes |  | 2023-10-31 |  | Non-lead
011582 | 163 CUNNINGHAM LN |  | Polytube | Yes |  | 2024-05-21 |  | PVC | 1969 | Yes |  | 2024-05-21 |  | Non-lead
011583 | 1601 JOHNSON ST |  | Copper | Yes |  | 2023-04-26 |  | PVC | 1958 | Yes |  | 2023-04-26 |  | Non-lead
011584 | 30130 LINDA ST |  | Polytube | Yes |  | 2024-04-15 |  | PVC | 1953 | Yes |  | 2024-04-15 |  | Non-lead
011585 | REAR 719 WINDSOR LN |  | Polytube | Yes |  | 2022-09-07 |  | PVC | 1938 | Yes |  | 2022-09-07 |  | Non-lead
011586 | 1 B 7TH ST |  | Polytube | Yes |  | 2022-10-22 |  | PVC | 1958 | Yes |  | 2022-10-22 |  | Non-lead
011587 | 92620 OVERSEAS HWY |  | Polytube | Yes |  | 2024-07-08 |  | PVC | 1958 | Yes |  | 2024-07-08 |  | Non-lead
011589 | 335 SOUND DR |  | Polytube | Yes |  | 2022-10-31 |  | PVC | 1958 | Yes |  | 2022-10-31 |  | Non-lead
011590 | 525 MICHELE DR |  | Polytube | Yes |  | 2022-12-05 |  | PVC | 1958 | Yes |  | 2022-12-05 |  | Non-lead
011591 | 2 POINCIANA/FLORIDA DR |  | Polytube | Yes |  | 2024-08-29 |  | PVC | 1960 | Yes |  | 2024-08-29 |  | Non-lead
011592 | 23 BEACH DR |  | Unknown, Non-Lead | Yes |  | 2022-05-12 |  | Unknown, Non-Lead | 1999 | Yes |  | 2022-05-12 |  | Non-lead
011593 | 301 US 1 HWY |  | Polytube | Yes |  | 2023-02-24 |  | PVC | 1958 | Yes |  | 2023-02-24 |  | Non-lead
011594 | 1421 REYNOLDS ST |  | Polytube | Yes |  | 2022-08-24 |  | PVC | 1958 | Yes |  | 2022-08-24 |  | Non-lead
011595 | 185 COUNTY RD |  | Polytube | Yes |  | 2022-11-09 |  | PVC | 1974 | Yes |  | 2022-11-09 |  | Non-lead
011596 | 8010 SHARK DR |  | Polytube | Yes |  | 2023-02-03 |  | PVC | 1959 | Yes |  | 2023-02-03 |  | Non-lead
011597 | 1611 GEORGE ST |  | Polytube | Yes |  | 2023-04-26 |  | PVC | 1968 | Yes |  | 2023-04-26 |  | Non-lead
011599 | 500 42ND ST |  | Polytube | Yes |  | 2023-03-03 |  | PVC | 1962 | Yes |  | 2023-03-03 |  | Non-lead
011600 | 102 PRESTON ST |  | Polytube | Yes |  | 2024-03-14 |  | PVC | 1961 | Yes |  | 2024-03-14 |  | Non-lead
011601 | 230 APACHE ST |  | Polytube | Yes |  | 2022-06-07 |  | PVC | 1959 | Yes |  | 2022-06-07 |  | Non-lead
011602 | 202 APACHE ST |  | Polytube | Yes |  | 2022-05-26 |  | PVC | 1960 | Yes |  | 2022-05-26 |  | Non-lead
011603 | 722 SHARON PL |  | Unknown, Non-Lead | Yes |  | 2021-12-27 |  | PVC | 2006 | Yes |  | 2021-12-27 |  | Non-lead
011604 | 942 SHAW DR |  | Polytube | Yes |  | 2022-05-23 |  | PVC | 1958 | Yes |  | 2022-05-23 |  | Non-lead
011605 | 10 CINDY PL |  | Polytube | Yes |  | 2023-02-02 |  | PVC | 1973 | Yes |  | 2023-02-02 |  | Non-lead
011606 | LOT 074 1213 14TH ST |  | Polytube | Yes |  | 2022-07-22 |  | Polytube | 1965 | Yes |  | 2022-07-22 |  | Non-lead
011607 | LOT 060 1213 14TH ST |  | Polytube | Yes |  | 2022-07-22 |  | Polytube | 1965 | Yes |  | 2022-07-22 |  | Non-lead
011608 | LOT 061 1213 14TH ST |  | Polytube | Yes |  | 2024-08-21 |  | PVC | 1965 | Yes |  | 2024-08-21 |  | Non-lead
011609 | LOT 062 1213 14TH ST |  | Polytube | Yes |  | 2022-07-22 |  | PVC | 1965 | Yes |  | 2022-07-22 |  | Non-lead
011610 | LOT 063 1213 14TH ST |  | Polytube | Yes |  | 2022-07-22 |  | PVC | 1965 | Yes |  | 2022-07-22 |  | Non-lead
011611 | LOT 064 1213 14TH ST |  | Unknown | Yes |  | 2024-04-03 |  | Unknown | 1965 | Yes |  | 2024-04-03 |  | Lead Status Unknown
011612 | LOT 065 1213 14TH ST |  | Polytube | Yes |  | 2023-03-24 |  | Polytube | 1965 | Yes |  | 2023-03-24 |  | Non-lead
011613 | LOT 066 1213 14TH ST |  | Polytube | Yes |  | 2022-07-22 |  | Polytube | 1965 | Yes |  | 2022-07-22 |  | Non-lead
011614 | LOT 067 1213 14TH ST |  | Polytube | Yes |  | 2022-07-22 |  | Polytube | 1965 | Yes |  | 2022-07-22 |  | Non-lead
011615 | LOT 068 1213 14TH ST |  | Polytube | Yes |  | 2022-07-24 |  | PVC | 1965 | Yes |  | 2022-07-24 |  | Non-lead
011616 | LOT 069 1213 14TH ST |  | Polytube | Yes |  | 2022-07-22 |  | Polytube | 1965 | Yes |  | 2022-07-22 |  | Non-lead
011617 | LOT 070 1213 14TH ST |  | Polytube | Yes |  | 2022-07-22 |  | PVC | 1965 | Yes |  | 2022-07-22 |  | Non-lead
011618 | LOT 073 1213 14TH ST |  | Polytube | Yes |  | 2022-07-22 |  | PVC | 1965 | Yes |  | 2022-07-22 |  | Non-lead
011619 | 1215 MARGARET ST |  | Polytube | Yes |  | 2023-04-25 |  | PVC | 1923 | Yes |  | 2023-04-25 |  | Non-lead
011620 | LOT 075 1213 14TH ST |  | Polytube | Yes |  | 2023-12-15 |  | PVC | 1965 | Yes |  | 2023-12-15 |  | Non-lead
011621 | LOT 076 1213 14TH ST |  | Polytube | Yes |  | 2022-07-22 |  | Polytube | 1965 | Yes |  | 2022-07-22 |  | Non-lead
011622 | LOT 226 1213 14TH ST |  | PVC | Yes |  | 2024-09-13 |  | Polytube | 1965 | Yes |  | 2024-09-13 |  | Non-lead
011623 | 2523 FLAGLER AVE |  | Polytube | Yes |  | 2022-06-17 |  | PVC | 1963 | Yes |  | 2022-06-17 |  | Non-lead
011624 | 2525 FLAGLER AVE |  | Polytube | Yes |  | 2022-08-24 |  | PVC | 1963 | Yes |  | 2022-08-24 |  | Non-lead
011625 | 2527 FLAGLER AVE |  | Copper | Yes |  | 2024-09-30 |  | PVC | 1963 | Yes |  | 2024-09-30 |  | Non-lead
011626 | 500 82ND OCEAN ST |  | Polytube | Yes |  | 2023-01-19 |  | PVC | 1958 | Yes |  | 2023-01-19 |  | Non-lead
011627 | 1550 52ND GULF ST |  | Unknown, Non-Lead | Yes |  | 2024-08-16 |  | PVC | 1989 | Yes |  | 2024-08-16 |  | Non-lead
011628 | 420 AVE C |  | Unknown | Yes |  | 2023-05-04 |  | Unknown | 1958 | Yes |  | 2023-05-04 |  | Lead Status Unknown
011631 | 30471 COCONUT HWY |  | Polytube | Yes |  | 2022-11-15 |  | PVC | 1958 | Yes |  | 2022-11-15 |  | Non-lead
011632 | 126 AVENUE D |  | Unknown | Yes |  | 2023-05-22 |  | Unknown | 1965 | Yes |  | 2023-05-22 |  | Lead Status Unknown
011633 | 40 BEACH DR |  | Unknown, Non-Lead | Yes |  | 2020-02-24 |  | PVC | 1994 | Yes |  | 2020-02-24 |  | Non-lead
011634 | 1604 VON PHISTER ST |  | Polytube | Yes |  | 2022-11-04 |  | PVC | 1963 | Yes |  | 2022-11-04 |  | Non-lead
011635 | 6 CORAL DR |  | Polytube | Yes |  | 2023-04-06 |  | PVC | 1965 | Yes |  | 2023-04-06 |  | Non-lead
011636 | 10959 OVERSEAS HWY |  | Polytube | Yes |  | 2022-12-05 |  | PVC | 1951 | Yes |  | 2022-12-05 |  | Non-lead
011637 | 153 LIST ST |  | Unknown, Non-Lead | Yes |  | 2021-02-18 |  | PVC | 2006 | Yes |  | 2021-02-18 |  | Non-lead
011638 | 81167 OVERSEAS HWY |  | Polytube | Yes |  | 2022-06-23 |  | PVC | 1959 | Yes |  | 2022-06-23 |  | Non-lead
011639 | 71 SHORELAND DR |  | Unknown, Non-Lead | Yes |  | 2021-12-13 |  | PVC | 2001 | Yes |  | 2021-12-13 |  | Non-lead
011640 | 86801 OLD HWY |  | Polytube | Yes |  | 2022-06-13 |  | PVC | 1919 | Yes |  | 2022-06-13 |  | Non-lead
011641 | 1 72ND ST |  | PVC | Yes |  | 2024-05-08 |  | PVC | 1961 | Yes |  | 2024-05-08 |  | Non-lead
011642 | 19 72ND ST OCEAN |  | PVC | Yes |  | 2023-08-18 |  | PVC | 1961 | Yes |  | 2023-08-18 |  | Non-lead
011643 | 508 28TH OCEAN ST |  | Polytube | Yes |  | 2022-05-23 |  | PVC | 1971 | Yes |  | 2022-05-23 |  | Non-lead
011644 | 132 DUVAL ST |  | Polytube | Yes |  | 2022-11-30 |  | PVC | 1978 | Yes |  | 2022-11-30 |  | Non-lead
011646 | REAR 2418 PATTERSON AVE |  | Polytube | Yes |  | 2023-05-04 |  | Copper | 1943 | Yes |  | 2023-05-04 |  | Non-lead
011648 | 91795 OVERSEAS HWY |  | Polytube | Yes |  | 2023-02-13 |  | PVC | 1966 | Yes |  | 2023-02-13 |  | Non-lead
011649 | 97240 OVERSEAS HWY |  | Polytube | Yes |  | 2023-05-04 |  | PVC | 1949 | Yes |  | 2023-05-04 |  | Non-lead
011650 | 31479 AVE H |  | Polytube | Yes |  | 2022-11-28 |  | PVC | 1965 | Yes |  | 2022-11-28 |  | Non-lead
011651 | 20 CORAL DR |  | Polytube | Yes |  | 2023-09-08 |  | PVC | 1968 | Yes |  | 2023-09-08 |  | Non-lead
011652 | 700 W OCEAN DR |  | Polytube | Yes |  | 2022-10-22 |  | PVC | 1968 | Yes |  | 2022-10-22 |  | Non-lead
011653 | UP 3518 DUCK AVE |  | Polytube | Yes |  | 2023-05-04 |  | PVC | 1963 | Yes |  | 2023-05-04 |  | Non-lead
011654 | L6 BK1 81 JOHNSON RD |  | Polytube | Yes |  | 2024-02-28 |  | PVC | 1943 | Yes |  | 2024-02-28 |  | Non-lead
011655 | LOT 020 6500 MALONEY AVE |  | Polytube | Yes |  | 2024-02-20 |  | PVC | 1960 | Yes |  | 2024-02-20 |  | Non-lead
011656 | LOT 013 6500 MALONEY AVE |  | Polytube | Yes |  | 2024-06-28 |  | PVC | 1960 | Yes |  | 2024-06-28 |  | Non-lead
011657 | LOT 080 6500 MALONEY AVE |  | PVC | Yes |  | 2024-06-18 |  | PVC | 1960 | Yes |  | 2024-06-18 |  | Non-lead
011658 | LOT 082 6500 MALONEY AVE |  | Polytube | Yes |  | 2023-03-07 |  | PVC | 1960 | Yes |  | 2023-03-07 |  | Non-lead
011659 | LOT 019 6500 MALONEY AVE |  | Polytube | Yes |  | 2023-03-07 |  | PVC | 1960 | Yes |  | 2023-03-07 |  | Non-lead
011660 | LOT 101 6500 MALONEY AVE |  | Polytube | Yes |  | 2023-03-07 |  | PVC | 1960 | Yes |  | 2023-03-07 |  | Non-lead
011661 | LOT 100 6500 MALONEY AVE |  | Polytube | Yes |  | 2023-03-07 |  | PVC | 1960 | Yes |  | 2023-03-07 |  | Non-lead
011662 | LOT 093 6500 MALONEY AVE |  | Polytube | Yes |  | 2023-03-07 |  | PVC | 1960 | Yes |  | 2023-03-07 |  | Non-lead
011663 | LOT 089 6500 MALONEY AVE |  | PVC | Yes |  | 2024-05-30 |  | PVC | 1960 | Yes |  | 2024-05-30 |  | Non-lead
011664 | LOT 092 6500 MALONEY AVE |  | Polytube | Yes |  | 2023-03-07 |  | PVC | 1960 | Yes |  | 2023-03-07 |  | Non-lead
011665 | 550 AVENUE F |  | Polytube | Yes |  | 2023-05-04 |  | PVC | 1959 | Yes |  | 2023-05-04 |  | Non-lead
011666 | 38 1ST ST |  | Unknown | Yes |  | 2023-05-04 |  | Unknown | 1958 | Yes |  | 2023-05-04 |  | Lead Status Unknown
011667 | 242 HIBISCUS ST |  | Polytube | Yes |  | 2022-06-21 |  | PVC | 1960 | Yes |  | 2022-06-21 |  | Non-lead
011668 | 144 SIOUX ST |  | Polytube | Yes |  | 2022-06-03 |  | PVC | 1958 | Yes |  | 2022-06-03 |  | Non-lead
011669 | 221 JASMINE ST |  | Polytube | Yes |  | 2022-06-16 |  | PVC | 1960 | Yes |  | 2022-06-16 |  | Non-lead
011670 | 241 JASMINE ST |  | Polytube | Yes |  | 2022-06-16 |  | PVC | 1970 | Yes |  | 2022-06-16 |  | Non-lead
011671 | 31 72ND ST OCEAN |  | Unknown, Non-Lead | Yes |  | 2022-05-09 |  | PVC | 1961 | Yes |  | 2022-05-09 |  | Non-lead
011672 | 2755 GROUPER DR |  | Polytube | Yes |  | 2023-10-12 |  | PVC | 1960 | Yes |  | 2023-10-12 |  | Non-lead
011673 | LOT 083 6500 MALONEY AVE |  | Polytube | Yes |  | 2023-03-07 |  | PVC | 1960 | Yes |  | 2023-03-07 |  | Non-lead
011675 | LOT 065 6500 MALONEY AVE |  | Polytube | Yes |  | 2022-11-22 |  | PVC | 1960 | Yes |  | 2022-11-22 |  | Non-lead
011677 | 1126 GRINNELL ST |  | Polytube | Yes |  | 2023-03-16 |  | PVC | 1929 | Yes |  | 2023-03-16 |  | Non-lead
011678 | 490 63RD OCEAN ST |  | Polytube | Yes |  | 2023-02-24 |  | PVC | 1987 | Yes |  | 2023-02-24 |  | Non-lead
011679 | 479 W 105TH St |  | Copper | Yes |  | 2024-10-07 |  | PVC | 1972 | Yes |  | 2024-10-07 |  | Non-lead
011680 | 1045 VALENCIA RD |  | Polytube | Yes |  | 2023-06-30 |  | PVC | 1966 | Yes |  | 2023-06-30 |  | Non-lead
011681 | 45 JENNY LN |  | Polytube | Yes |  | 2022-11-09 |  | Polytube | 1974 | Yes |  | 2022-11-09 |  | Non-lead
011682 | 27 JUDY PL |  | Polytube | Yes |  | 2022-11-18 |  | PVC | 1973 | Yes |  | 2022-11-18 |  | Non-lead
011684 | 905 91ST OCEAN CT |  | Polytube | Yes |  | 2023-01-23 |  | PVC | 1978 | Yes |  | 2023-01-23 |  | Non-lead
011685 | 5 CACTUS DR |  | Polytube | Yes |  | 2023-03-08 |  | PVC | 1972 | Yes |  | 2023-03-08 |  | Non-lead
011687 | OCEAN 998 27TH ST |  | Polytube | Yes |  | 2022-04-28 |  | PVC | 1962 | Yes |  | 2022-04-28 |  | Non-lead
011689 | 396 50TH St |  | Polytube | Yes |  | 2022-10-20 |  | PVC | 1968 | Yes |  | 2022-10-20 |  | Non-lead
011690 | 398 50TH St |  | Polytube | Yes |  | 2023-06-07 |  | PVC | 1959 | Yes |  | 2023-06-07 |  | Non-lead
011691 | GULF 452 50TH ST |  | Polytube | Yes |  | 2023-04-20 |  | PVC | 1959 | Yes |  | 2023-04-20 |  | Non-lead
011692 | GULF 454 50TH ST |  | Polytube | Yes |  | 2022-10-20 |  | PVC | 1959 | Yes |  | 2022-10-20 |  | Non-lead
011693 | 1100 BIG PINE AVE |  | Polytube | Yes |  | 2022-12-08 |  | PVC | 1963 | Yes |  | 2022-12-08 |  | Non-lead
011694 | LOT 087 6500 MALONEY AVE |  | Polytube | Yes |  | 2024-05-29 |  | PVC | 1960 | Yes |  | 2024-05-29 |  | Non-lead
011695 | LOT 081 6500 MALONEY AVE |  | Polytube | Yes |  | 2023-03-07 |  | PVC | 1960 | Yes |  | 2023-03-07 |  | Non-lead
011696 | 417 SIMONTON ST |  | Polytube | Yes |  | 2022-10-31 |  | PVC | 1877 | Yes |  | 2022-10-31 |  | Non-lead
011697 | LOT 055 6500 MALONEY AVE |  | Polytube | Yes |  | 2023-03-07 |  | PVC | 1960 | Yes |  | 2023-03-07 |  | Non-lead
011698 | 6677 OVERSEAS HWY |  | Polytube | Yes |  | 2023-02-22 |  | PVC | 1959 | Yes |  | 2023-02-22 |  | Non-lead
011699 | LOT 088 6500 MALONEY AVE |  | Polytube | Yes |  | 2023-03-07 |  | PVC | 1960 | Yes |  | 2023-03-07 |  | Non-lead
011700 | 1118 WHITE ST |  | Polytube | Yes |  | 2024-02-13 |  | PVC | 1943 | Yes |  | 2024-02-13 |  | Non-lead
011701 | LOT 048 6500 MALONEY AVE |  | Polytube | Yes |  | 2023-03-07 |  | PVC | 1960 | Yes |  | 2023-03-07 |  | Non-lead
011702 | 441 B AVE |  | Polytube | Yes |  | 2023-07-14 |  | Copper | 1952 | Yes |  | 2023-07-14 |  | Non-lead
011703 | 2605 STAPLES AVE |  | Polytube | Yes |  | 2022-08-15 |  | PVC | 1963 | Yes |  | 2022-08-15 |  | Non-lead
011704 | 2609 STAPLES AVE |  | Polytube | Yes |  | 2022-10-24 |  | PVC | 1963 | Yes |  | 2022-10-24 |  | Non-lead
011705 | 1504 SEMINARY ST |  | Polytube | Yes |  | 2022-10-31 |  | PVC | 1963 | Yes |  | 2022-10-31 |  | Non-lead
011706 | 24612 OVERSEAS HWY |  | Unknown, Non-Lead | Yes |  | 2024-05-14 |  | Unknown, Non-Lead | 2009 | Yes |  | 2024-05-14 |  | Non-lead
011707 | 698 27TH OCEAN ST |  | Polytube | Yes |  | 2022-05-24 |  | PVC | 1968 | Yes |  | 2022-05-24 |  | Non-lead
011709 | 169 N COCONUT PALM BLVD |  | Polytube | Yes |  | 2022-06-14 |  | PVC | 1960 | Yes |  | 2022-06-14 |  | Non-lead
011710 | LOT 086 6500 MALONEY AVE |  | Polytube | Yes |  | 2023-03-07 |  | PVC | 1960 | Yes |  | 2023-03-07 |  | Non-lead
011711 | 25093 CENTER ST |  | Polytube | Yes |  | 2023-04-24 |  | PVC | 1958 | Yes |  | 2023-04-24 |  | Non-lead
011712 | UNIT FRONT 185 LOWE ST |  | Polytube | Yes |  | 2022-05-13 |  | PVC | 1943 | Yes |  | 2022-05-13 |  | Non-lead
011714 | 810 OAKWOOD AVE |  | Polytube | Yes |  | 2023-05-04 |  | PVC | 1961 | Yes |  | 2023-05-04 |  | Non-lead
011715 | 50 JUDY PLACE |  | Polytube | Yes |  | 2022-11-09 |  | PVC | 1983 | Yes |  | 2022-11-09 |  | Non-lead
011716 | 28 PEN KEY CLUB |  | Polytube | Yes |  | 2022-06-23 |  | PVC | 1964 | Yes |  | 2022-06-23 |  | Non-lead
011717 | 31670 C AVE |  | Polytube | Yes |  | 2022-11-30 |  | PVC | 1956 | Yes |  | 2022-11-30 |  | Non-lead
011718 | B 2324 SEIDENBERG AVE |  | Polytube | Yes |  | 2022-08-18 |  | Copper | 1963 | Yes |  | 2022-08-18 |  | Non-lead
011719 | 2214 PATTERSON AVE |  | Polytube | Yes |  | 2023-04-26 |  | PVC | 1958 | Yes |  | 2023-04-26 |  | Non-lead
011720 | 516 BAHAMA ST |  | Polytube | Yes |  | 2022-11-29 |  | PVC | 1908 | Yes |  | 2022-11-29 |  | Non-lead
011721 | 308 JULIA ST |  | Polytube | Yes |  | 2022-07-13 |  | PVC | 1948 | Yes |  | 2022-07-13 |  | Non-lead
011722 | 1300 15TH CT |  | Unknown, Non-Lead | Yes |  | 2020-12-18 |  | Unknown, Non-Lead | 1989 | Yes |  | 2020-12-18 |  | Non-lead
011723 | 26 PALM DR |  | Unknown, Non-Lead | Yes |  | 2017-11-28 |  | Unknown, Non-Lead | 2014 | Yes |  | 2017-11-28 |  | Non-lead
011724 | 2301 YELLOWTAIL DR |  | Polytube | Yes |  | 2023-04-05 |  | PVC | 1958 | Yes |  | 2023-04-05 |  | Non-lead
011725 | 12 S JANET PL |  | Unknown, Non-Lead | Yes |  | 2021-08-27 |  | Unknown, Non-Lead | 2020 | Yes |  | 2021-08-27 |  | Non-lead
011726 | 37 DOLPHIN RD |  | Polytube | Yes |  | 2023-05-04 |  | PVC | 1959 | Yes |  | 2023-05-04 |  | Non-lead
011727 | LOT 057 6500 MALONEY AVE |  | PVC | Yes |  | 2023-07-17 |  | PVC | 1960 | Yes |  | 2023-07-17 |  | Non-lead
011728 | 209 THOMPSONVILLE RD |  | Polytube | Yes |  | 2022-06-03 |  | PVC | 1953 | Yes |  | 2022-06-03 |  | Non-lead
011729 | 128 TEQUESTA ST |  | Polytube | Yes |  | 2022-06-03 |  | PVC | 1960 | Yes |  | 2022-06-03 |  | Non-lead
011730 | B4 110 MADEIRA ST |  | Polytube | Yes |  | 2022-06-22 |  | Polytube | 1959 | Yes |  | 2022-06-22 |  | Non-lead
011733 | 5510 MCDONALD AVE |  | Polytube | Yes |  | 2023-03-08 |  | PVC | 1959 | Yes |  | 2023-03-08 |  | Non-lead
011735 | APT 1 300 AVENUE E |  | Unknown | Yes |  | 2023-05-04 |  | Unknown | 1975 | Yes |  | 2023-05-04 |  | Lead Status Unknown
011736 | APT 3 300 AVENUE E |  | Polytube | Yes |  | 2022-11-28 |  | PVC | 1975 | Yes |  | 2022-11-28 |  | Non-lead
011737 | 412 122ND GULF (USED ST |  | Polytube | Yes |  | 2022-10-25 |  | PVC | 1963 | Yes |  | 2022-10-25 |  | Non-lead
011738 | 31480 I AVE |  | Unknown, Non-Lead | No |  |  |  | Unknown, Non-Lead | 2021 | No |  |  |  | Non-lead
011739 | 182 AZALEA ST |  | Polytube | Yes |  | 2022-06-21 |  | PVC | 1962 | Yes |  | 2022-06-21 |  | Non-lead
011740 | 125 GARDENIA ST |  | Polytube | Yes |  | 2022-06-16 |  | PVC | 1962 | Yes |  | 2022-06-16 |  | Non-lead
011741 | 131 GARDENIA ST |  | Polytube | Yes |  | 2022-06-16 |  | PVC | 1959 | Yes |  | 2022-06-16 |  | Non-lead
011742 | 512 SOUND DR |  | Polytube | Yes |  | 2023-05-04 |  | PVC | 1957 | Yes |  | 2023-05-04 |  | Non-lead
011743 | 18 POINCIANA DR |  | Polytube | Yes |  | 2022-11-17 |  | PVC | 1950 | Yes |  | 2022-11-17 |  | Non-lead
011744 | 869 ELLEN DR |  | Polytube | Yes |  | 2023-02-16 |  | PVC | 1958 | Yes |  | 2023-02-16 |  | Non-lead
011745 | 940 SHAW DR |  | Polytube | Yes |  | 2023-05-04 |  | PVC | 1958 | Yes |  | 2023-05-04 |  | Non-lead
011746 | 57181 MORTON ST |  | Polytube | Yes |  | 2022-10-22 |  | PVC | 1959 | Yes |  | 2022-10-22 |  | Non-lead
011748 | 8043 PORPOISE -- VACA DR |  | Polytube | Yes |  | 2023-01-24 |  | PVC | 1959 | Yes |  | 2023-01-24 |  | Non-lead
011749 | L3B18 518 AVE E |  | Unknown, Non-Lead | Yes |  | 2017-02-10 |  | Unknown, Non-Lead | 2003 | Yes |  | 2017-02-10 |  | Non-lead
011750 | 1327 20TH TERR |  | Polytube | Yes |  | 2024-09-23 |  | Copper | 1963 | Yes |  | 2024-09-23 |  | Non-lead
011751 | 92 FRAZIER LN |  | Polytube | Yes |  | 2023-05-09 |  | PVC | 1980 | Yes |  | 2023-05-09 |  | Non-lead
011752 | 401 THIRD ST |  | Polytube | Yes |  | 2017-02-09 |  | PVC | 1968 | Yes |  | 2017-02-09 |  | Non-lead
011753 | LOT 050 6500 MALONEY AVE |  | PVC | Yes |  | 2022-10-25 |  | PVC | 1960 | Yes |  | 2022-10-25 |  | Non-lead
011755 | 2507 HARRIS AVE |  | Polytube | Yes |  | 2022-08-16 |  | Polytube | 1963 | Yes |  | 2022-08-16 |  | Non-lead
011756 | 1509 LAIRD ST |  | Polytube | Yes |  | 2023-04-26 |  | PVC | 1958 | Yes |  | 2023-04-26 |  | Non-lead
011757 | 60 PALM DR |  | Polytube | Yes |  | 2023-04-06 |  | PVC | 1976 | Yes |  | 2023-04-06 |  | Non-lead
011758 | LOT 001 6500 MALONEY AVE |  | Polytube | Yes |  | 2024-04-24 |  | PVC | 1960 | Yes |  | 2024-04-24 |  | Non-lead
011759 | LOT 29 6621 MALONEY AVE |  | Polytube | Yes |  | 2023-03-07 |  | PVC | 1943 | Yes |  | 2023-03-07 |  | Non-lead
011760 | LOT 30 6621 MALONEY AVE |  | Unknown | No |  |  |  | Unknown | 1943 | No |  |  |  | Lead Status Unknown
011761 | LOT 01 6621 MALONEY AVE |  | Polytube | Yes |  | 2023-03-07 |  | PVC | 1943 | Yes |  | 2023-03-07 |  | Non-lead
011762 | GIFT SHOP/RESTR 58901 OVERSEAS HWY |  | Polytube | Yes |  | 2022-10-22 |  | PVC | 1987 | Yes |  | 2022-10-22 |  | Non-lead
011763 | 421 60TH GULF ST |  | Polytube | Yes |  | 2023-02-23 |  | PVC | 1961 | Yes |  | 2023-02-23 |  | Non-lead
011765 | LOT 28 6621 MALONEY AVE |  | Polytube | Yes |  | 2023-03-07 |  | PVC | 1943 | Yes |  | 2023-03-07 |  | Non-lead
011766 | LOT 12 6621 MALONEY AVE |  | Polytube | Yes |  | 2023-03-07 |  | PVC | 1943 | Yes |  | 2023-03-07 |  | Non-lead
011767 | LOT 20 6621 MALONEY AVE |  | Polytube | Yes |  | 2023-10-25 |  | PVC | 1943 | Yes |  | 2023-10-25 |  | Non-lead
011768 | LOT 22 6621 MALONEY AVE |  | Polytube | Yes |  | 2023-03-07 |  | PVC | 1943 | Yes |  | 2023-03-07 |  | Non-lead
011769 | 406 BALIDO ST |  | Polytube | Yes |  | 2023-03-10 |  | PVC | 1964 | Yes |  | 2023-03-10 |  | Non-lead
011770 | 3 AZALEA DR |  | Polytube | Yes |  | 2022-04-29 |  | Copper | 1954 | Yes |  | 2022-04-29 |  | Non-lead
011771 | LOT 21 6621 MALONEY AVE |  | Polytube | Yes |  | 2023-03-07 |  | PVC | 1943 | Yes |  | 2023-03-07 |  | Non-lead
011772 | 14 CORAL DR |  | Unknown, Non-Lead | Yes |  | 2017-08-25 |  | PVC | 2020 | Yes |  | 2017-08-25 |  | Non-lead
011773 | LOT 33 6621 MALONEY AVE |  | PVC | Yes |  | 2024-01-03 |  | PVC | 1943 | Yes |  | 2024-01-03 |  | Non-lead
011774 | LOT 13 6621 MALONEY AVE |  | Polytube | Yes |  | 2023-03-07 |  | PVC | 1943 | Yes |  | 2023-03-07 |  | Non-lead
011776 | 451 AVE B |  | Polytube | Yes |  | 2023-07-17 |  | PVC | 1952 | Yes |  | 2023-07-17 |  | Non-lead
011779 | 28 PALM DR |  | Unknown, Non-Lead | Yes |  | 2018-11-30 |  | Unknown, Non-Lead | 1999 | Yes |  | 2018-11-30 |  | Non-lead
011781 | LOT 31 6621 MALONEY AVE |  | Polytube | Yes |  | 2023-03-07 |  | PVC | 1943 | Yes |  | 2023-03-07 |  | Non-lead
011782 | 1309 20TH TER |  | Polytube | Yes |  | 2023-06-13 |  | PVC | 1958 | Yes |  | 2023-06-13 |  | Non-lead
011783 | 404 BALIDO ST |  | Polytube | Yes |  | 2023-03-10 |  | PVC | 1964 | Yes |  | 2023-03-10 |  | Non-lead
011784 | LOT 19 6621 MALONEY AVE |  | Polytube | Yes |  | 2023-03-07 |  | PVC | 1943 | Yes |  | 2023-03-07 |  | Non-lead
011785 | LOT 25 6621 MALONEY AVE |  | Polytube | Yes |  | 2023-10-25 |  | PVC | 1943 | Yes |  | 2023-10-25 |  | Non-lead
011786 | LOT 044 6500 MALONEY AVE |  | PVC | Yes |  | 2018-10-23 |  | PVC | 1960 | Yes |  | 2018-10-23 |  | Non-lead
011787 | LOT 02 6621 MALONEY AVE |  | Polytube | Yes |  | 2024-02-12 |  | PVC | 1943 | Yes |  | 2024-02-12 |  | Non-lead
011789 | APT 4-E 818 ELIZABETH ST |  | Polytube | Yes |  | 2023-08-10 |  | PVC | 1928 | Yes |  | 2023-08-10 |  | Non-lead
011790 | LOT 014 6500 MALONEY AVE |  | Polytube | Yes |  | 2023-03-07 |  | PVC | 1960 | Yes |  | 2023-03-07 |  | Non-lead
011791 | 111 LONG BEN DR |  | Polytube | Yes |  | 2024-09-25 |  | PVC | 1972 | Yes |  | 2024-09-25 |  | Non-lead
011792 | 1007 GIBRALTAR RD |  | Polytube | Yes |  | 2023-01-27 |  | PVC | 1959 | Yes |  | 2023-01-27 |  | Non-lead
011793 | 138 HARBORVIEW DR |  | Polytube | Yes |  | 2023-01-30 |  | PVC | 1959 | Yes |  | 2023-01-30 |  | Non-lead
011794 | 527 TINA PL |  | Polytube | Yes |  | 2022-12-05 |  | PVC | 1975 | Yes |  | 2022-12-05 |  | Non-lead
011796 | 151 LEONI DR |  | Unknown, Non-Lead | Yes |  | 2021-07-30 |  | Unknown, Non-Lead | 2019 | Yes |  | 2021-07-30 |  | Non-lead
011798 | 2623 STAPLES AVE |  | Polytube | Yes |  | 2022-08-15 |  | PVC | 1963 | Yes |  | 2022-08-15 |  | Non-lead
011799 | LOT 04 6621 MALONEY AVE |  | Polytube | Yes |  | 2023-03-07 |  | PVC | 1943 | Yes |  | 2023-03-07 |  | Non-lead
011800 | 13 CACTUS DR |  | Polytube | Yes |  | 2023-07-19 |  | PVC | 1963 | Yes |  | 2023-07-19 |  | Non-lead
011801 | 102 IROQUOIS ST |  | Polytube | Yes |  | 2022-05-31 |  | PVC | 1958 | Yes |  | 2022-05-31 |  | Non-lead
011802 | 254 PUEBLO ST |  | Polytube | Yes |  | 2022-06-01 |  | PVC | 1961 | Yes |  | 2022-06-01 |  | Non-lead
011804 | 25010 NORTHSIDE DR |  | Polytube | Yes |  | 2024-05-30 |  | PVC | 1958 | Yes |  | 2024-05-30 |  | Non-lead
011805 | APT 1 2617 FOGARTY AVE |  | Copper | Yes |  | 2022-08-23 |  | Copper | 1963 | Yes |  | 2022-08-23 |  | Non-lead
011806 | 10650 LINDAHL & 107TH ST |  | Unknown, Non-Lead | No |  |  |  | Unknown, Non-Lead | 2008 | No |  |  |  | Non-lead
011807 | 7 JENNY LANE |  | Polytube | Yes |  | 2022-11-07 |  | PVC | 1964 | Yes |  | 2022-11-07 |  | Non-lead
011808 | 104001 OVERSEAS HWY |  | Polytube | Yes |  | 2022-10-27 |  | PVC | 1958 | Yes |  | 2022-10-27 |  | Non-lead
011809 | 712 GROUPER LN |  | Polytube | Yes |  | 2022-08-24 |  | PVC | 1959 | Yes |  | 2022-08-24 |  | Non-lead
011810 | 714 SHARON PL |  | Polytube | Yes |  | 2022-12-14 |  | PVC | 1972 | Yes |  | 2022-12-14 |  | Non-lead
011811 | 936 LA PALOMA RD |  | Polytube | Yes |  | 2023-01-27 |  | PVC | 1959 | Yes |  | 2023-01-27 |  | Non-lead
011812 | 6 BOWEN DR |  | Unknown, Non-Lead | Yes |  | 2022-02-28 |  | Unknown, Non-Lead | 2016 | Yes |  | 2022-02-28 |  | Non-lead
011813 | 24925 CENTER ST |  | Polytube | Yes |  | 2023-04-24 |  | PVC | 1970 | Yes |  | 2023-04-24 |  | Non-lead
011814 | 393 83RD OCEAN ST |  | Unknown, Non-Lead | Yes |  | 2022-09-30 |  | Unknown, Non-Lead | 2019 | Yes |  | 2022-09-30 |  | Non-lead
011815 | OCEAN 435 83RD ST |  | Unknown, Non-Lead | Yes |  | 2017-10-19 |  | Unknown, Non-Lead | 2019 | Yes |  | 2017-10-19 |  | Non-lead
011816 | 434 82ND OCEAN ST |  | Polytube | Yes |  | 2024-01-22 |  | PVC | 1966 | Yes |  | 2024-01-22 |  | Non-lead
011817 | 981 83RD OCEAN ST |  | Unknown, Non-Lead | Yes |  | 2020-03-16 |  | Polytube | 2000 | Yes |  | 2020-03-16 |  | Non-lead
011818 | LOT 09 6621 MALONEY AVE |  | Polytube | Yes |  | 2023-03-07 |  | PVC | 1943 | Yes |  | 2023-03-07 |  | Non-lead
011819 | LOT 14 6621 MALONEY AVE |  | Polytube | Yes |  | 2023-03-07 |  | PVC | 1943 | Yes |  | 2023-03-07 |  | Non-lead
011820 | LOT 07 6621 MALONEY AVE |  | Unknown, Non-Lead | No |  |  |  | No Piping | 1943 | No |  |  |  | Non-lead
011822 | LOT 18 6621 MALONEY AVE |  | PVC | Yes |  | 2022-11-22 |  | PVC | 1943 | Yes |  | 2022-11-22 |  | Non-lead
011826 | 1660 HELENGA DR |  | Polytube | Yes |  | 2022-11-28 |  | PVC | 1962 | Yes |  | 2022-11-28 |  | Non-lead
011827 | 31046 AVE C |  | Polytube | Yes |  | 2022-11-09 |  | PVC | 1958 | Yes |  | 2022-11-09 |  | Non-lead
011829 | LOT 06 6621 MALONEY AVE |  | Polytube | Yes |  | 2023-10-31 |  | PVC | 1943 | Yes |  | 2023-10-31 |  | Non-lead
011830 | CEMETARY OPPOSITE CATHOLIC LN |  | Polytube | Yes |  | 2023-03-06 |  | PVC | 1928 | Yes |  | 2023-03-06 |  | Non-lead
011831 | 5130 HURRICANE HOLE CT |  | PVC | Yes |  | 2023-07-24 |  | PVC | 1963 | Yes |  | 2023-07-24 |  | Non-lead
011832 | 407 BALIDO ST |  | Polytube | Yes |  | 2023-07-24 |  | PVC | 1960 | Yes |  | 2023-07-24 |  | Non-lead
011833 | 10730 5TH GULF AVE |  | Polytube | Yes |  | 2023-11-17 |  | PVC | 1961 | Yes |  | 2023-11-17 |  | Non-lead
011839 | 566 82ND OCEAN ST |  | Polytube | Yes |  | 2022-12-06 |  | PVC | 1968 | Yes |  | 2022-12-06 |  | Non-lead
011844 | 903 EISENHOWER DR |  | Polytube | Yes |  | 2022-09-07 |  | PVC | 1963 | Yes |  | 2022-09-07 |  | Non-lead
011845 | 700 DUVAL ST |  | Polytube | Yes |  | 2022-08-31 |  | PVC | 1943 | Yes |  | 2022-08-31 |  | Non-lead
011846 | 12 AZALEA DR |  | Polytube | Yes |  | 2022-04-29 |  | PVC | 1959 | Yes |  | 2022-04-29 |  | Non-lead
011847 | 2603 STAPLES AVE |  | Polytube | Yes |  | 2022-08-15 |  | PVC | 1963 | Yes |  | 2022-08-15 |  | Non-lead
011850 | OCEAN 868 73RD ST |  | Polytube | Yes |  | 2023-03-16 |  | PVC | 1959 | Yes |  | 2023-03-16 |  | Non-lead
011851 | LOT 052 6500 MALONEY AVE |  | Polytube | Yes |  | 2023-03-07 |  | PVC | 1960 | Yes |  | 2023-03-07 |  | Non-lead
011852 | LOT 023 6500 MALONEY AVE |  | Polytube | Yes |  | 2023-03-07 |  | PVC | 1960 | Yes |  | 2023-03-07 |  | Non-lead
011854 | APT A 496 50TH OCEAN ST |  | Polytube | Yes |  | 2022-10-20 |  | Polytube | 1970 | Yes |  | 2022-10-20 |  | Non-lead
011855 | 787 BOSTWICK DR |  | Polytube | Yes |  | 2023-01-27 |  | PVC | 1984 | Yes |  | 2023-01-27 |  | Non-lead
011856 | 1124 GRAND ST |  | Polytube | Yes |  | 2023-02-01 |  | PVC | 1959 | Yes |  | 2023-02-01 |  | Non-lead
011857 | 1120 GRAND ST |  | Polytube | Yes |  | 2023-02-01 |  | PVC | 1959 | Yes |  | 2023-02-01 |  | Non-lead
011859 | 30 ROSE PL |  | Polytube | Yes |  | 2023-02-08 |  | PVC | 1973 | Yes |  | 2023-02-08 |  | Non-lead
011860 | 7 BURLINGTON |  | Polytube | Yes |  | 2024-05-29 |  | PVC | 1948 | Yes |  | 2024-05-29 |  | Non-lead
011861 | 11 HIBISCUS LN |  | Unknown, Non-Lead | Yes |  | 2022-01-26 |  | PVC | 1999 | Yes |  | 2022-01-26 |  | Non-lead
011862 | 1207 19TH TERR |  | Polytube | Yes |  | 2022-07-18 |  | Copper | 1963 | Yes |  | 2022-07-18 |  | Non-lead
011864 | 23 7TH ST |  | Polytube | Yes |  | 2022-10-22 |  | PVC | 1959 | Yes |  | 2022-10-22 |  | Non-lead
011865 | 24 7TH ST |  | Polytube | Yes |  | 2022-10-22 |  | PVC | 1959 | Yes |  | 2022-10-22 |  | Non-lead
011866 | 26 7TH ST |  | Copper | Yes |  | 2023-07-31 |  | PVC | 1959 | Yes |  | 2023-07-31 |  | Non-lead
011867 | SOUTH 25 7TH ST |  | Polytube | Yes |  | 2023-03-06 |  | PVC | 1959 | Yes |  | 2023-03-06 |  | Non-lead
011868 | 30 7TH ST |  | Polytube | Yes |  | 2022-10-22 |  | PVC | 1959 | Yes |  | 2022-10-22 |  | Non-lead
011869 | 29 7TH ST |  | Polytube | Yes |  | 2022-10-22 |  | PVC | 1959 | Yes |  | 2022-10-22 |  | Non-lead
011870 | 32 7TH ST |  | Polytube | Yes |  | 2023-11-03 |  | PVC | 1959 | Yes |  | 2023-11-03 |  | Non-lead
011871 | 31 7TH ST |  | Polytube | Yes |  | 2024-09-06 |  | PVC | 1959 | Yes |  | 2024-09-06 |  | Non-lead
011872 | 34 7TH ST |  | Copper | Yes |  | 2023-07-31 |  | PVC | 1959 | Yes |  | 2023-07-31 |  | Non-lead
011873 | 33 7TH ST |  | Polytube | Yes |  | 2021-02-28 |  | PVC | 2007 | Yes |  | 2021-02-28 |  | Non-lead
011874 | 35 7TH ST |  | Polytube | Yes |  | 2022-10-22 |  | PVC | 1959 | Yes |  | 2022-10-22 |  | Non-lead
011875 | 36 7TH ST |  | Polytube | Yes |  | 2022-10-22 |  | PVC | 1959 | Yes |  | 2022-10-22 |  | Non-lead
011876 | 37 7TH ST |  | Copper | Yes |  | 2022-10-22 |  | PVC | 1959 | Yes |  | 2022-10-22 |  | Non-lead
011877 | 150 12TH ST |  | Polytube | Yes |  | 2024-02-06 |  | PVC | 2006 | Yes |  | 2024-02-06 |  | Non-lead
011879 | 31124 E & 1ST ST AVE |  | Polytube | Yes |  | 2022-11-09 |  | PVC | 1963 | Yes |  | 2022-11-09 |  | Non-lead
011880 | LOT 017 6500 MALONEY AVE |  | Polytube | Yes |  | 2024-07-30 |  | PVC | 1960 | Yes |  | 2024-07-30 |  | Non-lead
011881 | LOT 037 6500 MALONEY AVE |  | Polytube | Yes |  | 2023-03-07 |  | PVC | 1960 | Yes |  | 2023-03-07 |  | Non-lead
011882 | 1330 3RD ST |  | Copper | No |  |  |  | Copper | 1959 | No |  |  |  | Non-lead
011883 | 3520 SUNRISE DR |  | Polytube | Yes |  | 2022-05-25 |  | Polytube |  | Yes |  | 2022-05-25 |  | Non-lead
011884 | 173 CORAL RD |  | Polytube | Yes |  | 2022-08-22 |  | PVC | 1957 | Yes |  | 2022-08-22 |  | Non-lead
011885 | 193 N COCONUT PALM BLVD |  | Polytube | Yes |  | 2022-06-14 |  | PVC | 1960 | Yes |  | 2022-06-14 |  | Non-lead
011886 | 220 S HIBISCUS ST |  | Polytube | Yes |  | 2022-06-16 |  | PVC | 1960 | Yes |  | 2022-06-16 |  | Non-lead
011887 | LOT 095 6500 MALONEY AVE |  | Polytube | Yes |  | 2023-10-25 |  | PVC | 1960 | Yes |  | 2023-10-25 |  | Non-lead
011888 | LOT 096 6500 MALONEY AVE |  | Polytube | Yes |  | 2023-03-07 |  | PVC | 1960 | Yes |  | 2023-03-07 |  | Non-lead
011889 | 19 ASTER TERR |  | Polytube | Yes |  | 2022-04-29 |  | Copper | 1960 | Yes |  | 2022-04-29 |  | Non-lead
011890 | 1501 THOMPSON ST |  | Polytube | Yes |  | 2023-05-04 |  | PVC | 1963 | Yes |  | 2023-05-04 |  | Non-lead
011891 | 59 N BLACKWATER LN |  | Polytube | Yes |  | 2023-05-04 |  | PVC | 1958 | Yes |  | 2023-05-04 |  | Non-lead
011892 | 49 SEAGATE BLVD |  | Polytube | Yes |  | 2022-07-12 |  | Polytube | 1963 | Yes |  | 2022-07-12 |  | Non-lead
011893 | 324 28TH OCEAN ST |  | Polytube | Yes |  | 2023-01-05 |  | PVC | 1963 | Yes |  | 2023-01-05 |  | Non-lead
011894 | 352 28TH OCEAN ST |  | Polytube | Yes |  | 2022-08-05 |  | PVC | 1961 | Yes |  | 2022-08-05 |  | Non-lead
011895 | 31441 AVE H |  | Polytube | Yes |  | 2023-04-27 |  | PVC | 1962 | Yes |  | 2023-04-27 |  | Non-lead
011896 | 1420 FLAGLER AVE |  | Polytube | Yes |  | 2022-12-16 |  | PVC | 1958 | Yes |  | 2022-12-16 |  | Non-lead
011897 | 1426 FLAGLER AVE |  | Polytube | Yes |  | 2022-08-12 |  | PVC | 1958 | Yes |  | 2022-08-12 |  | Non-lead
011899 | 680 82ND OCEAN ST |  | Polytube | Yes |  | 2023-01-11 |  | PVC | 1958 | Yes |  | 2023-01-11 |  | Non-lead
011900 | OCEAN 474 92ND ST |  | Polytube | Yes |  | 2022-07-14 |  | PVC | 1987 | Yes |  | 2022-07-14 |  | Non-lead
011902 | 19990 FLAMINGO RD |  | Polytube | Yes |  | 2023-01-31 |  | PVC | 1938 | Yes |  | 2023-01-31 |  | Non-lead
011903 | MST+11 12550 OVERSEAS HWY |  | Unknown, Non-Lead | No |  |  |  | No Piping | Vacant | No |  |  |  | Non-lead
011905 | 7987 SHARK DR |  | Copper | Yes |  | 2023-01-25 |  | PVC | 1962 | Yes |  | 2023-01-25 |  | Non-lead
011907 | LOT 016 6500 MALONEY AVE |  | Polytube | Yes |  | 2023-03-07 |  | PVC | 1960 | Yes |  | 2023-03-07 |  | Non-lead
011908 | 1507 FLORIDA ST |  | Copper | Yes |  | 2023-07-19 |  | PVC | 1963 | Yes |  | 2023-07-19 |  | Non-lead
011909 | 1407 JOHNSON ST |  | Polytube | Yes |  | 2024-04-17 |  | PVC | 1963 | Yes |  | 2024-04-17 |  | Non-lead
011910 | 1411 JOHNSON ST |  | Polytube | Yes |  | 2022-11-03 |  | PVC | 1956 | Yes |  | 2022-11-03 |  | Non-lead
011911 | 7991 SHARK DRIVE |  | Polytube | Yes |  | 2023-08-16 |  | PVC | 1962 | Yes |  | 2023-08-16 |  | Non-lead
011912 | 8025 SHARK DR |  | Polytube | Yes |  | 2023-01-31 |  | PVC | 1959 | Yes |  | 2023-01-31 |  | Non-lead
011913 | 8045 SHARK DRIVE |  | Polytube | Yes |  | 2023-02-01 |  | PVC | 1958 | Yes |  | 2023-02-01 |  | Non-lead
011914 | 11106 5TH OCEAN AVE |  | Polytube | Yes |  | 2022-09-23 |  | Polytube | 1953 | Yes |  | 2022-09-23 |  | Non-lead
011915 | 10691 7TH GULF AVE |  | Unknown, Non-Lead | No |  |  |  | No Piping | 1960 | No |  |  |  | Non-lead
011916 | IRGT#1 2600 OVERSEAS HWY |  | Polytube | Yes |  | 2023-05-10 |  | Galvanized | 1953 | Yes |  | 2023-05-10 |  | Galvanized Requiring Replacement
011917 | 5702 1ST AVE |  | PVC | Yes |  | 2023-03-06 |  | PVC | 1987 | Yes |  | 2023-03-06 |  | Non-lead
011918 | 144 MOHAWK ST |  | Polytube | Yes |  | 2022-05-31 |  | PVC | 1958 | Yes |  | 2022-05-31 |  | Non-lead
011919 | 266 MOHAWK ST |  | Unknown, Non-Lead | Yes |  | 2017-11-20 |  | PVC | 2001 | Yes |  | 2017-11-20 |  | Non-lead
011921 | 106 IROQUOIS ST |  | Polytube | Yes |  | 2024-07-22 |  | Copper | 1975 | Yes |  | 2024-07-22 |  | Non-lead
011922 | 1 LOPEZ LN |  | Polytube | Yes |  | 2020-07-27 |  | PVC | 1981 | Yes |  | 2020-07-27 |  | Non-lead
011923 | LOT 009 6500 MALONEY AVE |  | PVC | Yes |  | 2021-10-14 |  | PVC | 1960 | Yes |  | 2021-10-14 |  | Non-lead
011924 | 1905 HARRIS AVE |  | Polytube | Yes |  | 2023-03-17 |  | PVC | 1958 | Yes |  | 2023-03-17 |  | Non-lead
011925 | LOT 049 6500 MALONEY AVE |  | Polytube | Yes |  | 2023-03-07 |  | PVC | 1960 | Yes |  | 2023-03-07 |  | Non-lead
011926 | 159 E RIDGE RD |  | Polytube | Yes |  | 2023-09-21 |  | PVC | 1978 | Yes |  | 2023-09-21 |  | Non-lead
011927 | #25 251 S COCONUT PALM |  | Polytube | Yes |  | 2023-02-01 |  | PVC | 1960 | Yes |  | 2023-02-01 |  | Non-lead
011928 | 88727 OLD HWY |  | Polytube | Yes |  | 2022-12-19 |  | PVC | 2021 | Yes |  | 2022-12-19 |  | Non-lead
011929 | 58133 FERREIRA ST |  | Polytube | Yes |  | 2024-05-28 |  | PVC | 1981 | Yes |  | 2024-05-28 |  | Non-lead
011930 | APT 3 611 WHITEHEAD ST |  | Polytube | Yes |  | 2024-01-08 |  | PVC | 1920 | Yes |  | 2024-01-08 |  | Non-lead
011931 | #4 611 WHITEHEAD ST |  | Polytube | Yes |  | 2022-06-02 |  | PVC | 1920 | Yes |  | 2022-06-02 |  | Non-lead
011932 | 36 E BEACH RD |  | Polytube | Yes |  | 2022-07-20 |  | PVC | 1959 | Yes |  | 2022-07-20 |  | Non-lead
011933 | 62 N BAY HARBOR DR |  | Copper | Yes |  | 2022-07-21 |  | PVC | 1959 | Yes |  | 2022-07-21 |  | Non-lead
011934 | 102265 OVERSEAS HWY |  | Polytube | Yes |  | 2023-02-08 |  | PVC | 1959 | Yes |  | 2023-02-08 |  | Non-lead
011935 | 102265 OVERSEAS HWY |  | Polytube | Yes |  | 2023-02-08 |  | PVC | 1959 | Yes |  | 2023-02-08 |  | Non-lead
011936 | 168 SUNRISE DR |  | Polytube | Yes |  | 2023-01-30 |  | PVC | 1945 | Yes |  | 2023-01-30 |  | Non-lead
011937 | 18 CORAL DR |  | Unknown, Non-Lead | No |  |  |  | Unknown, Non-Lead | 2006 | No |  |  |  | Non-lead
011938 | 30371 POINCIANNA RD |  | Polytube | Yes |  | 2024-01-26 |  | PVC | 1966 | Yes |  | 2024-01-26 |  | Non-lead
011939 | 58418 OVERSEAS HWY |  | Unknown, Non-Lead | Yes |  | 2024-09-30 |  | Polytube | 2012 | Yes |  | 2024-09-30 |  | Non-lead
011940 | APT UP 1100 TRUMAN AVE |  | Polytube | Yes |  | 2022-05-13 |  | Polytube | 1928 | Yes |  | 2022-05-13 |  | Non-Lead
011941 | AKA 1102 1100 TRUMAN AVE |  | Polytube | Yes |  | 2023-03-23 |  | PVC | 1928 | Yes |  | 2023-03-23 |  | Non-lead
011942 | APT REAR 1100 TRUMAN AVE |  | Polytube | Yes |  | 2023-03-23 |  | PVC | 1928 | Yes |  | 2023-03-23 |  | Non-lead
011943 | 266 TROPICAL AVE |  | Polytube | Yes |  | 2023-11-06 |  | PVC | 1958 | Yes |  | 2023-11-06 |  | Non-lead
011946 | APT 1 818 THOMAS ST |  | Polytube | Yes |  | 2023-04-11 |  | PVC | 1933 | Yes |  | 2023-04-11 |  | Non-lead
011948 | 6 CORAL DR |  | Polytube | Yes |  | 2022-11-29 |  | PVC | 1963 | Yes |  | 2022-11-29 |  | Non-lead
011949 | 321 2ND TERR |  | Polytube | Yes |  | 2022-10-17 |  | PVC | 1958 | Yes |  | 2022-10-17 |  | Non-lead
011950 | UNIT 1 5178 OVERSEAS HWY |  | Polytube | Yes |  | 2023-03-07 |  | PVC | 1963 | Yes |  | 2023-03-07 |  | Non-lead
011951 | 5 ED SWIFT RD |  | Unknown, Non-Lead | Yes |  | 2022-06-30 |  | Unknown, Non-Lead | 2007 | Yes |  | 2022-06-30 |  | Non-lead
011952 | APT 1 1213 WILLIAM ST |  | Polytube | Yes |  | 2023-04-24 |  | PVC | 1933 | Yes |  | 2023-04-24 |  | Non-lead
011953 | APT 2 1213 WILLIAM ST |  | Polytube | Yes |  | 2023-04-24 |  | PVC | 1933 | Yes |  | 2023-04-24 |  | Non-lead
011954 | APT 4 DOWN REAR 1213 WILLIAM ST |  | Polytube | Yes |  | 2023-04-24 |  | PVC | 1933 | Yes |  | 2023-04-24 |  | Non-lead
011955 | APT 3 1213 WILLIAM ST |  | Polytube | Yes |  | 2023-04-24 |  | PVC | 1933 | Yes |  | 2023-04-24 |  | Non-lead
011956 | 90575 OLD L16 B1 HWY |  | Polytube | Yes |  | 2022-07-12 |  | PVC | 1986 | Yes |  | 2022-07-12 |  | Non-lead
011957 | 7 SUKOSHI LN |  | Polytube | Yes |  | 2022-07-07 |  | PVC | 1959 | Yes |  | 2022-07-07 |  | Non-lead
011958 | 134 AZALEA ST |  | Polytube | Yes |  | 2022-06-16 |  | PVC | 1967 | Yes |  | 2022-06-16 |  | Non-lead
011959 | LOT 079 6500 MALONEY AVE |  | Polytube | Yes |  | 2023-03-07 |  | PVC | 1960 | Yes |  | 2023-03-07 |  | Non-lead
011960 | LOT 021 6500 MALONEY AVE |  | Polytube | Yes |  | 2023-03-07 |  | PVC | 1960 | Yes |  | 2023-03-07 |  | Non-lead
011961 | 30963 OETTLEY RD |  | Polytube | Yes |  | 2022-11-17 |  | PVC | 1963 | Yes |  | 2022-11-17 |  | Non-lead
011963 | 405 BALIDO ST |  | Polytube | Yes |  | 2023-06-28 |  | PVC | 1960 | Yes |  | 2023-06-28 |  | Non-lead
011965 | 2201 YELLOWTAIL DR |  | Polytube | Yes |  | 2023-05-26 |  | PVC | 1959 | Yes |  | 2023-05-26 |  | Non-lead
011966 | 102401 OVERSEAS HWY |  | Polytube | Yes |  | 2023-02-01 |  | PVC | 1959 | Yes |  | 2023-02-01 |  | Non-lead
011967 | 804 OAKWOOD AVE |  | Polytube | Yes |  | 2023-05-04 |  | PVC | 1960 | Yes |  | 2023-05-04 |  | Non-lead
011968 | 55 JENNY LN |  | PVC | Yes |  | 2022-11-09 |  | PVC | 1957 | Yes |  | 2022-11-09 |  | Non-lead
011969 | 57 N BLACKWATER LN |  | Polytube | Yes |  | 2023-05-11 |  | PVC | 1958 | Yes |  | 2023-05-11 |  | Non-lead
011970 | 921 LOBSTER LN |  | Polytube | Yes |  | 2022-09-19 |  | PVC | 1958 | Yes |  | 2022-09-19 |  | Non-lead
011971 | LOT 102 6500 MALONEY AVE |  | Polytube | Yes |  | 2023-03-17 |  | PVC | 1960 | Yes |  | 2023-03-17 |  | Non-lead
011972 | 1207 VARELA ST |  | Polytube | Yes |  | 2023-03-28 |  | PVC | 1928 | Yes |  | 2023-03-28 |  | Non-lead
011973 | LOT 047 6500 MALONEY AVE |  | PVC | No |  |  |  | PVC | 1960 | No |  |  |  | Non-lead
011974 | 154 CUNNINGHAM |  | Unknown, Non-Lead | Yes |  | 2017-03-27 |  | Unknown, Non-Lead | 1993 | Yes |  | 2017-03-27 |  | Non-lead
011975 | LOT 046 6500 MALONEY AVE |  | Polytube | Yes |  | 2023-10-05 |  | PVC | 1960 | Yes |  | 2023-10-05 |  | Non-lead
011976 | 739 HUDGINS ST |  | Polytube | Yes |  | 2023-04-25 |  | PVC | 1953 | Yes |  | 2023-04-25 |  | Non-lead
011977 | 715 E 105TH OCEAN ST |  | Unknown, Non-Lead | Yes |  | 2020-06-17 |  | Polytube | 2021 | Yes |  | 2020-06-17 |  | Non-lead
011978 | LOT 058 6500 MALONEY AVE |  | Polytube | Yes |  | 2024-04-25 |  | PVC | 1960 | Yes |  | 2024-04-25 |  | Non-lead
011979 | 219 HIBISCUS ST |  | Polytube | Yes |  | 2022-06-16 |  | PVC | 1960 | Yes |  | 2022-06-16 |  | Non-lead
011980 | 117 BAY ST |  | PVC | Yes |  | 2024-02-06 |  | PVC | 1958 | Yes |  | 2024-02-06 |  | Non-lead
011981 | 125 S HAMMOCK DR |  | Polytube | Yes |  | 2022-12-19 |  | PVC | 1958 | Yes |  | 2022-12-19 |  | Non-lead
011982 | 117 SAPODILLA DR |  | Polytube | Yes |  | 2022-07-05 |  | PVC | 1963 | Yes |  | 2022-07-05 |  | Non-lead
011983 | 24 POMPANO AVE |  | Polytube | No |  |  |  | PVC | 1958 | No |  |  |  | Non-lead
011984 | 23 BAY RD |  | Polytube | Yes |  | 2022-07-25 |  | PVC | 1959 | Yes |  | 2022-07-25 |  | Non-lead
011986 | 291 S COCONUT PALM BLVD |  | Polytube | Yes |  | 2022-06-14 |  | PVC | 1960 | Yes |  | 2022-06-14 |  | Non-lead
011987 | 809 SOUTHARD ST |  | Unknown | Yes |  | 2023-03-06 |  | PVC | 1930 | Yes |  | 2023-03-06 |  | Lead Status Unknown
011988 | LOT 084 6500 MALONEY AVE |  | Polytube | Yes |  | 2023-03-07 |  | PVC | 1960 | Yes |  | 2023-03-07 |  | Non-lead
011989 | 6 PALM DR |  | Unknown, Non-Lead | No |  |  |  | Unknown, Non-Lead | 1990 | No |  |  |  | Non-lead
011990 | 217 TRUMAN AVE |  | Polytube | Yes |  | 2023-05-04 |  | PVC | 1933 | Yes |  | 2023-05-04 |  | Non-lead
011991 | 5713 1ST AVE |  | Polytube | Yes |  | 2023-03-06 |  | PVC | 1958 | Yes |  | 2023-03-06 |  | Non-lead
011992 | 403 BALIDO ST |  | Polytube | Yes |  | 2023-03-10 |  | PVC | 1960 | Yes |  | 2023-03-10 |  | Non-lead
011993 | 3574 OVERSEAS HWY |  | Polytube | Yes |  | 2024-04-24 |  | PVC | 1953 | Yes |  | 2024-04-24 |  | Non-lead
011994 | SOUTHWINDS PARK 82201 OVERSEAS Hwy |  | None | Yes |  | 2022-07-11 |  | None |  | Yes |  | 2022-07-11 |  | Non-lead
011996 | 152 NAVAJO ST |  | Polytube | Yes |  | 2022-08-19 |  | PVC | 1966 | Yes |  | 2022-08-19 |  | Non-lead
011998 | 78 HIBISCUS LN |  | Polytube | Yes |  | 2023-01-30 |  | PVC | 1958 | Yes |  | 2023-01-30 |  | Non-lead
011999 | 101617 OVERSEAS HWY |  | Polytube | Yes |  | 2022-12-13 |  | PVC | 1960 | Yes |  | 2022-12-13 |  | Non-lead
012000 | 8090 AVIATION BLVD |  | Polytube | Yes |  | 2023-07-10 |  | PVC | 1973 | Yes |  | 2023-07-10 |  | Non-lead
012001 | 8080 TUNA DR |  | Polytube | Yes |  | 2023-01-24 |  | PVC | 1958 | Yes |  | 2023-01-24 |  | Non-lead
012002 | 58103 FERREIRA ST |  | Polytube | Yes |  | 2023-09-14 |  | PVC | 1957 | Yes |  | 2023-09-14 |  | Non-lead
012003 | 150 11TH ST |  | Polytube | Yes |  | 2023-11-16 |  | PVC | 1960 | Yes |  | 2023-11-16 |  | Non-lead
012004 | 160 11TH ST |  | Polytube | Yes |  | 2022-10-22 |  | PVC | 1960 | Yes |  | 2022-10-22 |  | Non-lead
012005 | GULF 11250 5TH AVE |  | Polytube | Yes |  | 2023-04-12 |  | PVC | 1959 | Yes |  | 2023-04-12 |  | Non-lead
012006 | 356 82ND OCEAN ST |  | Polytube | Yes |  | 2022-08-17 |  | PVC | 1988 | Yes |  | 2022-08-17 |  | Non-lead
012007 | 58110 FERRIERE ST |  | Polytube | Yes |  | 2024-08-16 |  | PVC | 1960 | Yes |  | 2024-08-16 |  | Non-lead
012008 | REAR 2797 OVERSEAS HWY |  | Unknown, Non-Lead | Yes |  | 2022-11-07 |  | PVC | 1958 | Yes |  | 2022-11-07 |  | Non-lead
012009 | 2105 DOLPHIN DR |  | Polytube | Yes |  | 2024-06-25 |  | PVC | 1959 | Yes |  | 2024-06-25 |  | Non-lead
012010 | LOT 074 6500 MALONEY AVE |  | Polytube | Yes |  | 2024-09-16 |  | PVC | 1960 | Yes |  | 2024-09-16 |  | Non-lead
012012 | 30463 PALM DR |  | Polytube | Yes |  | 2023-02-15 |  | PVC | 2019 | Yes |  | 2023-02-15 |  | Non-lead
012014 | LOT 075 6500 MALONEY AVE |  | Polytube | Yes |  | 2023-03-07 |  | PVC | 1960 | Yes |  | 2023-03-07 |  | Non-lead
012016 | KEYS ENERGY 6444 2ND ST |  | Polytube | Yes |  | 2023-03-07 |  | PVC |  | Yes |  | 2023-03-07 |  | Non-lead
012017 | 550 109TH STREET GULF |  | Polytube | Yes |  | 2022-11-16 |  | PVC | 1958 | Yes |  | 2022-11-16 |  | Non-lead
012018 | 211 GARDENIA L ST |  | Polytube | Yes |  | 2022-06-16 |  | PVC | 1986 | Yes |  | 2022-06-16 |  | Non-lead
012019 | 838 NORWOOD AVE |  | Polytube | Yes |  | 2022-12-06 |  | PVC | 1961 | Yes |  | 2022-12-06 |  | Non-lead
012020 | 25 BAY RD |  | Polytube | Yes |  | 2022-07-25 |  | PVC | 1958 | Yes |  | 2022-07-25 |  | Non-lead
012021 | A 1 BASS AVE |  | Polytube | Yes |  | 2022-10-31 |  | PVC | 1956 | Yes |  | 2022-10-31 |  | Non-lead
012022 | 520 SOUND DR |  | Unknown, Non-Lead | Yes |  | 2021-04-30 |  | Unknown, Non-Lead | 1995 | Yes |  | 2021-04-30 |  | Non-lead
012023 | 21 JANET PL |  | Polytube | Yes |  | 2023-02-08 |  | PVC | 1980 | Yes |  | 2023-02-08 |  | Non-lead
012024 | 37 POMPANO AVE |  | Polytube | Yes |  | 2022-07-25 |  | PVC | 1981 | Yes |  | 2022-07-25 |  | Non-lead
012026 | LOT 043 6500 MALONEY AVE |  | Polytube | Yes |  | 2023-03-07 |  | PVC | 1960 | Yes |  | 2023-03-07 |  | Non-lead
012027 | 25063 CENTER ST |  | Polytube | Yes |  | 2023-04-24 |  | PVC | 1987 | Yes |  | 2023-04-24 |  | Non-lead
012028 | COTTAGE FRONT 727 CATHERINE ST |  | Polytube | Yes |  | 2023-03-30 |  | PVC | 1934 | Yes |  | 2023-03-30 |  | Non-lead
012029 | 308 AVE A |  | Unknown | Yes |  | 2023-05-22 |  | Unknown | 1987 | Yes |  | 2023-05-22 |  | Lead Status Unknown
012030 | LOT 077 6500 MALONEY AVE |  | Polytube | Yes |  | 2023-10-04 |  | PVC | 1960 | Yes |  | 2023-10-04 |  | Non-lead
012031 | 113 VENETIAN DR |  | Polytube | Yes |  | 2022-06-29 |  | PVC | 1975 | Yes |  | 2022-06-29 |  | Non-lead
012032 | 1583 BOGIE DR |  | Polytube | Yes |  | 2022-11-17 |  | PVC | 1963 | Yes |  | 2022-11-17 |  | Non-lead
012033 | LOT 078 6500 MALONEY AVE |  | Polytube | Yes |  | 2023-03-07 |  | PVC | 1960 | Yes |  | 2023-03-07 |  | Non-lead
012034 | L10 B3 27001 OVERSEAS HWY |  | Unknown | Yes |  | 2024-06-17 |  | Unknown | 1958 | Yes |  | 2024-06-17 |  | Lead Status Unknown
012035 | APT A 2324 SEIDENBERG AVE |  | Polytube | Yes |  | 2022-08-18 |  | Copper | 1963 | Yes |  | 2022-08-18 |  | Non-lead
012036 | 1128 VON PHISTER ST |  | Unknown, Non-Lead | Yes |  | 2024-07-10 |  | Unknown, Non-Lead | 2015 | Yes |  | 2024-07-10 |  | Non-lead
012037 | 90 SOMBRERO BEACH RD |  | Polytube | Yes |  | 2024-02-22 |  | PVC | 1967 | Yes |  | 2024-02-22 |  | Non-lead
012038 | REAR 2617 FOGARTY AVE |  | Polytube | Yes |  | 2022-08-23 |  | Copper | 1963 | Yes |  | 2022-08-23 |  | Non-lead
012039 | 27 7TH ST |  | Polytube | Yes |  | 2022-10-22 |  | PVC | 1959 | Yes |  | 2022-10-22 |  | Non-lead
012040 | 28 7TH ST |  | Polytube | Yes |  | 2022-06-06 |  | PVC | 1959 | Yes |  | 2022-06-06 |  | Non-lead
012041 | LOT 085 6500 MALONEY AVE |  | Polytube | Yes |  | 2023-03-07 |  | PVC | 1960 | Yes |  | 2023-03-07 |  | Non-lead
012042 | 110 E RIDGE RD |  | Polytube | Yes |  | 2022-06-10 |  | PVC | 1959 | Yes |  | 2022-06-10 |  | Non-lead
012043 | 179 E RIDGE Rd |  | Unknown, Non-Lead | Yes |  | 2019-12-13 |  | PVC | 1994 | Yes |  | 2019-12-13 |  | Non-lead
012044 | 223 PLANTATION BLVD |  | Polytube | Yes |  | 2022-07-15 |  | PVC | 1962 | Yes |  | 2022-07-15 |  | Non-lead
012045 | 107 E RIDGE RD |  | Polytube | Yes |  | 2022-06-10 |  | PVC | 1959 | Yes |  | 2022-06-10 |  | Non-lead
012046 | 319 WOODS AVE |  | Polytube | Yes |  | 2022-08-12 |  | PVC | 1960 | Yes |  | 2022-08-12 |  | Non-lead
012047 | 822 OLIVIA ST |  | Polytube | Yes |  | 2023-03-23 |  | PVC | 1953 | Yes |  | 2023-03-23 |  | Non-lead
012048 | 300 SOMBRERO BEACH Rd |  | Polytube | Yes |  | 2023-11-01 |  | Polytube | 1983 | Yes |  | 2023-11-01 |  | Non-lead
012049 | 322 28TH OCEAN ST |  | Polytube | Yes |  | 2022-05-20 |  | PVC | 1963 | Yes |  | 2022-05-20 |  | Non-lead
012050 | 1020 82ND OCEAN ST |  | Polytube | Yes |  | 2022-05-13 |  | PVC | 1959 | Yes |  | 2022-05-13 |  | Non-lead
012052 | 17 SADOWSKI CSWY |  | Polytube | Yes |  | 2024-05-17 |  | PVC | 1960 | Yes |  | 2024-05-17 |  | Non-lead
012054 | 15 6TH ST |  | Polytube | Yes |  | 2022-10-22 |  | PVC | 1960 | Yes |  | 2022-10-22 |  | Non-lead
012055 | 381 3RD ST |  | Copper | Yes |  | 2022-10-22 |  | Polytube | 1959 | Yes |  | 2022-10-22 |  | Non-lead
012056 | 401 3RD St |  | Unknown, Non-Lead | Yes |  | 2021-04-08 |  | PVC | 2007 | Yes |  | 2021-04-08 |  | Non-lead
012057 | LOT 066 6500 MALONEY AVE |  | Polytube | Yes |  | 2024-05-30 |  | PVC | 1960 | Yes |  | 2024-05-30 |  | Non-lead
012059 | UP 315 WILLIAM ST |  | Polytube | No |  |  |  | PVC | 1929 | No |  |  |  | Non-lead
012061 | 31069 H AVE |  | Unknown, Non-Lead | Yes |  | 2021-12-09 |  | Unknown, Non-Lead | 2005 | Yes |  | 2021-12-09 |  | Non-lead
012062 | FRONT UP 517 WHITEHEAD ST |  | Polytube | Yes |  | 2022-06-02 |  | PVC | 1933 | Yes |  | 2022-06-02 |  | Non-lead
012064 | 110 HUTCHINSON LN |  | Polytube | Yes |  | 2023-12-29 |  | PVC | 1933 | Yes |  | 2023-12-29 |  | Non-lead
012065 | LOT 068 6500 MALONEY AVE |  | Polytube | Yes |  | 2023-03-07 |  | PVC | 1960 | Yes |  | 2023-03-07 |  | Non-lead
012066 | 239 BUTTONWOOD SHRS DR |  | Copper | Yes |  | 2024-06-28 |  | PVC | 1964 | Yes |  | 2024-06-28 |  | Non-lead
012068 | 38 POMPANO AVE |  | Polytube | Yes |  | 2023-12-06 |  | PVC | 1977 | Yes |  | 2023-12-06 |  | Non-lead
012069 | LOT 005 6500 MALONEY AVE |  | Polytube | Yes |  | 2023-03-07 |  | PVC | 1960 | Yes |  | 2023-03-07 |  | Non-lead
012071 | 1204 20TH TERR |  | Polytube | Yes |  | 2024-01-24 |  | PVC | 1963 | Yes |  | 2024-01-24 |  | Non-lead
012072 | 10 AZELEA DR |  | Unknown | Yes |  | 2024-08-31 |  | Unknown | 1959 | Yes |  | 2024-08-31 |  | Lead Status Unknown
012073 | 3715 DONALD AVE |  | Copper | Yes |  | 2022-07-21 |  | Copper | 1960 | Yes |  | 2022-07-21 |  | Non-lead
012074 | 3719 DONALD AVE |  | Polytube | Yes |  | 2024-01-24 |  | PVC | 1960 | Yes |  | 2024-01-24 |  | Non-lead
012075 | 1312 20TH TER |  | Polytube | Yes |  | 2023-05-04 |  | PVC | 1958 | Yes |  | 2023-05-04 |  | Non-lead
012076 | 24948 NORTHSIDE DR |  | Polytube | Yes |  | 2023-04-25 |  | PVC | 1963 | Yes |  | 2023-04-25 |  | Non-lead
012077 | 9 AZALEA DR |  | Polytube | Yes |  | 2022-04-29 |  | PVC | 1968 | Yes |  | 2022-04-29 |  | Non-lead
012078 | #B 419 AMELIA ST |  | Polytube | Yes |  | 2022-06-16 |  | PVC | 1909 | Yes |  | 2022-06-16 |  | Non-lead
012079 | LOT 076 6500 MALONEY AVE |  | Polytube | Yes |  | 2024-05-24 |  | PVC | 1960 | Yes |  | 2024-05-24 |  | Non-lead
012080 | 3521 FLAGLER AVE |  | Polytube | Yes |  | 2024-09-19 |  | PVC | 1953 | Yes |  | 2024-09-19 |  | Non-lead
012081 | 68 SILVER SPRINGS DR |  | Polytube | Yes |  | 2022-05-20 |  | Polytube | 1958 | Yes |  | 2022-05-20 |  | Non-Lead
012082 | 886 ELLEN DR |  | Copper | Yes |  | 2023-02-16 |  | Copper | 1969 | Yes |  | 2023-02-16 |  | Non-lead
012083 | LOT 003B 6500 MALONEY AVE |  | Polytube | Yes |  | 2023-03-07 |  | PVC | 1960 | Yes |  | 2023-03-07 |  | Non-lead
012084 | 31341 H AVE |  | Polytube | Yes |  | 2022-11-09 |  | PVC | 1963 | Yes |  | 2022-11-09 |  | Non-lead
012085 | 320 AVE E |  | Polytube | Yes |  | 2024-01-04 |  | PVC | 1958 | Yes |  | 2024-01-04 |  | Non-lead
012088 | 1501 FLORIDA ST |  | Polytube | Yes |  | 2022-08-30 |  | PVC | 1958 | Yes |  | 2022-08-30 |  | Non-lead
012089 | 1408 FLAGLER AVE |  | Polytube | Yes |  | 2022-08-12 |  | PVC | 1958 | Yes |  | 2022-08-12 |  | Non-lead
012090 | 1412 FLAGLER AVE |  | Polytube | Yes |  | 2022-08-12 |  | PVC | 1958 | Yes |  | 2022-08-12 |  | Non-lead
012091 | 421 3RD ST |  | Unknown, Non-Lead | Yes |  | 2024-05-17 |  | Unknown, Non-Lead | 2007 | Yes |  | 2024-05-17 |  | Non-lead
012092 | 240 3RD ST |  | Polytube | Yes |  | 2023-06-07 |  | PVC | 1972 | Yes |  | 2023-06-07 |  | Non-lead
012093 | 1010 109TH GULF ST |  | Polytube | Yes |  | 2022-11-22 |  | PVC | 1960 | Yes |  | 2022-11-22 |  | Non-lead
012094 | 904 109TH GULF ST |  | Polytube | Yes |  | 2022-12-05 |  | PVC | 1960 | Yes |  | 2022-12-05 |  | Non-lead
012095 | 840 109TH GULF ST |  | Polytube | Yes |  | 2022-10-31 |  | PVC | 1960 | Yes |  | 2022-10-31 |  | Non-lead
012096 | 650 109TH GULF ST |  | Polytube | Yes |  | 2022-11-02 |  | PVC | 1958 | Yes |  | 2022-11-02 |  | Non-lead
012097 | 166 BAYVIEW DR |  | Copper | Yes |  | 2022-06-28 |  | PVC | 1974 | Yes |  | 2022-06-28 |  | Non-lead
012098 | 266 PUEBLO ST |  | Polytube | Yes |  | 2022-06-02 |  | PVC | 1975 | Yes |  | 2022-06-02 |  | Non-lead
012099 | 174 HIBISCUS ST |  | Polytube | Yes |  | 2022-06-16 |  | PVC | 1960 | Yes |  | 2022-06-16 |  | Non-lead
012100 | 150 AZALEA ST |  | Polytube | Yes |  | 2022-06-21 |  | PVC | 1961 | Yes |  | 2022-06-21 |  | Non-lead
012103 | 103 IROQUOIS ST |  | Polytube | Yes |  | 2022-05-31 |  | PVC | 1958 | Yes |  | 2022-05-31 |  | Non-lead
012105 | 245 TOLLGATE BLVD |  | Polytube | Yes |  | 2022-10-11 |  | PVC | 1960 | Yes |  | 2022-10-11 |  | Non-lead
012106 | 13 JEWFISH AVE |  | Polytube | Yes |  | 2022-10-31 |  | PVC | 1960 | Yes |  | 2022-10-31 |  | Non-lead
012107 | 101761 OVERSEAS HWY |  | Polytube | Yes |  | 2023-02-01 |  | PVC | 1985 | Yes |  | 2023-02-01 |  | Non-lead
012108 | 341 MAHOGANY DR |  | Unknown, Non-Lead | Yes |  | 2018-10-09 |  | PVC | 2020 | Yes |  | 2018-10-09 |  | Non-lead
012109 | 37 HIBISCUS LN |  | Unknown, Non-Lead | Yes |  | 2020-03-24 |  | Unknown, Non-Lead | 2021 | Yes |  | 2020-03-24 |  | Non-lead
012110 | 2225 OVERSEAS HWY |  | PVC | Yes |  | 2022-06-02 |  | PVC | 1958 | Yes |  | 2022-06-02 |  | Non-lead
012111 | LOT 018 6500 MALONEY AVE |  | Polytube | Yes |  | 2023-03-07 |  | PVC | 1960 | Yes |  | 2023-03-07 |  | Non-lead
012112 | 1300 NEWTON ST |  | Polytube | Yes |  | 2023-06-13 |  | PVC | 1962 | Yes |  | 2023-06-13 |  | Non-lead
012113 | UNIT 12 250 GULF TERR |  | Unknown | Yes |  | 2024-01-26 |  | Unknown | 1964 | Yes |  | 2024-01-26 |  | Lead Status Unknown
012114 | 50 7TH ST |  | Polytube | Yes |  | 2023-07-27 |  | PVC | 1959 | Yes |  | 2023-07-27 |  | Non-lead
012117 | 52 7TH ST |  | Polytube | Yes |  | 2022-10-22 |  | PVC | 1959 | Yes |  | 2022-10-22 |  | Non-lead
012118 | UNIT B 21 E CIRCLE DR |  | Polytube | No |  |  |  | PVC | 2014 | No |  |  |  | Non-lead
012120 | 750 43RD GULF ST |  | Unknown, Non-Lead | Yes |  | 2022-09-16 |  | PVC | 1958 | Yes |  | 2022-10-20 |  | Non-lead
012122 | 211 S COCONUT PALM BLVD |  | Polytube | Yes |  | 2022-06-14 |  | PVC | 1960 | Yes |  | 2022-06-14 |  | Non-lead
012124 | 82500 OLD STATE Rd |  | Unknown, Non-Lead | Yes |  | 2022-04-06 |  | Unknown, Non-Lead | 2008 | Yes |  | 2022-04-06 |  | Non-lead
012125 | 10 LAUDERDALE DR |  | Copper | Yes |  | 2023-02-06 |  | PVC | 1954 | Yes |  | 2023-02-06 |  | Non-lead
012126 | 3 ED SWIFT RD |  | Polytube | Yes |  | 2023-07-31 |  | PVC | 1965 | Yes |  | 2023-07-31 |  | Non-lead
012127 | 14 SADOWSKI CSWY |  | Polytube | Yes |  | 2022-10-22 |  | PVC | 1960 | Yes |  | 2022-10-22 |  | Non-lead
012129 | LOT 022 6500 MALONEY AVE |  | Polytube | Yes |  | 2023-03-07 |  | PVC | 1960 | Yes |  | 2023-03-07 |  | Non-lead
012130 | 720 EAST SHORE DR |  | Polytube | Yes |  | 2022-08-26 |  | PVC | 2001 | Yes |  | 2022-08-26 |  | Non-lead
012134 | 901 EMMA ST |  | Polytube | Yes |  | 2022-07-12 |  | PVC | 1913 | Yes |  | 2022-07-12 |  | Non-lead
012135 | 195 CUNNINGHAM LN |  | Polytube | Yes |  | 2022-11-09 |  | PVC | 1943 | Yes |  | 2022-11-09 |  | Non-lead
012136 | 155 N JASMINE ST |  | Polytube | Yes |  | 2022-06-16 |  | PVC | 1960 | Yes |  | 2022-06-16 |  | Non-lead
012138 | APT 4 6 W CIRCLE DR |  | Polytube | Yes |  | 2023-08-21 |  | PVC | 1954 | Yes |  | 2023-08-21 |  | Non-lead
012139 | 1705 VON PHISTER ST |  | Polytube | Yes |  | 2022-11-04 |  | PVC | 1967 | Yes |  | 2022-11-04 |  | Non-lead
012140 | 8085 BONITO DR |  | Polytube | Yes |  | 2024-06-20 |  | PVC | 1960 | Yes |  | 2024-06-20 |  | Non-lead
012141 | LOT 056 6500 MALONEY AVE |  | Polytube | Yes |  | 2024-09-27 |  | PVC | 1960 | Yes |  | 2024-09-27 |  | Non-lead
012144 | 12 6TH ST |  | Polytube | Yes |  | 2023-04-28 |  | PVC | 1964 | Yes |  | 2023-04-28 |  | Non-lead
012145 | 11 6TH ST |  | Polytube | Yes |  | 2022-10-22 |  | PVC | 1964 | Yes |  | 2022-10-22 |  | Non-lead
012146 | 215 NAVAJO ST |  | Polytube | Yes |  | 2022-06-03 |  | PVC | 1958 | Yes |  | 2022-06-03 |  | Non-lead
012148 | 102 TOLLGATE LN |  | Polytube | Yes |  | 2022-06-28 |  | PVC | 1958 | Yes |  | 2022-06-28 |  | Non-lead
012149 | SUITE 101 RIGHT 2502 N ROOSEVELT BLVD |  | Polytube | Yes |  | 2024-07-16 |  | PVC | 1958 | Yes |  | 2024-07-16 |  | Non-lead
012150 | 406 JULIA ST |  | Polytube | Yes |  | 2022-09-22 |  | PVC | 1943 | Yes |  | 2022-09-22 |  | Non-lead
012151 | LOT 039 6500 MALONEY AVE |  | Polytube | Yes |  | 2023-03-07 |  | PVC | 1960 | Yes |  | 2023-03-07 |  | Non-lead
012152 | LOT 040 6500 MALONEY AVE |  | Polytube | Yes |  | 2023-03-07 |  | PVC | 1960 | Yes |  | 2023-03-07 |  | Non-lead
012153 | 1048 82ND OCEAN ST |  | Unknown, Non-Lead | Yes |  | 2019-07-15 |  | PVC | 2005 | Yes |  | 2019-07-15 |  | Non-lead
012154 | 151 10TH ST |  | Polytube | Yes |  | 2022-10-22 |  | PVC | 1961 | Yes |  | 2022-10-22 |  | Non-lead
012155 | 171 10TH ST |  | Polytube | Yes |  | 2023-10-10 |  | PVC | 1961 | Yes |  | 2023-10-10 |  | Non-lead
012156 | 181 10TH ST |  | Unknown, Non-Lead | Yes |  | 2022-04-06 |  | PVC | 2006 | Yes |  | 2022-04-06 |  | Non-lead
012157 | 200-210 11TH ST |  | Polytube | Yes |  | 2022-10-22 |  | PVC | 1960 | Yes |  | 2022-10-22 |  | Non-lead
012158 | 180 11TH ST |  | Polytube | Yes |  | 2022-10-22 |  | PVC | 1960 | Yes |  | 2022-10-22 |  | Non-lead
012159 | 798 27TH OCEAN ST |  | Unknown, Non-Lead | Yes |  | 2023-01-18 |  | PVC | 1960 | Yes |  | 2023-01-18 |  | Non-lead
012160 | 726 PASSOVER LN |  | Polytube | Yes |  | 2023-02-01 |  | PVC | 1928 | Yes |  | 2023-02-01 |  | Non-lead
012161 | LOT 17 6621 MALONEY AVE |  | Polytube | Yes |  | 2024-02-28 |  | PVC | 1943 | Yes |  | 2024-02-28 |  | Non-lead
012162 | 11833 OVERSEAS HWY |  | Polytube | Yes |  | 2022-08-24 |  | PVC | 1963 | Yes |  | 2022-08-24 |  | Non-lead
012164 | 119 AZALEA ST |  | Polytube | Yes |  | 2023-10-27 |  | PVC | 1962 | Yes |  | 2023-10-27 |  | Non-lead
012165 | 20 PEN KEY CLUB |  | Polytube | Yes |  | 2022-06-23 |  | PVC | 1962 | Yes |  | 2022-06-23 |  | Non-lead
012166 | 1132/1134 GREENBRIER DR |  | Polytube | Yes |  | 2022-10-22 |  | PVC | 1961 | Yes |  | 2022-10-22 |  | Non-lead
012167 | 3 &4 1136 GREENBRIER DR |  | Polytube | Yes |  | 2022-10-22 |  | PVC | 1961 | Yes |  | 2022-10-22 |  | Non-lead
012168 | 31423 AVENUE H |  | Polytube | Yes |  | 2023-09-27 |  | PVC | 1962 | Yes |  | 2023-09-27 |  | Non-lead
012169 | 722 GALVESTON LN |  | Polytube | Yes |  | 2022-07-07 |  | PVC | 1914 | Yes |  | 2022-07-07 |  | Non-lead
012170 | 290 46TH STREET |  | Polytube | Yes |  | 2023-04-25 |  | PVC | 1958 | Yes |  | 2023-04-25 |  | Non-lead
012171 | 2615 HARRIS AVE |  | Polytube | Yes |  | 2024-07-11 |  | Polytube |  | Yes |  | 2024-07-11 |  | Non-lead
012172 | 215 28TH OCEAN ST |  | Polytube | Yes |  | 2023-01-05 |  | PVC | 1972 | Yes |  | 2023-01-05 |  | Non-lead
012173 | 310 AVE C |  | Unknown, Non-Lead | Yes |  | 2023-03-20 |  | Unknown, Non-Lead | 2011 | Yes |  | 2023-03-20 |  | Non-lead
012174 | 2661 YELLOWTAIL DR |  | Polytube | Yes |  | 2023-07-24 |  | PVC | 1958 | Yes |  | 2023-07-24 |  | Non-lead
012175 | LOT 069 6500 MALONEY AVE |  | Polytube | Yes |  | 2023-03-07 |  | PVC | 1960 | Yes |  | 2023-03-07 |  | Non-lead
012177 | 30898 BAILEYS LANE |  | Polytube | Yes |  | 2023-09-27 |  | PVC | 1960 | Yes |  | 2023-09-27 |  | Non-lead
012178 | 36 PALM DR |  | Unknown | Yes |  | 2024-05-10 |  | Unknown | 1973 | Yes |  | 2024-05-10 |  | Lead Status Unknown
012179 | LOT 042 6500 MALONEY AVE |  | PVC | Yes |  | 2023-03-07 |  | PVC | 1960 | Yes |  | 2023-03-07 |  | Non-lead
012180 | 37 CORAL DR |  | Polytube | Yes |  | 2018-08-21 |  | PVC | 1963 | Yes |  | 2018-08-21 |  | Non-lead
012181 | 28 POMPANO AVE |  | Polytube | Yes |  | 2022-07-25 |  | PVC | 1966 | Yes |  | 2022-07-25 |  | Non-lead
012182 | 242 JASMINE ST |  | Polytube | Yes |  | 2021-09-17 |  | PVC | 1960 | Yes |  | 2021-09-17 |  | Non-lead
012183 | 256 JASMINE ST |  | Polytube | Yes |  | 2022-06-16 |  | PVC | 1960 | Yes |  | 2022-06-16 |  | Non-lead
012184 | 82229 OVERSEAS HWY |  | Polytube | Yes |  | 2022-07-11 |  | PVC | 1933 | Yes |  | 2022-07-11 |  | Non-lead
012186 | 571 PARK DR |  | Unknown, Non-Lead | Yes |  | 2020-08-12 |  | Unknown, Non-Lead | 1988 | Yes |  | 2020-08-12 |  | Non-lead
012187 | LOT 063 6500 MALONEY AVE |  | PVC | Yes |  | 2023-08-22 |  | PVC | 1960 | Yes |  | 2023-08-22 |  | Non-lead
012188 | REAR 1024 PACKER ST |  | Polytube | Yes |  | 2023-03-22 |  | PVC | 1933 | Yes |  | 2023-03-22 |  | Non-lead
012189 | 850 43RD GULF ST |  | Polytube | Yes |  | 2024-02-23 |  | PVC | 1948 | Yes |  | 2024-02-23 |  | Non-lead
012190 | LOT 061 6500 MALONEY AVE |  | PVC | Yes |  | 2023-03-07 |  | PVC | 1960 | Yes |  | 2023-03-07 |  | Non-lead
012191 | 3328 FLAGLER AVE |  | Polytube | Yes |  | 2022-07-07 |  | PVC | 1959 | Yes |  | 2022-07-07 |  | Non-lead
012192 | 3332 FLAGLER AVE |  | Polytube | Yes |  | 2022-07-07 |  | PVC | 1960 | Yes |  | 2022-07-07 |  | Non-lead
012193 | 21650 OVERSEAS HWY |  | Polytube | Yes |  | 2022-12-29 |  | PVC | 1985 | Yes |  | 2022-12-29 |  | Non-lead
012194 | OCEAN 655 E 105TH ST |  | Unknown, Non-Lead | Yes |  | 2024-09-13 |  | Polytube | 1999 | Yes |  | 2024-09-13 |  | Non-lead
012195 | 19481 CANAL DR |  | Polytube | Yes |  | 2019-01-02 |  | PVC | 1958 | Yes |  | 2019-01-02 |  | Non-lead
012196 | 10 CORAL DR |  | Polytube | Yes |  | 2024-01-04 |  | PVC | 1980 | Yes |  | 2024-01-04 |  | Non-lead
012197 | APT B 1512 BERTHA ST |  | Polytube | Yes |  | 2022-10-19 |  | Copper | 1967 | Yes |  | 2022-10-19 |  | Non-lead
012198 | 25024 45TH ST |  | Polytube | Yes |  | 2023-04-25 |  | PVC | 1958 | Yes |  | 2023-04-25 |  | Non-lead
012199 | 2808 FOGARTY AVE |  | Copper | Yes |  | 2022-06-10 |  | PVC | 1958 | Yes |  | 2022-06-10 |  | Non-lead
012200 | 2807 FOGARTY AVE |  | Copper | Yes |  | 2022-06-10 |  | PVC | 1958 | Yes |  | 2022-06-10 |  | Non-lead
012201 | 2808 PATTERSON AVE |  | Polytube | Yes |  | 2024-06-27 |  | Polytube | 1963 | Yes |  | 2024-06-27 |  | Non-lead
012202 | 2807 PATTERSON AVE |  | Polytube | Yes |  | 2024-06-28 |  | PVC | 1958 | Yes |  | 2024-06-28 |  | Non-lead
012203 | 12188 OVERSEAS HIGHWAY |  | Unknown | Yes |  | 2023-06-30 |  | PVC | 1968 | Yes |  | 2023-06-30 |  | Lead Status Unknown
012204 | LOT 105 6500 MALONEY AVE |  | Polytube | Yes |  | 2024-01-22 |  | PVC | 1960 | Yes |  | 2024-01-22 |  | Non-lead
012205 | LOT 064 6500 MALONEY AVE |  | PVC | Yes |  | 2023-03-07 |  | PVC | 1960 | Yes |  | 2023-03-07 |  | Non-lead
012206 | 529 WILLIAM ST |  | Polytube | Yes |  | 2023-01-04 |  | PVC | 1930 | Yes |  | 2023-01-04 |  | Non-lead
012207 | 44 7TH ST |  | Copper | Yes |  | 2022-10-22 |  | PVC | 1959 | Yes |  | 2022-10-22 |  | Non-lead
012208 | 43 7TH ST |  | Copper | Yes |  | 2023-03-01 |  | PVC | 1959 | Yes |  | 2023-03-01 |  | Non-lead
012210 | 42 7TH ST |  | Polytube | Yes |  | 2022-10-22 |  | PVC | 1959 | Yes |  | 2022-10-22 |  | Non-lead
012211 | 88 COCONUT DR |  | Polytube | Yes |  | 2023-03-29 |  | PVC | 1939 | Yes |  | 2023-03-29 |  | Non-lead
012212 | 68460 OVERSEAS HWY |  | Polytube | Yes |  | 2022-06-08 |  | Polytube | 1971 | Yes |  | 2022-06-08 |  | Non-Lead
012213 | 122 PLANTATION BLVD |  | Unknown, Non-Lead | Yes |  | 2024-01-17 |  | PVC | 2008 | Yes |  | 2024-01-17 |  | Non-lead
012214 | 560 65TH OCEAN ST |  | Polytube | Yes |  | 2022-06-21 |  | PVC | 1959 | Yes |  | 2022-06-21 |  | Non-lead
012215 | 31266 E AVE |  | Polytube | Yes |  | 2023-01-18 |  | PVC | 1956 | Yes |  | 2023-01-18 |  | Non-lead
012216 | LOT 091 6500 MALONEY AVE |  | PVC | Yes |  | 2023-03-07 |  | PVC | 1960 | Yes |  | 2023-03-07 |  | Non-lead
012217 | 109 E CARROLL ST |  | Polytube | Yes |  | 2023-02-13 |  | PVC | 1958 | Yes |  | 2023-02-13 |  | Non-lead
012218 | 160 E RIDGE RD |  | Polytube | Yes |  | 2022-06-10 |  | PVC | 1960 | Yes |  | 2022-06-10 |  | Non-lead
012219 | 711 2ND ST |  | Polytube | Yes |  | 2023-09-06 |  | PVC | 1959 | Yes |  | 2023-09-06 |  | Non-lead
012220 | APT 1 733 WHITEHEAD ST |  | Polytube | Yes |  | 2024-10-31 |  | PVC | 1933 | Yes |  | 2024-10-31 |  | Non-lead
012221 | LOT 067 6500 MALONEY AVE |  | PVC | Yes |  | 2023-03-07 |  | PVC | 1960 | Yes |  | 2023-03-07 |  | Non-lead
012222 | LOT 16 1300 15TH CT |  | Polytube | Yes |  | 2023-09-19 |  | PVC | 1966 | Yes |  | 2023-09-19 |  | Non-lead
012223 | 100 E SHORE DR |  | Polytube | Yes |  | 2022-11-28 |  | PVC | 1958 | Yes |  | 2022-11-28 |  | Non-lead
012224 | 805 LAPALOMA RD |  | Polytube | Yes |  | 2020-01-22 |  | PVC | 1963 | Yes |  | 2020-01-22 |  | Non-lead
012225 | APT B 1111 WATSON ST |  | Polytube | Yes |  | 2023-03-23 |  | Polytube | 1978 | Yes |  | 2023-03-23 |  | Non-lead
012227 | 7788 GULFSTREAM BLVD |  | Polytube | Yes |  | 2023-01-27 |  | PVC | 1959 | Yes |  | 2023-01-27 |  | Non-lead
012228 | 3333 OVERSEAS HWY |  | Polytube | Yes |  | 2022-07-15 |  | PVC | 1963 | Yes |  | 2022-07-15 |  | Non-lead
012229 | 2900 RIVIERA DR |  | Polytube | Yes |  | 2023-08-22 |  | Copper | 1958 | Yes |  | 2023-08-22 |  | Non-lead
012230 | 2916 RIVIERA DR |  | Polytube | Yes |  | 2023-09-20 |  | PVC | 1958 | Yes |  | 2023-09-20 |  | Non-lead
012231 | 2920 RIVIERA DR |  | Polytube | Yes |  | 2023-11-28 |  | PVC | 1958 | Yes |  | 2023-11-28 |  | Non-lead
012232 | 2924 RIVIERA DR |  | Polytube | Yes |  | 2022-11-01 |  | PVC | 1959 | Yes |  | 2022-11-01 |  | Non-lead
012233 | 2930 RIVIERA DR |  | Polytube | Yes |  | 2022-05-26 |  | PVC | 1958 | Yes |  | 2022-05-26 |  | Non-lead
012234 | 2934 RIVIERA DR |  | Polytube | Yes |  | 2023-05-04 |  | PVC | 1958 | Yes |  | 2023-05-04 |  | Non-lead
012235 | 2938 RIVIERA DR |  | Polytube | Yes |  | 2022-05-26 |  | Copper | 1959 | Yes |  | 2022-05-26 |  | Non-lead
012236 | 2944 RIVIERA DR |  | Polytube | Yes |  | 2022-05-26 |  | Copper | 1958 | Yes |  | 2022-05-26 |  | Non-lead
012237 | 512 AMELIA ST |  | Polytube | Yes |  | 2023-05-04 |  | PVC | 1943 | Yes |  | 2023-05-04 |  | Non-lead
012238 | 1550 JOHNSON ST |  | Copper | Yes |  | 2023-04-26 |  | PVC | 1954 | Yes |  | 2023-04-26 |  | Non-lead
012239 | 546 PARK DR |  | Polytube | Yes |  | 2023-05-19 |  | PVC | 1958 | Yes |  | 2023-05-19 |  | Non-lead
012241 | L5 B6 30 E BEACH Rd |  | Polytube | Yes |  | 2023-04-20 |  | PVC | 1961 | Yes |  | 2023-04-20 |  | Non-lead
012242 | 22 SILVER SPRINGS L DR |  | Polytube | Yes |  | 2022-05-20 |  | PVC | 1960 | Yes |  | 2022-05-20 |  | Non-lead
012243 | 226 W SEAVIEW DR |  | Polytube | Yes |  | 2022-09-23 |  | PVC | 1951 | Yes |  | 2022-09-23 |  | Non-lead
012244 | 120 NAVAJO ST |  | Polytube | Yes |  | 2022-06-03 |  | PVC | 1958 | Yes |  | 2022-06-03 |  | Non-lead
012245 | 140 GARDENIA ST |  | Polytube | Yes |  | 2024-10-04 |  | PVC | 1960 | Yes |  | 2024-10-04 |  | Non-lead
012246 | LOT 17 1300 15TH CT |  | Polytube | Yes |  | 2022-10-13 |  | PVC | 1966 | Yes |  | 2022-10-13 |  | Non-lead
012247 | APT 4 419 SIMONTON ST |  | Polytube | Yes |  | 2022-10-31 |  | PVC | 1933 | Yes |  | 2022-10-31 |  | Non-lead
012248 | 56 7TH ST |  | Copper | Yes |  | 2022-10-22 |  | PVC | 1959 | Yes |  | 2022-10-22 |  | Non-lead
012249 | 800 E 105TH OCEAN ST |  | Polytube | Yes |  | 2024-02-20 |  | PVC | 1968 | Yes |  | 2024-02-20 |  | Non-lead
012250 | 196 BESSIE RD |  | Polytube | Yes |  | 2022-05-06 |  | PVC | 2018 | Yes |  | 2022-05-06 |  | Non-lead
012252 | APT 3 7076 OVERSEAS HWY |  | Copper | Yes |  | 2023-03-15 |  | PVC | 1954 | Yes |  | 2023-03-15 |  | Non-lead
012253 | 102 MOHAWK ST |  | Polytube | Yes |  | 2022-05-31 |  | PVC | 1958 | Yes |  | 2022-05-31 |  | Non-lead
012254 | 1205 19TH TERRACE |  | Polytube | Yes |  | 2022-07-18 |  | Copper | 1960 | Yes |  | 2022-07-18 |  | Non-lead
012256 | 705 83RD OCEAN ST |  | Polytube | Yes |  | 2023-01-19 |  | PVC | 1958 | Yes |  | 2023-01-19 |  | Non-lead
012257 | 8036 SHARK DR |  | Polytube | Yes |  | 2023-01-27 |  | PVC | 1960 | Yes |  | 2023-01-27 |  | Non-lead
012261 | 1624 JOSEPHINE ST |  | Polytube | Yes |  | 2022-10-19 |  | PVC | 1963 | Yes |  | 2022-10-19 |  | Non-lead
012262 | 2806 FOGARTY AVE |  | Copper | Yes |  | 2023-09-20 |  | PVC | 1958 | Yes |  | 2023-09-20 |  | Non-lead
012263 | 2812 FOGARTY AVE |  | Polytube | Yes |  | 2024-06-21 |  | PVC | 1958 | Yes |  | 2024-06-21 |  | Non-lead
012264 | APT 3 6 W CIRCLE DR |  | Polytube | Yes |  | 2023-08-21 |  | Copper | 1954 | Yes |  | 2023-08-21 |  | Non-lead
012265 | 10855 5TH GULF AVE |  | Polytube | Yes |  | 2022-11-22 |  | PVC | 1973 | Yes |  | 2022-11-22 |  | Non-lead
012266 | 31265 D AVE |  | Polytube | Yes |  | 2023-07-17 |  | Polytube | 1966 | Yes |  | 2023-07-17 |  | Non-lead
012267 | LOT 024 6500 MALONEY AVE |  | PVC | Yes |  | 2023-03-06 |  | PVC | 1960 | Yes |  | 2023-03-06 |  | Non-lead
012268 | 2805 FOGARTY AVE |  | Unknown | Yes |  | 2022-06-03 |  | Copper | 1958 | Yes |  | 2022-06-03 |  | Lead Status Unknown
012269 | 2811 FOGARTY AVE |  | Polytube | Yes |  | 2024-08-05 |  | Copper | 1958 | Yes |  | 2024-08-05 |  | Non-lead
012270 | 2812 PATTERSON AVE |  | Polytube | Yes |  | 2022-06-02 |  | PVC | 1958 | Yes |  | 2022-06-02 |  | Non-lead
012271 | 2806 PATTERSON AVE |  | Polytube | Yes |  | 2024-06-28 |  | PVC | 1958 | Yes |  | 2024-06-28 |  | Non-lead
012272 | 2811 PATTERSON AVE |  | Unknown, Non-Lead | Yes |  | 2024-06-28 |  | Unknown, Non-Lead | 2009 | Yes |  | 2024-06-28 |  | Non-lead
012273 | 2805 PATTERSON AVE |  | Polytube | Yes |  | 2024-06-28 |  | PVC | 1958 | Yes |  | 2024-06-28 |  | Non-lead
012274 | 1600 JOSEPHINE ST |  | Polytube | Yes |  | 2018-06-01 |  | PVC | 1963 | Yes |  | 2018-06-01 |  | Non-lead
012276 | 11 CINDY PLACE |  | Unknown, Non-Lead | Yes |  | 2023-05-31 |  | Polytube | 2006 | Yes |  | 2023-05-31 |  | Non-lead
012277 | 2 TINA PL |  | PVC | Yes |  | 2022-11-30 |  | PVC | 1948 | Yes |  | 2022-11-30 |  | Non-lead
012278 | LOT 12 1300 15TH CT |  | Polytube | Yes |  | 2023-05-04 |  | PVC | 1966 | Yes |  | 2023-05-04 |  | Non-lead
012279 | LOT 32 6621 MALONEY AVE |  | PVC | Yes |  | 2023-03-06 |  | PVC | 1943 | Yes |  | 2023-03-06 |  | Non-lead
012280 | 5601 COLLEGE RD |  | Unknown, Non-Lead | Yes |  | 2023-05-04 |  | No Piping | Vacant | Yes |  | 2023-05-04 |  | Non-lead
012281 | 1151 SUGARLOAF SHRS BLVD |  | Polytube | Yes |  | 2022-12-13 |  | PVC | 1959 | Yes |  | 2022-12-13 |  | Non-lead
012283 | #4 818 51ST St |  | Unknown, Non-Lead | Yes |  | 2020-10-26 |  | PVC | 2020 | Yes |  | 2020-10-26 |  | Non-lead
012284 | 30036 LINDA LOMA |  | Polytube | Yes |  | 2024-09-24 |  | PVC | 1963 | Yes |  | 2024-09-24 |  | Non-lead
012285 | 12020 OVERSEAS HWY |  | Polytube | Yes |  | 2022-12-19 |  | PVC | 1960 | Yes |  | 2022-12-19 |  | Non-lead
012286 | 57417 MORTON ST |  | Unknown, Non-Lead | Yes |  | 2021-12-17 |  | Unknown, Non-Lead | 1998 | Yes |  | 2021-12-17 |  | Non-lead
012288 | LOT 18 1300 15TH CT |  | Polytube | Yes |  | 2024-09-27 |  | PVC | 1966 | Yes |  | 2024-09-27 |  | Non-lead
012289 | LOT 24 1300 15TH CT |  | Polytube | Yes |  | 2023-08-23 |  | PVC | 1966 | Yes |  | 2023-08-23 |  | Non-lead
012290 | LOT 19 1300 15TH CT |  | Polytube | Yes |  | 2023-05-04 |  | PVC | 1966 | Yes |  | 2023-05-04 |  | Non-lead
012291 | 30 82994 OVERSEAS HWY |  | Polytube | Yes |  | 2022-06-23 |  | PVC | 1980 | Yes |  | 2022-06-23 |  | Non-lead
012292 | 170 COCOA DR |  | Polytube | Yes |  | 2023-09-20 |  | PVC | 1960 | Yes |  | 2023-09-20 |  | Non-lead
012293 | LEFT 46 7TH ST |  | Copper | Yes |  | 2022-10-22 |  | Copper | 1959 | Yes |  | 2022-10-22 |  | Non-lead
012294 | 45 7TH ST |  | Polytube | Yes |  | 2024-08-05 |  | PVC | 1959 | Yes |  | 2024-08-05 |  | Non-lead
012297 | 31465 AVE B |  | Polytube | Yes |  | 2023-08-28 |  | PVC | 1945 | Yes |  | 2023-08-28 |  | Non-lead
012298 | LOT 21 1300 15TH CT |  | Polytube | Yes |  | 2024-08-26 |  | PVC | 1966 | Yes |  | 2024-08-26 |  | Non-lead
012299 | LOT 20 1300 15TH CT |  | Polytube | Yes |  | 2023-09-19 |  | PVC | 1966 | Yes |  | 2023-09-19 |  | Non-lead
012300 | #B 1105 TRUMAN AVE |  | Polytube | Yes |  | 2023-03-23 |  | PVC | 1925 | Yes |  | 2023-03-23 |  | Non-lead
012302 | #UP 1901 FLAGLER AVE |  | Polytube | Yes |  | 2023-07-11 |  | PVC | 1943 | Yes |  | 2023-07-11 |  | Non-lead
012303 | LOT 11 1300 15TH CT |  | Polytube | Yes |  | 2023-05-04 |  | PVC | 1966 | Yes |  | 2023-05-04 |  | Non-lead
012306 | 138 KEY HEIGHTS DR |  | Polytube | Yes |  | 2022-06-14 |  | PVC | 1965 | Yes |  | 2022-06-14 |  | Non-lead
012307 | 814 OAKWOOD AVE |  | Polytube | Yes |  | 2023-05-04 |  | PVC | 1960 | Yes |  | 2023-05-04 |  | Non-lead
012308 | 10 ROSE PL |  | Polytube | Yes |  | 2022-12-07 |  | PVC | 1955 | Yes |  | 2022-12-07 |  | Non-lead
012309 | 22 JUDY PLACE |  | Polytube | Yes |  | 2022-11-29 |  | Polytube | 1958 | Yes |  | 2022-11-29 |  | Non-lead
012310 | 99434 OVERSEAS HWY |  | Unknown, Non-Lead | Yes |  | 2017-12-27 |  | Copper | 2001 | Yes |  | 2017-12-27 |  | Non-lead
012311 | 925 83RD OCEAN ST |  | Unknown, Non-Lead | Yes |  | 2022-03-04 |  | Unknown, Non-Lead | 2018 | Yes |  | 2022-03-04 |  | Non-lead
012312 | 816 ELIZABETH ST |  | Polytube | Yes |  | 2022-10-18 |  | PVC | 2006 | Yes |  | 2022-10-18 |  | Non-lead
012314 | LOT A 413 92 ND OCEAN ST |  | Polytube | Yes |  | 2024-06-06 |  | PVC | 1998 | Yes |  | 2024-06-06 |  | Non-lead
012315 | 3519 FLAGLER AVE |  | Polytube | Yes |  | 2023-05-04 |  | PVC | 1953 | Yes |  | 2023-05-04 |  | Non-lead
012316 | 813 GALVESTON LN |  | Unknown, Non-Lead | Yes |  | 2021-04-20 |  | Unknown, Non-Lead | 2021 | Yes |  | 2021-04-20 |  | Non-lead
012318 | 48 7TH ST |  | Copper | Yes |  | 2023-07-27 |  | PVC | 1959 | Yes |  | 2023-07-27 |  | Non-lead
012319 | 54 7TH ST |  | Copper | Yes |  | 2022-10-22 |  | Copper | 1959 | Yes |  | 2022-10-22 |  | Non-lead
012320 | 53 7TH ST |  | Unknown | Yes |  | 2022-10-22 |  | None |  | Yes |  | 2022-10-22 |  | No Service Line
012321 | 4 AZALEA DR |  | Polytube | Yes |  | 2024-04-26 |  | PVC | 1960 | Yes |  | 2024-04-26 |  | Non-lead
012322 | 25132 NORTHSIDE DR |  | Polytube | Yes |  | 2024-04-11 |  | PVC |  | Yes |  | 2024-04-11 |  | Non-lead
012323 | 3423 FLAGLER AVE |  | Polytube | Yes |  | 2024-09-20 |  | PVC | 1955 | Yes |  | 2024-09-20 |  | Non-lead
012324 | 77300 OVERSEAS HWY |  | Polytube | Yes |  | 2022-07-07 |  | PVC | 1980 | Yes |  | 2022-07-07 |  | Non-lead
012326 | 754 MUSA DR & BUNKY ST |  | Polytube | Yes |  | 2023-02-16 |  | PVC | 1963 | Yes |  | 2023-02-16 |  | Non-lead
012327 | 14 POMPANO AVE |  | Polytube | Yes |  | 2022-07-25 |  | PVC | 1977 | Yes |  | 2022-07-25 |  | Non-lead
012328 | 724 GROUPER LN |  | Polytube | Yes |  | 2022-09-20 |  | PVC | 1960 | Yes |  | 2022-09-20 |  | Non-lead
012329 | 808 ELIZABETH REAR ST |  | Unknown | Yes |  | 2023-05-19 |  | PVC | 1938 | Yes |  | 2023-05-19 |  | Lead Status Unknown
012330 | 1706 SEMINARY ST |  | Polytube | Yes |  | 2022-10-31 |  | PVC | 1959 | Yes |  | 2022-10-31 |  | Non-lead
012331 | 9850 OVERSEAS HWY |  | Polytube | Yes |  | 2024-05-24 |  | PVC | 1964 | Yes |  | 2024-05-24 |  | Non-lead
012332 | 1207 20TH TERR |  | Polytube | Yes |  | 2022-05-12 |  | PVC | 1958 | Yes |  | 2022-05-12 |  | Non-lead
012334 | 308 OLIVIA ST |  | Polytube | Yes |  | 2022-06-27 |  | PVC | 1963 | Yes |  | 2022-06-27 |  | Non-lead
012335 | #1 5630 3RD AVE |  | Polytube | Yes |  | 2024-05-30 |  | PVC | 1959 | Yes |  | 2024-05-30 |  | Non-lead
012336 | LOT 107 6500 MALONEY AVE |  | PVC | Yes |  | 2023-03-06 |  | PVC | 1960 | Yes |  | 2023-03-06 |  | Non-lead
012337 | 31 DEL MAR BLVD |  | Polytube | Yes |  | 2023-07-28 |  | Polytube | 1962 | Yes |  | 2023-07-28 |  | Non-lead
012339 | LOT 103 6500 MALONEY AVE |  | PVC | Yes |  | 2022-10-26 |  | PVC | 1960 | Yes |  | 2022-10-26 |  | Non-lead
012340 | 118 TONER LN |  | Polytube | Yes |  | 2022-06-21 |  | PVC | 1962 | Yes |  | 2022-06-21 |  | Non-lead
012341 | 1818 VENETIA ST |  | Polytube | Yes |  | 2023-07-19 |  | Polytube | 1968 | Yes |  | 2023-07-19 |  | Non-lead
012342 | 97951 OVERSEAS HWY ROGERS M |  | Polytube | Yes |  | 2022-11-30 |  | PVC | 1950 | Yes |  | 2022-11-30 |  | Non-lead
012343 | 43 TINA PL |  | Unknown, Non-Lead | Yes |  | 2019-07-01 |  | PVC | 1996 | Yes |  | 2019-07-01 |  | Non-lead
012344 | 31 JENNY LN |  | Polytube | Yes |  | 2023-11-20 |  | PVC | 1966 | Yes |  | 2023-11-20 |  | Non-lead
012345 | APT A 25 ROSE PL |  | Polytube | Yes |  | 2022-12-07 |  | PVC | 1979 | Yes |  | 2022-12-07 |  | Non-lead
012346 | 55 JEWFISH AVE |  | Polytube | Yes |  | 2022-10-31 |  | PVC | 1960 | Yes |  | 2022-10-31 |  | Non-lead
012347 | 1026 GIBRALTAR RD |  | Polytube | Yes |  | 2023-01-27 |  | PVC | 1967 | Yes |  | 2023-01-27 |  | Non-lead
012348 | 900 CORTE DEL BRISAS |  | Polytube | Yes |  | 2024-02-23 |  | PVC | 1968 | Yes |  | 2024-02-23 |  | Non-lead
012349 | LOT 22 1300 15TH CT |  | Polytube | Yes |  | 2023-05-31 |  | PVC | 1966 | Yes |  | 2023-05-31 |  | Non-lead
012350 | 115 42ND ST |  | Unknown, Non-Lead | Yes |  | 2024-05-29 |  | Unknown, Non-Lead | 2000 | Yes |  | 2024-05-29 |  | Non-lead
012351 | LOT 14 1300 15TH CT |  | Polytube | Yes |  | 2023-05-04 |  | PVC | 1966 | Yes |  | 2023-05-04 |  | Non-lead
012352 | 24938 NORTHSIDE DR |  | Polytube | Yes |  | 2023-04-25 |  | PVC | 1963 | Yes |  | 2023-04-25 |  | Non-lead
012355 | 523 60TH GULF ST |  | Polytube | Yes |  | 2024-02-27 |  | PVC | 1961 | Yes |  | 2024-02-27 |  | Non-lead
012356 | 1110 JOHNSON ST |  | Polytube | Yes |  | 2023-06-16 |  | PVC | 1959 | Yes |  | 2023-06-16 |  | Non-lead
012357 | 100 W 105TH OCEAN ST |  | Unknown, Non-Lead | No |  |  |  | Unknown, Non-Lead | 2015 | No |  |  |  | Non-lead
012358 | 241 E 105TH OCEAN ST |  | Unknown, Non-Lead | No |  |  |  | No Piping | Vacant | No |  |  |  | Non-lead
012359 | 1400 PATRICIA ST |  | Polytube | Yes |  | 2022-08-29 |  | PVC | 1963 | Yes |  | 2022-08-29 |  | Non-lead
012360 | LOT 060 6500 MALONEY AVE |  | PVC | Yes |  | 2023-03-06 |  | PVC | 1960 | Yes |  | 2023-03-06 |  | Non-lead
012361 | LOT 059 6500 MALONEY AVE |  | PVC | Yes |  | 2023-03-06 |  | PVC | 1960 | Yes |  | 2023-03-06 |  | Non-lead
012362 | LOT 49 1300 15TH CT |  | Polytube | Yes |  | 2023-08-24 |  | PVC | 1966 | Yes |  | 2023-08-24 |  | Non-lead
012363 | 175 HARBOR DR |  | Polytube | Yes |  | 2022-06-14 |  | PVC | 1959 | Yes |  | 2022-06-14 |  | Non-lead
012364 | 160 AZALEA ST |  | Polytube | Yes |  | 2022-06-21 |  | PVC | 1961 | Yes |  | 2022-06-21 |  | Non-lead
012365 | 104 NAVAJO ST |  | Polytube | Yes |  | 2022-06-03 |  | PVC | 1963 | Yes |  | 2022-06-03 |  | Non-lead
012366 | 213 TOLLGATE BLVD |  | Copper | Yes |  | 2022-06-28 |  | PVC | 1963 | Yes |  | 2022-06-28 |  | Non-lead
012367 | 113 IROQUOIS DR |  | Copper | Yes |  | 2022-08-10 |  | PVC | 1970 | Yes |  | 2022-08-10 |  | Non-lead
012368 | 310 B AVE |  | Unknown | Yes |  | 2023-05-04 |  | Unknown | 1963 | Yes |  | 2023-05-04 |  | Lead Status Unknown
012369 | LOT 15 1300 15TH CT |  | Polytube | Yes |  | 2023-11-07 |  | PVC | 1966 | Yes |  | 2023-11-07 |  | Non-lead
012370 | 5590 3RD AVE |  | Polytube | Yes |  | 2023-03-06 |  | PVC | 1948 | Yes |  | 2023-03-06 |  | Non-lead
012371 | 5181 OVERSEAS HWY |  | Polytube | Yes |  | 2023-03-07 |  | PVC | 1953 | Yes |  | 2023-03-07 |  | Non-lead
012372 | 6 BEACH DR |  | Polytube | Yes |  | 2024-04-03 |  | PVC | 1966 | Yes |  | 2024-04-03 |  | Non-lead
012373 | 168 AIRPORT SO DR |  | Polytube | Yes |  | 2023-04-24 |  | PVC | 1959 | Yes |  | 2023-04-24 |  | Non-lead
012374 | 29550 LUNDY LN |  | Polytube | Yes |  | 2022-12-08 |  | PVC | 1963 | Yes |  | 2022-12-08 |  | Non-lead
012375 | RS 728 92ND OCEAN ST |  | Unknown, Non-Lead | No |  |  |  | No Piping | 1976 | No |  |  |  | Non-lead
012377 | 25161 CENTER ST |  | Unknown, Non-Lead | Yes |  | 2023-11-29 |  | Unknown, Non-Lead | 2012 | Yes |  | 2023-11-29 |  | Non-lead
012378 | 381 AVENUE C |  | Unknown, Non-Lead | Yes |  | 2024-10-02 |  | Unknown, Non-Lead | 2008 | Yes |  | 2024-10-02 |  | Non-lead
012379 | 806 BROWN ST |  | Polytube | Yes |  | 2023-02-27 |  | PVC | 1958 | Yes |  | 2023-02-27 |  | Non-lead
012380 | 570 LAGOON LN |  | Unknown, Non-Lead | Yes |  | 2021-04-26 |  | PVC | 2014 | Yes |  | 2021-04-26 |  | Non-lead
012381 | 62 7TH ST |  | Polytube | Yes |  | 2022-10-22 |  | PVC | 1964 | Yes |  | 2022-10-22 |  | Non-lead
012382 | 33 SADOWSKI CSWY |  | Polytube | Yes |  | 2023-10-06 |  | PVC | 1960 | Yes |  | 2023-10-06 |  | Non-lead
012383 | 7196 OVERSEAS HWY |  | Unknown, Non-Lead | No |  |  |  | Unknown, Non-Lead | 2017 | No |  |  |  | Non-lead
012385 | 18 72ND ST OCEAN |  | PVC | Yes |  | 2022-11-29 |  | PVC | 1961 | Yes |  | 2022-11-29 |  | Non-lead
012387 | GULF 10888 3RD AVE |  | Polytube | Yes |  | 2024-05-08 |  | PVC | 1960 | Yes |  | 2024-05-08 |  | Non-lead
012388 | 10844 3RD AVE GULF |  | Polytube | Yes |  | 2022-11-17 |  | PVC | 1960 | Yes |  | 2022-11-17 |  | Non-lead
012390 | 2109 DOLPHIN ST |  | Polytube | Yes |  | 2023-01-26 |  | PVC | 1959 | Yes |  | 2023-01-26 |  | Non-lead
012391 | 700 60TH ST |  | Polytube | Yes |  | 2023-08-23 |  | Polytube | 1969 | Yes |  | 2023-08-23 |  | Non-lead
012392 | 81921 OLD HWY |  | Unknown, Non-Lead | Yes |  | 2017-04-24 |  | Unknown, Non-Lead | 2019 | Yes |  | 2017-04-24 |  | Non-lead
012394 | 127B CARROLL ST |  | Unknown, Non-Lead | No |  |  |  | Unknown, Non-Lead | 2009 | No |  |  |  | Non-lead
012395 | LOT 48 1300 15TH CT |  | Polytube | Yes |  | 2023-05-04 |  | PVC | 1966 | Yes |  | 2023-05-04 |  | Non-lead
012396 | 30 JUDY PLACE |  | Polytube | Yes |  | 2022-11-18 |  | PVC | 1981 | Yes |  | 2022-11-18 |  | Non-lead
012397 | 813 LAPALOMA RD |  | Polytube | Yes |  | 2023-04-20 |  | PVC | 1959 | Yes |  | 2023-04-20 |  | Non-lead
012398 | 24 SUNSET RD |  | Polytube | Yes |  | 2022-07-21 |  | PVC | 1961 | Yes |  | 2022-07-21 |  | Non-lead
012399 | 3500 N ROOSEVELT BLVD |  | Polytube | Yes |  | 2022-07-08 |  | Copper | 1960 | Yes |  | 2022-07-08 |  | Non-lead
012400 | 87 BAY DR |  | Polytube | Yes |  | 2023-08-30 |  | PVC | 1963 | Yes |  | 2023-08-30 |  | Non-lead
012401 | 1314 JOHNSON ST |  | Polytube | Yes |  | 2022-11-03 |  | PVC | 1966 | Yes |  | 2022-11-03 |  | Non-lead
012402 | LOT 04 1300 15TH CT |  | Polytube | Yes |  | 2024-09-30 |  | PVC | 1966 | Yes |  | 2024-09-30 |  | Non-lead
012403 | 1 ED SWIFT RD |  | Polytube | Yes |  | 2023-07-31 |  | PVC | 1984 | Yes |  | 2023-07-31 |  | Non-lead
012404 | 916 THOMAS ST |  | Polytube | Yes |  | 2023-05-04 |  | PVC | 1938 | Yes |  | 2023-05-04 |  | Non-lead
012405 | 6 ROBERTS TER |  | Polytube | Yes |  | 2023-05-04 |  | PVC | 1973 | Yes |  | 2023-05-04 |  | Non-lead
012406 | LOT 10 207 RUSSELL ST |  | Polytube | Yes |  | 2022-06-22 |  | PVC | 1963 | Yes |  | 2022-06-22 |  | Non-lead
012407 | 214 RUSSELL ST |  | Polytube | Yes |  | 2022-06-22 |  | PVC | 1973 | Yes |  | 2022-06-22 |  | Non-lead
012408 | 22 AVACADO ST |  | Polytube | Yes |  | 2022-08-15 |  | PVC | 2007 | Yes |  | 2022-08-15 |  | Non-lead
012409 | 253 SUNSET DR |  | Polytube | Yes |  | 2022-06-28 |  | PVC | 1963 | Yes |  | 2022-06-28 |  | Non-lead
012410 | 171 INDIAN MOUND TR |  | Polytube | Yes |  | 2021-10-18 |  | PVC | 2005 | Yes |  | 2021-10-18 |  | Non-lead
012411 | 30 N MARLIN AVE (RIVIERA VILLAGE) |  | Polytube | Yes |  | 2022-07-25 |  | PVC | 1959 | Yes |  | 2022-07-25 |  | Non-lead
012412 | 95550 OVERSEAS HWY |  | Polytube | Yes |  | 2022-09-20 |  | Copper | 1963 | Yes |  | 2022-09-20 |  | Non-lead
012413 | EAST 17255 KINGFISH LN |  | Polytube | Yes |  | 2022-07-11 |  | PVC | 1959 | Yes |  | 2022-07-11 |  | Non-lead
012414 | LOT 26 1300 15TH CT |  | Polytube | Yes |  | 2023-05-04 |  | PVC | 1966 | Yes |  | 2023-05-04 |  | Non-lead
012415 | 3841 N ROOSEVELT BLVD |  | Polytube | Yes |  | 2024-05-22 |  | PVC |  | Yes |  | 2024-05-22 |  | Non-lead
012417 | APT DOWN 812 THOMAS ST |  | Polytube | Yes |  | 2023-05-04 |  | Polytube | 1933 | Yes |  | 2023-05-04 |  | Non-lead
012419 | 82889 OVERSEAS HWY |  | Polytube | Yes |  | 2022-06-22 |  | PVC | 1958 | Yes |  | 2022-06-22 |  | Non-lead
012420 | L7 B2 159 IROQUOIS DR |  | Copper | Yes |  | 2022-06-28 |  | PVC | 1964 | Yes |  | 2022-06-28 |  | Non-lead
012421 | 153 SEBRING DR |  | Polytube | Yes |  | 2024-01-16 |  | PVC | 1959 | Yes |  | 2024-01-16 |  | Non-lead
012422 | 15 72ND ST OCEAN |  | PVC | Yes |  | 2022-11-16 |  | PVC | 1961 | Yes |  | 2022-11-16 |  | Non-lead
012423 | APT A FRONT 1612 BERTHA ST |  | Polytube | Yes |  | 2022-11-10 |  | Polytube | 1968 | Yes |  | 2022-11-10 |  | Non-lead
012424 | 84 LEGRAND DR |  | Polytube | Yes |  | 2023-09-01 |  | PVC | 1960 | Yes |  | 2023-09-01 |  | Non-lead
012425 | 12 JUDY PL |  | Unknown, Non-Lead | Yes |  | 2018-12-13 |  | PVC | 2019 | Yes |  | 2018-12-13 |  | Non-lead
012426 | 111 N BAY HARBOR DR |  | Polytube | Yes |  | 2022-07-21 |  | PVC | 1951 | Yes |  | 2022-07-21 |  | Non-lead
012427 | 104 POINT PLEASANT DR |  | Polytube | Yes |  | 2023-01-30 |  | PVC | 1960 | Yes |  | 2023-01-30 |  | Non-lead
012428 | 216 TARPON ST |  | Polytube | Yes |  | 2023-02-06 |  | PVC | 1957 | Yes |  | 2023-02-06 |  | Non-lead
012429 | 6 JUDY PL |  | Unknown, Non-Lead | No |  |  |  | Unknown, Non-Lead | 2005 | No |  |  |  | Non-lead
012430 | 43 JENNY LANE |  | Unknown, Non-Lead | No |  |  |  | Unknown, Non-Lead | 2006 | No |  |  |  | Non-lead
012431 | 18 JANET PL |  | Polytube | Yes |  | 2022-11-28 |  | PVC | 1986 | Yes |  | 2022-11-28 |  | Non-lead
012432 | 52 ORANGE & SUNSET DR |  | Polytube | Yes |  | 2022-05-17 |  | Polytube | 1960 | Yes |  | 2022-05-17 |  | Non-Lead
012434 | 525 PETRONIA ST |  | Polytube | Yes |  | 2022-10-31 |  | PVC | 1933 | Yes |  | 2022-10-31 |  | Non-lead
012435 | 1217 74TH OCEAN ST |  | Polytube | Yes |  | 2023-11-17 |  | PVC | 1968 | Yes |  | 2023-11-17 |  | Non-lead
012436 | LOT 02 1300 15TH CT |  | Polytube | Yes |  | 2023-05-04 |  | PVC | 1966 | Yes |  | 2023-05-04 |  | Non-lead
012437 | 10800 OVERSEAS HWY |  | Polytube | Yes |  | 2024-03-13 |  | PVC | 1954 | Yes |  | 2024-03-13 |  | Non-lead
012438 | LOT 30 1300 15TH CT |  | Polytube | Yes |  | 2023-05-04 |  | PVC | 1966 | Yes |  | 2023-05-04 |  | Non-lead
012439 | 7902 GULFSTREAM BLVD |  | Polytube | Yes |  | 2023-03-28 |  | PVC | 1958 | Yes |  | 2023-03-28 |  | Non-lead
012441 | 551 28TH OCEAN ST |  | Polytube | Yes |  | 2024-03-19 |  | PVC | 1960 | Yes |  | 2024-03-19 |  | Non-lead
012442 | 1100 27TH OCEAN ST |  | Polytube | Yes |  | 2023-07-28 |  | PVC | 1964 | Yes |  | 2023-07-28 |  | Non-lead
012443 | 410 122ND OCEAN ST |  | Polytube | Yes |  | 2022-08-19 |  | PVC | 1963 | Yes |  | 2022-08-19 |  | Non-lead
012444 | 40 72ND ST OCEAN |  | PVC | Yes |  | 2022-11-17 |  | PVC | 1961 | Yes |  | 2022-11-17 |  | Non-lead
012445 | 122 BAYVIEW DR |  | Polytube | Yes |  | 2022-06-29 |  | Copper | 1964 | Yes |  | 2022-06-29 |  | Non-lead
012446 | 163 GARDENIA ST |  | Polytube | Yes |  | 2022-06-16 |  | PVC | 1960 | Yes |  | 2022-06-16 |  | Non-lead
012447 | 690 BARRY AVE |  | Polytube | Yes |  | 2023-01-25 |  | Polytube | 1963 | Yes |  | 2023-01-25 |  | Non-lead
012448 | LOT 29 1300 15TH CT |  | Polytube | Yes |  | 2023-05-04 |  | PVC | 1966 | Yes |  | 2023-05-04 |  | Non-lead
012449 | LOT 03 1300 15TH CT |  | Polytube | Yes |  | 2023-05-04 |  | PVC | 1966 | Yes |  | 2023-05-04 |  | Non-lead
012450 | 608 PETRONIA ST |  | Polytube | Yes |  | 2023-01-25 |  | PVC | 1933 | Yes |  | 2023-01-25 |  | Non-lead
012451 | LOT 23 1300 15TH CT |  | Polytube | Yes |  | 2023-05-04 |  | PVC | 1966 | Yes |  | 2023-05-04 |  | Non-lead
012452 | 26 PEQUENA LN |  | Polytube | Yes |  | 2022-10-26 |  | PVC | 1986 | Yes |  | 2022-10-26 |  | Non-lead
012453 | 25 EL MONTE LN |  | Polytube | Yes |  | 2024-05-23 |  | PVC | 1986 | Yes |  | 2024-05-23 |  | Non-lead
012458 | 716 100TH OCEAN ST |  | Polytube | Yes |  | 2022-11-29 |  | PVC | 1972 | Yes |  | 2022-11-29 |  | Non-lead
012459 | 718 THOMAS ST |  | Polytube | Yes |  | 2023-05-04 |  | Polytube | 1933 | Yes |  | 2023-05-04 |  | Non-lead
012460 | LOT 05 1300 15TH CT |  | Polytube | Yes |  | 2024-04-30 |  | PVC | 1966 | Yes |  | 2024-04-30 |  | Non-lead
012461 | 1023 GIBRALTAR RD |  | Polytube | Yes |  | 2023-01-27 |  | PVC | 1960 | Yes |  | 2023-01-27 |  | Non-lead
012462 | 13 JENNY LANE |  | Polytube | Yes |  | 2022-11-07 |  | PVC | 1985 | Yes |  | 2022-11-07 |  | Non-lead
012463 | LOT 025 6500 MALONEY AVE |  | PVC | Yes |  | 2023-03-06 |  | PVC | 1960 | Yes |  | 2023-03-06 |  | Non-lead
012464 | 22 JANET PL |  | Polytube | Yes |  | 2022-11-28 |  | PVC | 1965 | Yes |  | 2022-11-28 |  | Non-lead
012467 | 1 DEL MAR BLVD |  | Polytube | Yes |  | 2023-07-28 |  | PVC | 1976 | Yes |  | 2023-07-28 |  | Non-lead
012468 | 13 DEL MAR BLVD |  | Polytube | Yes |  | 2023-07-28 |  | Polytube | 1974 | Yes |  | 2023-07-28 |  | Non-lead
012470 | 6 DEL MAR BLVD |  | Unknown, Non-Lead | No |  |  |  | Unknown, Non-Lead | 2012 | No |  |  |  | Non-lead
012471 | 27 PEQUENA Ln |  | Unknown, Non-Lead | Yes |  | 2020-03-24 |  | Unknown, Non-Lead | 2020 | Yes |  | 2020-03-24 |  | Non-lead
012472 | 12 DEL MAR BLVD |  | Polytube | Yes |  | 2024-07-18 |  | Polytube | 2012 | Yes |  | 2024-07-18 |  | Non-Lead
012473 | 8 DEL MAR BLVD |  | Polytube | Yes |  | 2024-07-26 |  | PVC | 1963 | Yes |  | 2024-07-26 |  | Non-lead
012476 | 7941 PORPOISE DR |  | Polytube | Yes |  | 2023-01-25 |  | PVC | 1973 | Yes |  | 2023-01-25 |  | Non-lead
012477 | 7939 PORPOISE DR |  | Polytube | Yes |  | 2023-11-28 |  | PVC | 1959 | Yes |  | 2023-11-28 |  | Non-lead
012478 | 1446 CALLE BOGOTA |  | Polytube | Yes |  | 2024-06-13 |  | PVC | 2010 | Yes |  | 2024-06-13 |  | Non-lead
012481 | 150 N HAMMOCK RD |  | Polytube | Yes |  | 2022-06-23 |  | PVC | 1938 | Yes |  | 2022-06-23 |  | Non-lead
012482 | 21 VERDE DR |  | Unknown, Non-Lead | No |  |  |  | Unknown, Non-Lead | 2012 | No |  |  |  | Non-lead
012483 | 10 DEL MAR BLVD |  | Polytube | Yes |  | 2023-07-31 |  | Polytube | 1964 | Yes |  | 2023-07-31 |  | Non-lead
012484 | 927 E SHORE DR |  | Unknown, Non-Lead | Yes |  | 2023-09-07 |  | Unknown, Non-Lead | 2004 | Yes |  | 2023-09-07 |  | Non-lead
012485 | APT REAR 610 PETRONIA ST |  | Polytube | Yes |  | 2022-08-26 |  | PVC | 1933 | Yes |  | 2022-08-26 |  | Non-lead
012486 | 1500 BERTHA ST |  | Polytube | Yes |  | 2022-08-10 |  | Copper | 1953 | Yes |  | 2022-08-10 |  | Non-lead
012487 | 39 BASS AVE |  | Polytube | Yes |  | 2024-09-20 |  | PVC | 1963 | Yes |  | 2024-09-20 |  | Non-lead
012488 | 659 CABRERA ST |  | Polytube | Yes |  | 2022-10-31 |  | PVC | 1959 | Yes |  | 2022-10-31 |  | Non-lead
012489 | 8055 TUNA DR |  | Polytube | Yes |  | 2023-01-24 |  | PVC | 1959 | Yes |  | 2023-01-24 |  | Non-lead
012490 | 8260 AVIATION BLVD |  | Polytube | Yes |  | 2023-02-08 |  | PVC | 1961 | Yes |  | 2023-02-08 |  | Non-lead
012491 | 1433 GROUPER DR |  | Polytube | Yes |  | 2023-10-12 |  | PVC | 1961 | Yes |  | 2023-10-12 |  | Non-lead
012492 | 4 72ND ST OCEAN |  | PVC | Yes |  | 2022-11-30 |  | PVC | 1961 | Yes |  | 2022-11-30 |  | Non-lead
012493 | 31531 AVENUE D |  | Polytube | Yes |  | 2023-03-15 |  | Polytube | 2019 | Yes |  | 2023-03-15 |  | Non-Lead
012494 | 651 49TH OCEAN ST |  | Unknown | Yes |  | 2023-09-27 |  | Copper | 1971 | Yes |  | 2023-09-27 |  | Lead Status Unknown
012495 | LOT 05 6621 MALONEY AVE |  | PVC | Yes |  | 2023-03-06 |  | PVC | 1943 | Yes |  | 2023-03-06 |  | Non-lead
012497 | 637 E SHORE DR &2ND SU ST |  | Polytube | Yes |  | 2023-04-25 |  | PVC | 1958 | Yes |  | 2023-04-25 |  | Non-lead
012498 | 637 92ND ST |  | Polytube | Yes |  | 2023-08-02 |  | PVC | 1980 | Yes |  | 2023-08-02 |  | Non-lead
012499 | 6630 65TH ST |  | Polytube | Yes |  | 2022-07-18 |  | PVC | 1959 | Yes |  | 2022-07-18 |  | Non-lead
012500 | 110 89TH ST |  | Polytube | Yes |  | 2023-01-13 |  | PVC | 1966 | Yes |  | 2023-01-13 |  | Non-lead
012501 | 9 DEL MAR BLVD |  | Unknown, Non-Lead | Yes |  | 2023-11-02 |  | Unknown, Non-Lead | 2014 | Yes |  | 2023-11-02 |  | Non-lead
012502 | 822 CARSTEN LN |  | Polytube | Yes |  | 2023-02-16 |  | PVC | 1928 | Yes |  | 2023-02-16 |  | Non-lead
012503 | 57784 OVERSEAS HWY |  | Polytube | Yes |  | 2022-10-22 |  | PVC | 1963 | Yes |  | 2022-10-22 |  | Non-lead
012504 | 999 28TH OCEAN ST |  | Polytube | Yes |  | 2022-11-10 |  | PVC | 1960 | Yes |  | 2022-11-10 |  | Non-lead
012505 | 11040 1ST AVE GULF |  | Polytube | Yes |  | 2024-03-27 |  | PVC | 1958 | Yes |  | 2024-03-27 |  | Non-lead
012507 | LS 28 6TH ST |  | Polytube | Yes |  | 2024-05-17 |  | PVC | 1960 | Yes |  | 2024-05-17 |  | Non-lead
012509 | 30 6TH ST |  | Polytube | Yes |  | 2022-10-22 |  | PVC | 1960 | Yes |  | 2022-10-22 |  | Non-lead
012510 | 29 6TH ST |  | Unknown | Yes |  | 2022-10-22 |  | None | 1960 | Yes |  | 2022-10-22 |  | No Service Line
012511 | 279 89TH OCEAN ST |  | Polytube | Yes |  | 2022-05-16 |  | PVC | 2021 | Yes |  | 2022-05-16 |  | Non-lead
012512 | 6810 FRONT ST |  | Polytube | Yes |  | 2022-07-27 |  | PVC | 1980 | Yes |  | 2022-07-27 |  | Non-lead
012513 | 16 CACTUS DR |  | Polytube | Yes |  | 2023-09-29 |  | PVC | 1958 | Yes |  | 2023-09-29 |  | Non-lead
012515 | 1425 ALBERTA AKA 724 ST |  | Polytube | Yes |  | 2023-10-13 |  | Copper | 1948 | Yes |  | 2023-10-13 |  | Non-lead
012516 | 908 ESTALL ST |  | Polytube | Yes |  | 2023-02-01 |  | PVC | 1960 | Yes |  | 2023-02-01 |  | Non-lead
012517 | 39 TINA PL |  | Polytube | Yes |  | 2023-01-18 |  | PVC | 1972 | Yes |  | 2023-01-18 |  | Non-lead
012518 | 27 ROSE PL |  | Polytube | Yes |  | 2024-06-06 |  | PVC | 1953 | Yes |  | 2024-06-06 |  | Non-lead
012519 | 81145 OLD HWY |  | Polytube | Yes |  | 2022-06-22 |  | PVC | 1963 | Yes |  | 2022-06-22 |  | Non-lead
012520 | BL2 143 IROQUOIS DR |  | Polytube | Yes |  | 2022-06-28 |  | PVC | 1960 | Yes |  | 2022-06-28 |  | Non-lead
012521 | 132 GARDENIA ST |  | Polytube | Yes |  | 2022-06-16 |  | PVC | 1960 | Yes |  | 2022-06-16 |  | Non-lead
012522 | 27 DEL MAR BLVD |  | Polytube | Yes |  | 2018-10-24 |  | PVC | 1965 | Yes |  | 2018-10-24 |  | Non-lead
012523 | 9 EL MONTE LN |  | Unknown, Non-Lead | Yes |  | 2019-08-06 |  | Unknown, Non-Lead | 2012 | Yes |  | 2019-08-06 |  | Non-lead
012524 | 25030 NORTHSIDE DR |  | Polytube | Yes |  | 2023-05-24 |  | PVC |  | Yes |  | 2023-05-24 |  | Non-lead
012526 | 39 N MARLIN AVE |  | Polytube | Yes |  | 2022-07-25 |  | PVC | 1958 | Yes |  | 2022-07-25 |  | Non-lead
012528 | 23 6TH ST |  | Polytube | Yes |  | 2022-10-22 |  | Polytube | 1960 | Yes |  | 2022-10-22 |  | Non-lead
012530 | 26 6TH ST |  | Polytube | Yes |  | 2023-09-25 |  | PVC | 1960 | Yes |  | 2023-09-25 |  | Non-lead
012531 | 25 SADOWSKI CSWY |  | Polytube | Yes |  | 2024-10-04 |  | PVC | 1960 | Yes |  | 2024-10-04 |  | Non-lead
012533 | 1008 SOUTH ST |  | Polytube | Yes |  | 2022-10-27 |  | PVC | 1958 | Yes |  | 2022-10-27 |  | Non-lead
012535 | 7 72ND ST OCEAN |  | PVC | Yes |  | 2024-01-24 |  | PVC | 1961 | Yes |  | 2024-01-24 |  | Non-lead
012536 | 31449 AVE H |  | Polytube | Yes |  | 2024-04-18 |  | PVC | 1962 | Yes |  | 2024-04-18 |  | Non-lead
012537 | 30816 HAMMOCK DR |  | Polytube | Yes |  | 2022-11-09 |  | PVC | 1972 | Yes |  | 2022-11-09 |  | Non-lead
012538 | 25031 OVERSEAS HWY |  | Polytube | Yes |  | 2023-04-25 |  | PVC | 1968 | Yes |  | 2023-04-25 |  | Non-lead
012539 | LOT 030 6500 MALONEY AVE |  | PVC | Yes |  | 2024-02-12 |  | PVC | 1960 | Yes |  | 2024-02-12 |  | Non-lead
012542 | 610 85TH OCEAN ST |  | Polytube | Yes |  | 2024-05-16 |  | PVC | 1973 | Yes |  | 2024-05-16 |  | Non-lead
012543 | 11240 3RD GULF AVE |  | Polytube | Yes |  | 2022-09-30 |  | PVC | 1960 | Yes |  | 2022-09-30 |  | Non-lead
012544 | APT B 4 125TH GULF ST |  | Polytube | Yes |  | 2024-09-25 |  | PVC | 1952 | Yes |  | 2024-09-25 |  | Non-lead
012545 | 5550 TUSKEEGE ST |  | Polytube | Yes |  | 2024-07-23 |  | PVC | 1958 | Yes |  | 2024-07-23 |  | Non-lead
012546 | 285 39TH ST -TUSKEGEE ST |  | PVC | Yes |  | 2023-12-18 |  | Polytube | 1965 | Yes |  | 2023-12-18 |  | Non-lead
012548 | 250 92ND OCEAN ST |  | Polytube | Yes |  | 2024-03-27 |  | PVC | 1972 | Yes |  | 2024-03-27 |  | Non-lead
012549 | 34 6TH ST |  | Polytube | Yes |  | 2022-10-22 |  | PVC | 1960 | Yes |  | 2022-10-22 |  | Non-lead
012550 | 750 46TH GULF ST |  | Polytube | Yes |  | 2022-10-20 |  | PVC | 1968 | Yes |  | 2022-10-20 |  | Non-lead
012552 | 337 46TH ST |  | Polytube | Yes |  | 2024-09-20 |  | PVC | 1958 | Yes |  | 2024-09-20 |  | Non-lead
012554 | LOT 11 6531 MALONEY AVE |  | PVC | Yes |  | 2023-11-06 |  | PVC | 1958 | Yes |  | 2023-11-06 |  | Non-lead
012555 | LOT 01 6531 MALONEY AVE |  | PVC | Yes |  | 2023-03-06 |  | PVC | 1987 | Yes |  | 2023-03-06 |  | Non-lead
012556 | LOT 06 6531 MALONEY AVE |  | PVC | Yes |  | 2023-03-06 |  | PVC | 1987 | Yes |  | 2023-03-06 |  | Non-lead
012557 | LOT 03 6531 MALONEY AVE |  | PVC | Yes |  | 2023-03-06 |  | PVC | 1987 | Yes |  | 2023-03-06 |  | Non-lead
012558 | LOT 02 6531 MALONEY AVE |  | PVC | Yes |  | 2024-05-31 |  | PVC | 1987 | Yes |  | 2024-05-31 |  | Non-lead
012559 | LOT 04 6531 MALONEY AVE |  | PVC | Yes |  | 2023-03-06 |  | PVC | 1987 | Yes |  | 2023-03-06 |  | Non-lead
012560 | LOT 5 6531 MALONEY AVE |  | PVC | Yes |  | 2023-03-06 |  | PVC | 1987 | Yes |  | 2023-03-06 |  | Non-lead
012561 | LOT 07 6531 MALONEY AVE |  | PVC | Yes |  | 2023-03-06 |  | PVC | 1987 | Yes |  | 2023-03-06 |  | Non-lead
012562 | LOT 09 6531 MALONEY AVE |  | PVC | Yes |  | 2023-03-06 |  | PVC | 1987 | Yes |  | 2023-03-06 |  | Non-lead
012563 | LOT 08 6531 MALONEY AVE |  | PVC | Yes |  | 2024-02-28 |  | PVC | 1987 | Yes |  | 2024-02-28 |  | Non-lead
012564 | LOT 10 6531 MALONEY AVE |  | PVC | Yes |  | 2023-10-27 |  | PVC | 1987 | Yes |  | 2023-10-27 |  | Non-lead
012565 | 26 JANET PL |  | Polytube | Yes |  | 2022-11-28 |  | PVC | 1963 | Yes |  | 2022-11-28 |  | Non-lead
012566 | L-23 13 STILLWRIGHT WAY |  | Polytube | Yes |  | 2023-05-04 |  | PVC | 1984 | Yes |  | 2023-05-04 |  | Non-lead
012567 | 81648 OVERSEAS HWY |  | Polytube | Yes |  | 2022-06-23 |  | PVC | 1963 | Yes |  | 2022-06-23 |  | Non-lead
012569 | 124 S HAMMOCK RD |  | Polytube | Yes |  | 2022-06-23 |  | Polytube | 1960 | Yes |  | 2022-06-23 |  | Non-lead
012571 | 412 FRANCES ST |  | Polytube | Yes |  | 2018-05-22 |  | PVC | 1929 | Yes |  | 2018-05-22 |  | Non-lead
012572 | 1689 CANAL ST |  | Polytube | Yes |  | 2022-11-17 |  | PVC | 1963 | Yes |  | 2022-11-17 |  | Non-lead
012573 | 3308 FLAGLER AVE |  | Polytube | Yes |  | 2023-05-04 |  | Copper | 1958 | Yes |  | 2023-05-04 |  | Non-lead
012574 | 2612 PATTERSON AVE |  | Polytube | Yes |  | 2022-10-27 |  | Copper | 1963 | Yes |  | 2022-10-27 |  | Non-lead
012575 | 3034 RIVIERA DR |  | Polytube | Yes |  | 2022-05-26 |  | Copper | 1958 | Yes |  | 2022-05-26 |  | Non-lead
012576 | 3038 RIVIERA DR |  | Polytube | Yes |  | 2024-06-17 |  | PVC | 1963 | Yes |  | 2024-06-17 |  | Non-lead
012577 | 3044 RIVIERA DR |  | Polytube | Yes |  | 2022-05-26 |  | PVC | 1961 | Yes |  | 2022-05-26 |  | Non-lead
012578 | 3048 RIVIERA DR |  | Polytube | Yes |  | 2024-05-03 |  | PVC | 1958 | Yes |  | 2024-05-03 |  | Non-lead
012579 | 3052 RIVIERA DR |  | Polytube | Yes |  | 2022-05-26 |  | PVC | 1968 | Yes |  | 2022-05-26 |  | Non-lead
012580 | 3056 RIVIERA DR |  | Polytube | Yes |  | 2024-05-03 |  | PVC | 1961 | Yes |  | 2024-05-03 |  | Non-lead
012581 | 3060 RIVIERA DR |  | Polytube | Yes |  | 2024-05-03 |  | PVC | 1961 | Yes |  | 2024-05-03 |  | Non-lead
012582 | 5 DEL MAR BLVD |  | Unknown, Non-Lead | Yes |  | 2018-07-31 |  | Unknown, Non-Lead | 2005 | Yes |  | 2018-07-31 |  | Non-lead
012583 | UNI 3 456 ROYAL POINCIANA BLVD |  | Polytube | Yes |  | 2022-06-14 |  | PVC | 1970 | Yes |  | 2022-06-14 |  | Non-lead
012584 | TR/32 82769 OLD HWY |  | Polytube | Yes |  | 2022-06-28 |  | PVC | 1978 | Yes |  | 2022-06-28 |  | Non-lead
012588 | LOT 029 6500 MALONEY AVE |  | PVC | Yes |  | 2024-08-27 |  | PVC | 1960 | Yes |  | 2024-08-27 |  | Non-lead
012589 | LOT 041 6500 MALONEY AVE |  | PVC | Yes |  | 2023-12-28 |  | PVC | 1960 | Yes |  | 2023-12-28 |  | Non-lead
012594 | LOT 106 6500 MALONEY AVE |  | PVC | Yes |  | 2024-05-30 |  | PVC | 1960 | Yes |  | 2024-05-30 |  | Non-lead
012595 | LOT 070 6500 MALONEY AVE |  | PVC | Yes |  | 2023-04-26 |  | PVC | 1960 | Yes |  | 2023-04-26 |  | Non-lead
012597 | LOT 104 6500 MALONEY AVE |  | PVC | Yes |  | 2024-09-19 |  | PVC | 1960 | Yes |  | 2024-09-19 |  | Non-lead
012599 | LOT 071 6500 MALONEY AVE |  | PVC | Yes |  | 2022-09-29 |  | PVC | 1960 | Yes |  | 2022-09-29 |  | Non-lead
012600 | 801 AMELIA ST |  | Polytube | Yes |  | 2024-07-11 |  | PVC | 1969 | Yes |  | 2024-07-11 |  | Non-lead
012601 | 76041 OVERSEAS HWY |  | Polytube | Yes |  | 2022-05-17 |  | PVC | 1959 | Yes |  | 2022-05-17 |  | Non-lead
012602 | 700 THOMAS ST |  | Polytube | Yes |  | 2024-03-06 |  | PVC | 1923 | Yes |  | 2024-03-06 |  | Non-lead
012603 | 105 PIRATES Dr |  | Polytube | Yes |  | 2023-01-30 |  | PVC | 1960 | Yes |  | 2023-01-30 |  | Non-lead
012604 | 25 DEL MAR BLVD |  | Polytube | Yes |  | 2023-07-28 |  | PVC | 1963 | Yes |  | 2023-07-28 |  | Non-lead
012605 | 31477 AVENUE D |  | Polytube | Yes |  | 2022-11-08 |  | PVC | 1958 | Yes |  | 2022-11-08 |  | Non-lead
012606 | 6150 SE MC DONALD AVE & ST |  | Unknown, Non-Lead | No |  |  |  | No Piping | 1954 | No |  |  |  | Non-lead
012607 | 64 7TH ST |  | Copper | Yes |  | 2023-07-17 |  | Polytube | 1959 | Yes |  | 2023-07-17 |  | Non-lead
012608 | 285 84TH OCEAN ST |  | Unknown, Non-Lead | Yes |  | 2019-04-30 |  | PVC | 2011 | Yes |  | 2019-04-30 |  | Non-lead
012609 | 230 4TH ST |  | Polytube | Yes |  | 2024-03-08 |  | PVC | 1959 | Yes |  | 2024-03-08 |  | Non-lead
012610 | 31695 WARNER ST |  | Polytube | Yes |  | 2022-06-17 |  | PVC | 1962 | Yes |  | 2022-06-17 |  | Non-lead
012612 | 61 7TH ST |  | Polytube | Yes |  | 2022-10-22 |  | Copper | 1964 | Yes |  | 2022-10-22 |  | Non-lead
012613 | 6 72ND ST OCEAN |  | PVC | Yes |  | 2022-11-30 |  | PVC | 1961 | Yes |  | 2022-11-30 |  | Non-lead
012614 | 59 7TH ST |  | Copper | Yes |  | 2022-10-22 |  | PVC | 1959 | Yes |  | 2022-10-22 |  | Non-lead
012616 | 63 7TH ST |  | Polytube | Yes |  | 2022-10-22 |  | Polytube | 1959 | Yes |  | 2022-10-22 |  | Non-lead
012617 | 68 7TH ST |  | Copper | Yes |  | 2022-10-22 |  | PVC | 1959 | Yes |  | 2022-10-22 |  | Non-lead
012619 | 436 E OCEAN DR |  | Polytube | Yes |  | 2022-10-22 |  | PVC | 1968 | Yes |  | 2022-10-22 |  | Non-lead
012620 | 57 7TH St |  | Polytube | Yes |  | 2023-05-11 |  | PVC | 1959 | Yes |  | 2023-05-11 |  | Non-lead
012622 | GULF 300 122ND ST |  | Polytube | Yes |  | 2022-08-25 |  | PVC | 1953 | Yes |  | 2022-08-25 |  | Non-lead
012623 | 58162 OVERSEAS Hwy |  | Unknown, Non-Lead | Yes |  | 2023-09-07 |  | PVC | 2003 | Yes |  | 2023-09-07 |  | Non-lead
012624 | 9300 OVERSEAS HWY |  | Unknown, Non-Lead | Yes |  | 2024-06-25 |  | Unknown, Non-Lead | 2007 | Yes |  | 2024-06-25 |  | Non-lead
012625 | 72 7TH ST |  | Polytube | Yes |  | 2022-10-22 |  | Polytube | 1959 | Yes |  | 2022-10-22 |  | Non-lead
012626 | 677 46TH GULF ST |  | Polytube | Yes |  | 2024-02-20 |  | PVC | 1960 | Yes |  | 2024-02-20 |  | Non-lead
012627 | 76 7TH ST |  | Copper | Yes |  | 2023-06-12 |  | Copper | 1959 | Yes |  | 2023-06-12 |  | Non-lead
012628 | 75 7TH ST |  | Polytube | Yes |  | 2022-10-22 |  | PVC | 1959 | Yes |  | 2022-10-22 |  | Non-lead
012629 | 58437 MORTON ST |  | Polytube | Yes |  | 2022-11-09 |  | PVC | 1960 | Yes |  | 2022-11-09 |  | Non-lead
012631 | 1333 20TH ST |  | Polytube | Yes |  | 2023-05-04 |  | Copper | 1965 | Yes |  | 2023-05-04 |  | Non-lead
012632 | 1223 20TH TERRACE |  | Polytube | Yes |  | 2022-07-08 |  | PVC | 1963 | Yes |  | 2022-07-08 |  | Non-lead
012633 | 1329 20TH ST |  | Polytube | Yes |  | 2022-12-21 |  | Copper | 1964 | Yes |  | 2022-12-21 |  | Non-lead
012634 | 22 ASTER TERR |  | Polytube | Yes |  | 2024-08-30 |  | PVC | 1960 | Yes |  | 2024-08-30 |  | Non-lead
012635 | 400 BALIDO ST |  | Polytube | Yes |  | 2024-06-03 |  | PVC | 1960 | Yes |  | 2024-06-03 |  | Non-lead
012636 | UNIT 7 6419 2ND TER |  | Polytube | Yes |  | 2022-12-30 |  | PVC | 1958 | Yes |  | 2022-12-30 |  | Non-lead
012637 | UNIT 5 6419 2ND TER |  | Polytube | Yes |  | 2023-03-07 |  | PVC | 1958 | Yes |  | 2023-03-07 |  | Non-lead
012638 | 17298 DOLPHIN ST E |  | Polytube | Yes |  | 2022-07-12 |  | PVC | 1960 | Yes |  | 2022-07-12 |  | Non-lead
012639 | 102 OLIVIA ST |  | Polytube | Yes |  | 2022-07-13 |  | PVC | 1933 | Yes |  | 2022-07-13 |  | Non-lead
012642 | 205 OJIBWAY AVE |  | Copper | Yes |  | 2022-06-03 |  | PVC | 1971 | Yes |  | 2022-06-03 |  | Non-lead
012643 | 195 OJIBWAY AVE |  | Copper | Yes |  | 2022-06-03 |  | PVC | 1961 | Yes |  | 2022-06-03 |  | Non-lead
012644 | 17334 LA BRISA LN |  | Polytube | Yes |  | 2023-06-09 |  | PVC | 1960 | Yes |  | 2023-06-09 |  | Non-lead
012645 | 785 BOSTWICK DR |  | Polytube | Yes |  | 2023-01-27 |  | PVC | 1963 | Yes |  | 2023-01-27 |  | Non-lead
012646 | 26 POINCIANA DR |  | Polytube | Yes |  | 2022-11-28 |  | PVC | 1960 | Yes |  | 2022-11-28 |  | Non-lead
012647 | 33 JUDY PL |  | Polytube | Yes |  | 2022-11-18 |  | PVC | 1973 | Yes |  | 2022-11-18 |  | Non-lead
012648 | 226 ANGELA ST |  | Copper | Yes |  | 2022-07-11 |  | PVC | 1913 | Yes |  | 2022-07-11 |  | Non-lead
012649 | 228 ANGELA ST |  | Copper | Yes |  | 2024-01-29 |  | PVC | 1913 | Yes |  | 2024-01-29 |  | Non-lead
012650 | 440 AVE C |  | Polytube | Yes |  | 2023-07-14 |  | Unknown | 1959 | Yes |  | 2023-07-14 |  | Lead Status Unknown
012651 | 31382 I AVE |  | Polytube | Yes |  | 2022-10-20 |  | PVC | 1991 | Yes |  | 2022-10-20 |  | Non-lead
012652 | LOT 028 6500 MALONEY AVE |  | PVC | Yes |  | 2024-01-03 |  | PVC | 1960 | Yes |  | 2024-01-03 |  | Non-lead
012654 | LOT 50 1300 15TH CT |  | Polytube | Yes |  | 2023-04-11 |  | PVC | 1966 | Yes |  | 2023-04-11 |  | Non-lead
012655 | 263 AZALEA ST |  | Polytube | Yes |  | 2022-06-16 |  | PVC | 1960 | Yes |  | 2022-06-16 |  | Non-lead
012656 | 251 AZALEA ST |  | Polytube | Yes |  | 2022-06-16 |  | PVC | 1960 | Yes |  | 2022-06-16 |  | Non-lead
012657 | 259 AZALEA ST |  | Polytube | Yes |  | 2022-06-16 |  | PVC | 1960 | Yes |  | 2022-06-16 |  | Non-lead
012658 | 180 N COCONUT PALM BLVD |  | Unknown | Yes |  | 2024-04-25 |  | Unknown | 1961 | Yes |  | 2024-04-25 |  | Lead Status Unknown
012659 | 26959 OLD STATE RD 4A |  | Polytube | Yes |  | 2022-10-13 |  | PVC | 1974 | Yes |  | 2022-10-13 |  | Non-lead
012660 | LOT 36 1300 15TH CT |  | Polytube | Yes |  | 2024-08-21 |  | PVC | 1966 | Yes |  | 2024-08-21 |  | Non-lead
012661 | 46 JUDY PLACE |  | Polytube | Yes |  | 2023-01-18 |  | PVC | 1948 | Yes |  | 2023-01-18 |  | Non-lead
012662 | 158 ATLANTIC CIR |  | Polytube | Yes |  | 2023-01-31 |  | PVC | 1963 | Yes |  | 2023-01-31 |  | Non-lead
012663 | 24 ROSE PL |  | Polytube | Yes |  | 2022-12-07 |  | PVC | 1963 | Yes |  | 2022-12-07 |  | Non-lead
012664 | LOT 026 6500 MALONEY AVE |  | PVC | Yes |  | 2024-02-12 |  | PVC | 1960 | Yes |  | 2024-02-12 |  | Non-lead
012665 | 21666 LOT 2 VISTA DEL PK |  | Unknown, Non-Lead | Yes |  | 2023-05-04 |  | No Piping | Vacant | Yes |  | 2023-05-04 |  | Non-lead
012667 | LOT 07 1300 15TH CT |  | Polytube | Yes |  | 2022-10-13 |  | PVC | 1966 | Yes |  | 2022-10-13 |  | Non-lead
012668 | L5 B2 91 FRAZIER LN |  | Polytube | Yes |  | 2023-01-31 |  | PVC | 1948 | Yes |  | 2023-01-31 |  | Non-lead
012669 | LOT 31 1300 15TH CT |  | Polytube | Yes |  | 2023-05-04 |  | PVC | 1966 | Yes |  | 2023-05-04 |  | Non-lead
012671 | LOT 37 1300 15TH CT |  | Polytube | Yes |  | 2023-05-04 |  | PVC | 1966 | Yes |  | 2023-05-04 |  | Non-lead
012674 | 56 N TINA PL |  | Polytube | Yes |  | 2023-09-27 |  | PVC | 2018 | Yes |  | 2023-09-27 |  | Non-lead
012675 | 310 12TH GULF ST |  | Unknown, Non-Lead | Yes |  | 2024-10-01 |  | Copper | 2007 | Yes |  | 2024-10-01 |  | Non-lead
012676 | 1334 MARLIN DRIVE |  | Polytube | Yes |  | 2024-06-27 |  | PVC | 1960 | Yes |  | 2024-06-27 |  | Non-lead
012677 | 1262 MARLIN DR |  | Copper | Yes |  | 2024-06-27 |  | PVC | 1959 | Yes |  | 2024-06-27 |  | Non-lead
012678 | 22 SADOWSKI CSWY |  | Polytube | Yes |  | 2022-10-22 |  | PVC | 1960 | Yes |  | 2022-10-22 |  | Non-lead
012680 | 1 6TH ST |  | Copper | Yes |  | 2022-07-31 |  | PVC | 1964 | Yes |  | 2022-07-31 |  | Non-lead
012681 | 32 6TH ST |  | Unknown, Non-Lead | Yes |  | 2020-12-23 |  | PVC | 2007 | Yes |  | 2020-12-23 |  | Non-lead
012682 | 31 6TH ST |  | Polytube | Yes |  | 2022-10-22 |  | PVC | 1964 | Yes |  | 2022-10-22 |  | Non-lead
012683 | 57784 OVERSEAS HWY |  | Polytube | Yes |  | 2022-10-22 |  | PVC | 1963 | Yes |  | 2022-10-22 |  | Non-lead
012684 | 74 7TH ST |  | Polytube | Yes |  | 2023-06-14 |  | PVC | 1959 | Yes |  | 2023-06-14 |  | Non-lead
012685 | 73 7TH ST |  | Polytube | Yes |  | 2022-10-22 |  | PVC | 1959 | Yes |  | 2022-10-22 |  | Non-lead
012686 | 598 27TH OCEAN ST |  | Polytube | Yes |  | 2023-01-11 |  | PVC | 1962 | Yes |  | 2023-01-11 |  | Non-lead
012687 | 5 72ND ST OCEAN |  | PVC | Yes |  | 2022-11-17 |  | PVC | 1961 | Yes |  | 2022-11-17 |  | Non-lead
012688 | 733 98TH OCEAN ST |  | Unknown, Non-Lead | Yes |  | 2022-03-30 |  | Unknown, Non-Lead | 1992 | Yes |  | 2022-03-30 |  | Non-lead
012689 | 3714 FLAGLER AVE |  | Polytube | Yes |  | 2022-07-07 |  | PVC | 1963 | Yes |  | 2022-07-07 |  | Non-lead
012690 | 1100 20TH ST |  | Polytube | Yes |  | 2022-07-15 |  | PVC | 1963 | Yes |  | 2022-07-15 |  | Non-lead
012691 | 3400 DUCK AVE |  | Polytube | Yes |  | 2022-11-16 |  | PVC | 1998 | Yes |  | 2022-11-16 |  | Non-lead
012692 | 12 PEQUENA LN |  | Polytube | Yes |  | 2023-07-31 |  | PVC |  | Yes |  | 2023-07-31 |  | Non-lead
012693 | 31251 AVENUE A |  | Polytube | Yes |  | 2022-12-02 |  | PVC | 2001 | Yes |  | 2022-12-02 |  | Non-lead
012694 | 1101 JOHNSON ST |  | Unknown | Yes |  | 2022-11-03 |  | PVC | 1963 | Yes |  | 2022-11-03 |  | Non-lead
012696 | LOT 007 6500 MALONEY AVE |  | PVC | Yes |  | 2023-03-06 |  | PVC | 1960 | Yes |  | 2023-03-06 |  | Non-lead
012697 | LOT 06 1300 15TH CT |  | Polytube | Yes |  | 2023-05-04 |  | PVC | 1966 | Yes |  | 2023-05-04 |  | Non-lead
012698 | 28 ALLAMANDA AVE |  | Polytube | Yes |  | 2022-04-29 |  | Polytube | 1960 | Yes |  | 2022-04-29 |  | Non-lead
012699 | 901 VON PHISTER ST |  | Polytube | Yes |  | 2024-05-14 |  | PVC | 1960 | Yes |  | 2024-05-14 |  | Non-lead
012700 | 99001 OVERSEAS HWY |  | Polytube | Yes |  | 2024-09-10 |  | PVC | 1969 | Yes |  | 2024-09-10 |  | Non-lead
012701 | 28 JEWFISH AVE |  | Polytube | Yes |  | 2023-05-04 |  | PVC | 1959 | Yes |  | 2023-05-04 |  | Non-lead
012702 | 21 DEL MAR BLVD |  | Unknown, Non-Lead | No |  |  |  | Unknown, Non-Lead | 2014 | No |  |  |  | Non-lead
012703 | 23 DEL MAR BLVD |  | Unknown, Non-Lead | Yes |  | 2018-06-30 |  | Unknown, Non-Lead | 2014 | Yes |  | 2018-06-30 |  | Non-lead
012704 | 29 DEL MAR BLVD |  | Polytube | Yes |  | 2024-08-02 |  | PVC | 1965 | Yes |  | 2024-08-02 |  | Non-lead
012706 | 1026 1/2 EATON ST |  | Polytube | Yes |  | 2023-03-06 |  | PVC | 1928 | Yes |  | 2023-03-06 |  | Non-lead
012707 | 651 PINE LN |  | Polytube | Yes |  | 2022-11-15 |  | PVC | 1963 | Yes |  | 2022-11-15 |  | Non-lead
012709 | LOT 108 6500 MALONEY AVE |  | PVC | Yes |  | 2023-03-06 |  | PVC | 1960 | Yes |  | 2023-03-06 |  | Non-lead
012711 | APT UP 23930 OVERSEAS HWY |  | Polytube | Yes |  | 2023-04-25 |  | PVC | 1946 | Yes |  | 2023-04-25 |  | Non-lead
012713 | LOT 33 1300 15TH CT |  | Polytube | Yes |  | 2023-04-19 |  | PVC | 1966 | Yes |  | 2023-04-19 |  | Non-lead
012714 | 142 E RIDGE RD |  | Polytube | Yes |  | 2022-06-10 |  | PVC | 1960 | Yes |  | 2022-06-10 |  | Non-lead
012715 | 156 GARDENIA ST |  | Unknown, Non-Lead | Yes |  | 2022-02-24 |  | Unknown, Non-Lead | 1991 | Yes |  | 2022-02-24 |  | Non-lead
012716 | 100 PIPPIN DR |  | Polytube | Yes |  | 2022-06-08 |  | PVC | 1963 | Yes |  | 2022-06-08 |  | Non-lead
012717 | 109 SNAPPER CRK DR |  | Polytube | Yes |  | 2022-06-27 |  | PVC | 1960 | Yes |  | 2022-06-27 |  | Non-lead
012719 | 113 BAY ST |  | Polytube | Yes |  | 2022-06-22 |  | PVC | 1958 | Yes |  | 2022-06-22 |  | Non-lead
012720 | 47 TINA PL |  | Unknown, Non-Lead | Yes |  | 2024-03-20 |  | PVC | 1993 | Yes |  | 2024-03-20 |  | Non-lead
012721 | 855 ELLEN DR |  | Unknown, Non-Lead | No |  |  |  | Unknown, Non-Lead | 2004 | No |  |  |  | Non-lead
012722 | UP 524 OLIVIA ST |  | Polytube | Yes |  | 2022-10-31 |  | Polytube | 1963 | Yes |  | 2022-10-31 |  | Non-lead
012723 | LOT 015 6500 MALONEY AVE |  | PVC | Yes |  | 2023-09-14 |  | PVC | 1960 | Yes |  | 2023-09-14 |  | Non-lead
012724 | 1614 BERTHA ST |  | Polytube | Yes |  | 2022-09-22 |  | PVC | 1959 | Yes |  | 2022-09-22 |  | Non-lead
012725 | 20 PEQUENA LANE |  | Unknown, Non-Lead | Yes |  | 2020-12-07 |  | Polytube | 2006 | Yes |  | 2020-12-07 |  | Non-lead
012728 | 70 7TH ST |  | Copper | Yes |  | 2023-10-19 |  | PVC | 1959 | Yes |  | 2023-10-19 |  | Non-lead
012729 | 11272 3RD AVE GU |  | Polytube | Yes |  | 2022-08-17 |  | PVC | 1960 | Yes |  | 2022-08-17 |  | Non-lead
012730 | 11270 3RD GULF AVE |  | Polytube | Yes |  | 2022-08-31 |  | PVC | 1958 | Yes |  | 2022-08-31 |  | Non-lead
012731 | 11250 3RD GULF AVE |  | Polytube | Yes |  | 2022-08-31 |  | PVC | 1960 | Yes |  | 2022-08-31 |  | Non-lead
012732 | 11244 3RD GULF AVE |  | Polytube | Yes |  | 2023-10-19 |  | PVC | 1958 | Yes |  | 2023-10-19 |  | Non-lead
012734 | GULF 712 60TH St |  | Polytube | Yes |  | 2024-06-28 |  | PVC | 1960 | Yes |  | 2024-06-28 |  | Non-lead
012735 | 66 7TH ST |  | Copper | Yes |  | 2022-05-04 |  | PVC | 2007 | Yes |  | 2022-05-04 |  | Non-lead
012736 | 65 7TH ST |  | Polytube | Yes |  | 2022-10-22 |  | PVC | 1959 | Yes |  | 2022-10-22 |  | Non-lead
012737 | UP 425 FRANCES ST |  | Polytube | Yes |  | 2023-02-10 |  | PVC | 1920 | Yes |  | 2023-02-10 |  | Non-lead
012738 | 30953 BAILEY LN |  | Polytube | Yes |  | 2022-11-28 |  | PVC | 1958 | Yes |  | 2022-11-28 |  | Non-lead
012739 | LOT 32 1300 15TH CT |  | Polytube | Yes |  | 2023-05-04 |  | PVC | 1966 | Yes |  | 2023-05-04 |  | Non-lead
012740 | 25044 45TH ST |  | Unknown | Yes |  | 2017-07-26 |  | PVC |  | Yes |  | 2017-07-26 |  | Non-lead
012741 | 101631 OVERSEAS HWY |  | Polytube | Yes |  | 2023-01-31 |  | PVC | 1968 | Yes |  | 2023-01-31 |  | Non-lead
012742 | 18 TORTUGA DR |  | Polytube | Yes |  | 2023-02-01 |  | PVC | 1970 | Yes |  | 2023-02-01 |  | Non-lead
012744 | 31612 AVE D |  | Polytube | Yes |  | 2022-11-08 |  | PVC | 1980 | Yes |  | 2022-11-08 |  | Non-lead
012745 | LOT 27 1300 15TH CT |  | Polytube | Yes |  | 2023-05-04 |  | PVC | 1966 | Yes |  | 2023-05-04 |  | Non-lead
012746 | 19 PEQUENA LN |  | Unknown, Non-Lead | Yes |  | 2024-04-25 |  | Unknown, Non-Lead | 2006 | Yes |  | 2024-04-25 |  | Non-lead
012747 | 44 ED SWIFT RD |  | Polytube | Yes |  | 2023-07-31 |  | PVC | 1985 | Yes |  | 2023-07-31 |  | Non-lead
012748 | 18 PEQUENA LANE |  | Unknown, Non-Lead | Yes |  | 2017-05-09 |  | Unknown, Non-Lead | 2011 | Yes |  | 2017-05-09 |  | Non-lead
012749 | 26 ALLAMANDA AVE |  | PVC | No |  |  |  | PVC | 1959 | No |  |  |  | Non-lead
012750 | 19519 NAVAJO ST |  | Polytube | Yes |  | 2024-08-05 |  | PVC | 1958 | Yes |  | 2024-08-05 |  | Non-lead
012751 | LOT 033 6500 MALONEY AVE |  | PVC | Yes |  | 2023-03-06 |  | PVC | 1960 | Yes |  | 2023-03-06 |  | Non-lead
012752 | 1014 FLAGLER AVE |  | Polytube | Yes |  | 2024-04-01 |  | PVC | 1960 | Yes |  | 2024-04-01 |  | Non-lead
012753 | 250 W 105TH OCEAN ST |  | Unknown, Non-Lead | No |  |  |  | No Piping | Vacant | No |  |  |  | Non-lead
012754 | 2325 SEIDENBERG AVE |  | Polytube | Yes |  | 2023-02-09 |  | PVC | 1960 | Yes |  | 2023-02-09 |  | Non-lead
012755 | 710 28TH ST |  | Polytube | Yes |  | 2023-07-13 |  | PVC | 1961 | Yes |  | 2023-07-13 |  | Non-lead
012756 | 8016 TUNA DR |  | Polytube | Yes |  | 2023-01-31 |  | PVC | 1960 | Yes |  | 2023-01-31 |  | Non-lead
012757 | 748 27TH ST |  | Polytube | Yes |  | 2023-01-18 |  | PVC | 1967 | Yes |  | 2023-01-18 |  | Non-lead
012758 | 400 122ND OCEAN ST |  | Polytube | Yes |  | 2022-11-22 |  | PVC | 1963 | Yes |  | 2022-11-22 |  | Non-lead
012760 | 77 7TH ST |  | Copper | Yes |  | 2024-03-05 |  | PVC | 1959 | Yes |  | 2024-03-05 |  | Non-lead
012761 | 456 14TH OCEAN ST |  | Copper | Yes |  | 2023-04-17 |  | Copper | 1953 | Yes |  | 2023-04-17 |  | Non-lead
012763 | 6630 65TH ST |  | Polytube | Yes |  | 2024-05-20 |  | PVC | 1959 | Yes |  | 2024-05-20 |  | Non-lead
012764 | REAR 727 OVERSEAS HWY |  | Polytube | Yes |  | 2023-09-20 |  | PVC | 1958 | Yes |  | 2023-09-20 |  | Non-lead
012765 | 59 JENNY LN |  | Unknown, Non-Lead | No |  |  |  | Unknown, Non-Lead | 1993 | No |  |  |  | Non-lead
012767 | 361 BUTTONWOOD DR |  | Polytube | Yes |  | 2023-02-01 |  | PVC | 1960 | Yes |  | 2023-02-01 |  | Non-lead
012768 | 30516 ANTHONY ST |  | Unknown, Non-Lead | Yes |  | 2023-11-06 |  | Unknown, Non-Lead | 2020 | Yes |  | 2023-11-06 |  | Non-lead
012769 | 98 BAY DR |  | Polytube | Yes |  | 2023-08-29 |  | PVC | 1960 | Yes |  | 2023-08-29 |  | Non-lead
012770 | 3728 FLAGLER AVE |  | Polytube | Yes |  | 2022-07-07 |  | Polytube | 1958 | Yes |  | 2022-07-07 |  | Non-lead
012771 | 10 1ST ST |  | Unknown, Non-Lead | Yes |  | 2024-09-30 |  | Unknown, Non-Lead | 2011 | Yes |  | 2024-09-30 |  | Non-lead
012772 | 1665 CANAL ST |  | Polytube | Yes |  | 2022-11-17 |  | PVC | 1960 | Yes |  | 2022-11-17 |  | Non-lead
012773 | 132 ATLANTIC LN |  | Unknown, Non-Lead | Yes |  | 2017-05-18 |  | Unknown, Non-Lead | 1989 | Yes |  | 2017-05-18 |  | Non-lead
012774 | 1400 REYNOLDS ST |  | Polytube | Yes |  | 2022-08-24 |  | PVC | 1963 | Yes |  | 2022-08-24 |  | Non-lead
012775 | 1402 REYNOLDS ST |  | Polytube | Yes |  | 2022-08-24 |  | PVC | 1963 | Yes |  | 2022-08-24 |  | Non-lead
012776 | 30065 LINDA ST |  | Unknown, Non-Lead | No |  |  |  | Unknown, Non-Lead | 2010 | No |  |  |  | Non-lead
012778 | 6413 2ND TER |  | Polytube | Yes |  | 2024-07-12 |  | PVC | 1953 | Yes |  | 2024-07-12 |  | Non-lead
012779 | 22 AZALEA DR |  | Polytube | Yes |  | 2023-08-04 |  | PVC | 1960 | Yes |  | 2023-08-04 |  | Non-lead
012780 | SLIP D13 1801 N ROOSEVELT BLVD |  | Polytube | Yes |  | 2022-07-12 |  | Polytube | 1983 | Yes |  | 2022-07-12 |  | Non-lead
012781 | LOT 38 1300 15TH CT |  | Polytube | Yes |  | 2022-12-16 |  | PVC | 1966 | Yes |  | 2022-12-16 |  | Non-lead
012782 | 17258 DOLPHIN ST |  | Polytube | Yes |  | 2022-07-12 |  | PVC | 1958 | Yes |  | 2022-07-12 |  | Non-lead
012783 | 30945 BAYSHORE DR |  | Polytube | Yes |  | 2022-11-17 |  | PVC | 1960 | Yes |  | 2022-11-17 |  | Non-lead
012784 | LOT 28 1300 15TH CT |  | Polytube | Yes |  | 2023-03-27 |  | PVC | 1966 | Yes |  | 2023-03-27 |  | Non-lead
012785 | LOT 011 6500 MALONEY AVE |  | PVC | Yes |  | 2023-10-27 |  | PVC | 1960 | Yes |  | 2023-10-27 |  | Non-lead
012786 | 143 GARDENIA ST |  | Polytube | Yes |  | 2022-06-16 |  | PVC | 1960 | Yes |  | 2022-06-16 |  | Non-lead
012787 | 944 SHAW DR |  | Polytube | Yes |  | 2023-07-31 |  | PVC | 1958 | Yes |  | 2023-07-31 |  | Non-lead
012788 | 97910 OVERSEAS HWY |  | Polytube | Yes |  | 2023-05-04 |  | PVC | 1961 | Yes |  | 2023-05-04 |  | Non-lead
012791 | 980 OLEANDER RD |  | Polytube | Yes |  | 2023-02-14 |  | PVC | 1963 | Yes |  | 2023-02-14 |  | Non-lead
012792 | 982 OLEANDER RD |  | Polytube | Yes |  | 2023-01-26 |  | PVC | 1963 | Yes |  | 2023-01-26 |  | Non-lead
012793 | 18 JENNY LN |  | Unknown, Non-Lead | Yes |  | 2021-07-27 |  | PVC | 2017 | Yes |  | 2021-07-27 |  | Non-lead
012794 | 801 LAPALOMA RD |  | Polytube | Yes |  | 2023-01-26 |  | PVC | 1963 | Yes |  | 2023-01-26 |  | Non-lead
012796 | 1230 WASHINGTON ST |  | Polytube | Yes |  | 2023-05-09 |  | PVC | 1963 | Yes |  | 2023-05-09 |  | Non-lead
012797 | APT 3 301 AVE C |  | Polytube | Yes |  | 2023-07-14 |  | PVC | 1965 | Yes |  | 2023-07-14 |  | Non-lead
012799 | 551 PINE LN |  | Polytube | Yes |  | 2022-11-14 |  | PVC | 1963 | Yes |  | 2022-11-14 |  | Non-lead
012800 | 1577 BOGIE DR |  | Polytube | Yes |  | 2022-11-22 |  | PVC | 2019 | Yes |  | 2022-11-22 |  | Non-lead
012801 | LOT 034 6500 MALONEY AVE |  | Polytube | Yes |  | 2024-05-01 |  | PVC | 1960 | Yes |  | 2024-05-01 |  | Non-lead
012802 | 321 JULIA ST |  | Polytube | Yes |  | 2022-07-13 |  | PVC | 1938 | Yes |  | 2022-07-13 |  | Non-lead
012803 | 176 HIBISCUS ST |  | Polytube | Yes |  | 2022-06-16 |  | PVC | 1960 | Yes |  | 2022-06-16 |  | Non-lead
012804 | 243 HIBISCUS ST |  | Polytube | Yes |  | 2022-06-21 |  | PVC | 1960 | Yes |  | 2022-06-21 |  | Non-lead
012805 | 145 HARBOR DR |  | Polytube | Yes |  | 2022-12-01 |  | PVC | 1958 | Yes |  | 2022-12-01 |  | Non-lead
012806 | 147 HARBOR DR |  | Polytube | Yes |  | 2022-06-14 |  | PVC | 1974 | Yes |  | 2022-06-14 |  | Non-lead
012807 | 68650 OVERSEAS HWY |  | Polytube | Yes |  | 2022-07-05 |  | PVC | 1963 | Yes |  | 2022-07-05 |  | Non-lead
012808 | 601 28TH OCEAN ST |  | Polytube | Yes |  | 2023-01-05 |  | PVC | 1960 | Yes |  | 2023-01-05 |  | Non-lead
012809 | OCEAN 661 28th ST |  | Polytube | Yes |  | 2024-02-22 |  | PVC | 1966 | Yes |  | 2024-02-22 |  | Non-lead
012810 | 8 72ND ST OCEAN |  | PVC | Yes |  | 2022-11-29 |  | PVC | 1961 | Yes |  | 2022-11-29 |  | Non-lead
012812 | 1101 86TH OCEAN ST |  | Polytube | Yes |  | 2023-01-23 |  | PVC | 1962 | Yes |  | 2023-01-23 |  | Non-lead
012813 | 3907 LOUISA ST |  | Unknown, Non-Lead | Yes |  | 2022-09-26 |  | PVC | 1980 | Yes |  | 2022-09-26 |  | Non-lead
012816 | 11327 4TH OCEAN AVE |  | Polytube | Yes |  | 2022-09-16 |  | PVC | 1961 | Yes |  | 2022-09-16 |  | Non-lead
012817 | 1565 122ND OCEAN ST |  | Polytube | Yes |  | 2023-03-13 |  | PVC | 1972 | Yes |  | 2023-03-13 |  | Non-lead
012818 | BACK 190 41ST GULF |  | Polytube | Yes |  | 2022-09-26 |  | PVC | 1978 | Yes |  | 2022-09-26 |  | Non-lead
012819 | 1555 WATSON BLVD |  | Polytube | Yes |  | 2022-11-16 |  | PVC | 1959 | Yes |  | 2022-11-16 |  | Non-lead
012821 | 45A BAY DR |  | Unknown, Non-Lead | Yes |  | 2019-10-02 |  | Unknown, Non-Lead | 1992 | Yes |  | 2019-10-02 |  | Non-lead
012822 | 33 INDIES RD |  | Polytube | Yes |  | 2022-10-27 |  | PVC | 1958 | Yes |  | 2022-10-27 |  | Non-lead
012824 | REAR COTTAGE 708 WILLIAM ST |  | Polytube | Yes |  | 2023-01-04 |  | PVC | 1943 | Yes |  | 2023-01-04 |  | Non-lead
012825 | 88170 OVERSEAS HWY |  | Polytube | Yes |  | 2022-04-08 |  | PVC | 1961 | Yes |  | 2022-04-08 |  | Non-lead
012827 | 10 PEQUENA LN |  | Unknown, Non-Lead | Yes |  | 2024-04-25 |  | Unknown, Non-Lead | 2012 | Yes |  | 2024-04-25 |  | Non-lead
012828 | 707 FRANCES ST |  | Polytube | Yes |  | 2023-03-14 |  | PVC | 1933 | Yes |  | 2023-03-14 |  | Non-lead
012829 | 267 W SHORE DR |  | Polytube | Yes |  | 2023-07-31 |  | PVC | 1958 | Yes |  | 2023-07-31 |  | Non-lead
012830 | 12 HIBISCUS LN |  | Polytube | Yes |  | 2023-01-30 |  | PVC | 1973 | Yes |  | 2023-01-30 |  | Non-lead
012831 | 98801 OVERSEAS HWY |  | Unknown, Non-Lead | Yes |  | 2019-11-22 |  | PVC | 1973 | Yes |  | 2019-11-22 |  | Non-lead
012832 | 98751 OVERSEAS HWY |  | Polytube | Yes |  | 2023-02-07 |  | PVC | 1968 | Yes |  | 2023-02-07 |  | Non-lead
012833 | 1 HARBOR SHORES RD |  | Polytube | Yes |  | 2023-02-01 |  | PVC | 1968 | Yes |  | 2023-02-01 |  | Non-lead
012834 | 8 LAKESHORE DR |  | Copper | Yes |  | 2022-11-29 |  | PVC | 1959 | Yes |  | 2022-11-29 |  | Non-lead
012835 | 1022 SNAPPER LN |  | Polytube | Yes |  | 2022-09-20 |  | PVC | 1958 | Yes |  | 2022-09-20 |  | Non-lead
012836 | 17 POMPANO AVE |  | Polytube | Yes |  | 2022-07-25 |  | PVC | 1958 | Yes |  | 2022-07-25 |  | Non-lead
012837 | 1013 ROSE ST |  | Polytube | Yes |  | 2023-02-01 |  | PVC | 1959 | Yes |  | 2023-02-01 |  | Non-lead
012838 | 47 PALMETTO DR |  | Polytube | Yes |  | 2023-07-25 |  | PVC |  | Yes |  | 2023-07-25 |  | Non-lead
012839 | 37 PEN KEY CLUB |  | Polytube | Yes |  | 2022-06-23 |  | PVC | 1967 | Yes |  | 2022-06-23 |  | Non-lead
012840 | 18 PEN KEY CLUB |  | Polytube | Yes |  | 2022-06-23 |  | PVC | 1962 | Yes |  | 2022-06-23 |  | Non-lead
012841 | 140 N COCONUT PALM BLVD |  | Polytube | Yes |  | 2022-06-14 |  | PVC | 1963 | Yes |  | 2022-06-14 |  | Non-lead
012845 | 78 LAKE DRIVE NORTH |  | Unknown, Non-Lead | Yes |  | 2019-06-03 |  | Unknown, Non-Lead | 2013 | Yes |  | 2019-06-03 |  | Non-lead
012848 | 30720 HAMMOCK DR |  | Polytube | Yes |  | 2023-04-24 |  | PVC | 1976 | Yes |  | 2023-04-24 |  | Non-lead
012849 | 603 ROSE PL |  | Polytube | Yes |  | 2022-12-05 |  | PVC | 1972 | Yes |  | 2022-12-05 |  | Non-lead
012850 | 9 JENNY LANE |  | Polytube | Yes |  | 2022-11-07 |  | PVC | 1964 | Yes |  | 2022-11-07 |  | Non-lead
012852 | 541 BEACH DR |  | Polytube | Yes |  | 2024-05-31 |  | PVC | 1962 | Yes |  | 2024-05-31 |  | Non-lead
012853 | LOT 072 6500 MALONEY AVE |  | PVC | Yes |  | 2023-03-07 |  | PVC | 1960 | Yes |  | 2023-03-07 |  | Non-lead
012854 | 918 TERRY LN |  | Unknown, Non-Lead | Yes |  | 2019-09-09 |  | PVC | 2002 | Yes |  | 2019-09-09 |  | Non-lead
012855 | 51 DROST DR |  | Polytube | Yes |  | 2024-07-26 |  | PVC | 1960 | Yes |  | 2024-07-26 |  | Non-lead
012856 | 21077 4TH EAST AVE |  | Polytube | Yes |  | 2023-10-16 |  | PVC | 1960 | Yes |  | 2023-10-16 |  | Non-lead
012857 | 3428 N ROOSEVELT BLVD |  | Unknown, Non-Lead | Yes |  | 2021-10-14 |  | Unknown, Non-Lead | 1992 | Yes |  | 2021-10-14 |  | Non-lead
012858 | 68 TRANSYLVANIA AVE |  | Polytube | Yes |  | 2022-10-31 |  | PVC | 1964 | Yes |  | 2022-10-31 |  | Non-lead
012859 | LOT 10 6621 MALONEY AVE |  | PVC | Yes |  | 2024-07-01 |  | PVC | 1943 | Yes |  | 2024-07-01 |  | Non-lead
012860 | 615 CUDA LN |  | Copper | Yes |  | 2022-08-15 |  | PVC | 1971 | Yes |  | 2022-08-15 |  | Non-lead
012861 | 69 CORAL DR |  | Polytube | Yes |  | 2022-11-29 |  | PVC | 1963 | Yes |  | 2022-11-29 |  | Non-lead
012862 | 229 2ND RD |  | Polytube | Yes |  | 2022-10-17 |  | PVC | 1958 | Yes |  | 2022-10-17 |  | Non-lead
012864 | 19556 NAVAJO ST |  | Polytube | Yes |  | 2024-08-05 |  | Polytube |  | Yes |  | 2024-08-05 |  | Non-Lead
012866 | 55 PALMETTO DR |  | Polytube | Yes |  | 2024-04-26 |  | PVC | 1960 | Yes |  | 2024-04-26 |  | Non-lead
012867 | 20 ASTER TERR |  | Copper | Yes |  | 2022-04-29 |  | Polytube | 1958 | Yes |  | 2022-04-29 |  | Non-lead
012868 | 172 BESSIE RD |  | Polytube | Yes |  | 2022-05-06 |  | PVC | 1964 | Yes |  | 2022-05-06 |  | Non-lead
012869 | 135 PLANTATION AVE |  | Polytube | Yes |  | 2023-12-19 |  | PVC | 1964 | Yes |  | 2023-12-19 |  | Non-lead
012870 | 422 AVE C |  | Polytube | Yes |  | 2023-07-14 |  | PVC | 1958 | Yes |  | 2023-07-14 |  | Non-lead
012871 | 136 OLD FASHIONED LO RD |  | Polytube | Yes |  | 2022-05-19 |  | PVC | 1963 | Yes |  | 2022-05-19 |  | Non-lead
012872 | 988 OLEANDER RD |  | Polytube | Yes |  | 2023-01-26 |  | PVC | 1963 | Yes |  | 2023-01-26 |  | Non-lead
012874 | BLDG L 3152 NORTHSIDE DR |  | Unknown, Non-Lead | Yes |  | 2024-02-21 |  | Unknown, Non-Lead | 1991 | Yes |  | 2024-02-21 |  | Non-lead
012875 | 3336 RIVIERA DR |  | Polytube | Yes |  | 2024-06-18 |  | Copper | 1960 | Yes |  | 2024-06-18 |  | Non-lead
012876 | APT B 2627 STAPLES AVE |  | Polytube | Yes |  | 2022-08-15 |  | Polytube | 1958 | Yes |  | 2022-08-15 |  | Non-lead
012877 | APT A 2627 STAPLES AVE |  | Polytube | Yes |  | 2023-09-14 |  | Polytube | 1958 | Yes |  | 2023-09-14 |  | Non-lead
012878 | 2313 STAPLES AVE |  | Polytube | Yes |  | 2022-09-12 |  | PVC | 1960 | Yes |  | 2022-09-12 |  | Non-lead
012879 | 2617 STAPLES AVE |  | Polytube | Yes |  | 2022-08-15 |  | PVC | 1963 | Yes |  | 2022-08-15 |  | Non-lead
012880 | 133 BAYVIEW Dr |  | Polytube | Yes |  | 2022-06-28 |  | PVC | 1981 | Yes |  | 2022-06-28 |  | Non-lead
012881 | 123 SIOUX ST |  | Polytube | Yes |  | 2022-06-03 |  | PVC | 1959 | Yes |  | 2022-06-03 |  | Non-lead
012882 | UNIT FRONT 529 UNITED ST |  | Polytube | Yes |  | 2022-07-11 |  | Copper | 1938 | Yes |  | 2022-07-11 |  | Non-lead
012883 | APT REAR 529 UNITED ST |  | Polytube | Yes |  | 2021-06-03 |  | PVC | 1938 | Yes |  | 2021-06-03 |  | Non-lead
012884 | 912 66TH OCEAN ST |  | Polytube | Yes |  | 2024-04-15 |  | PVC | 1963 | Yes |  | 2024-04-15 |  | Non-lead
012887 | 500 E 105TH OCEAN ST |  | Unknown, Non-Lead | No |  |  |  | Unknown, Non-Lead | 2016 | No |  |  |  | Non-lead
012888 | 455 122ND OCEAN ST |  | Polytube | Yes |  | 2022-09-21 |  | PVC | 1961 | Yes |  | 2022-09-21 |  | Non-lead
012890 | 39 72ND ST OCEAN |  | PVC | Yes |  | 2022-11-16 |  | PVC | 1961 | Yes |  | 2022-11-16 |  | Non-lead
012891 | 750 62ND OCEAN ST |  | Polytube | Yes |  | 2023-03-15 |  | PVC | 1958 | Yes |  | 2023-03-15 |  | Non-lead
012892 | 2500 YELLOWTAIL DR |  | Polytube | Yes |  | 2023-02-07 |  | PVC | 1987 | Yes |  | 2023-02-07 |  | Non-lead
012893 | 1423 OCEAN TERR |  | Polytube | Yes |  | 2023-04-19 |  | PVC | 1949 | Yes |  | 2023-04-19 |  | Non-lead
012897 | 16 PEQUENA LN |  | Unknown, Non-Lead | Yes |  | 2024-06-28 |  | Unknown, Non-Lead | 2015 | Yes |  | 2024-06-28 |  | Non-lead
012899 | 28485 YUCATAN LN |  | Polytube | Yes |  | 2023-01-25 |  | PVC | 1958 | Yes |  | 2023-01-25 |  | Non-lead
012900 | 3591 S ROOSEVELT BLVD |  | Polytube | Yes |  | 2022-07-15 |  | PVC | 1963 | Yes |  | 2022-07-15 |  | Non-lead
012903 | 419 CAROLINE ST |  | Polytube | Yes |  | 2022-11-29 |  | PVC | 1909 | Yes |  | 2022-11-29 |  | Non-lead
012904 | 300 AVE B |  | Unknown, Non-Lead | Yes |  | 2019-09-20 |  | PVC | 2013 | Yes |  | 2019-09-20 |  | Non-lead
012905 | 3444 N ROOSEVELT BLVD |  | Polytube | Yes |  | 2022-07-08 |  | Copper | 1986 | Yes |  | 2022-07-08 |  | Non-lead
012906 | 31081 F & 1ST ST AVE |  | Polytube | Yes |  | 2022-11-08 |  | PVC | 1985 | Yes |  | 2022-11-08 |  | Non-lead
012907 | 14 SUSAN ST |  | Polytube | Yes |  | 2022-10-17 |  | PVC | 1964 | Yes |  | 2022-10-17 |  | Non-lead
012908 | 27 POMPANO |  | Polytube | Yes |  | 2022-07-25 |  | PVC | 1962 | Yes |  | 2022-07-25 |  | Non-lead
012909 | 26 SE MARLIN AVE |  | Polytube | Yes |  | 2023-11-07 |  | PVC | 1960 | Yes |  | 2023-11-07 |  | Non-lead
012910 | 31 LAKE SHORE DR |  | Polytube | Yes |  | 2023-02-06 |  | PVC | 1964 | Yes |  | 2023-02-06 |  | Non-lead
012912 | 101621 OVERSEAS HWY |  | Polytube | Yes |  | 2023-02-14 |  | PVC | 1959 | Yes |  | 2023-02-14 |  | Non-lead
012913 | 838 GRANADA LN |  | Polytube | Yes |  | 2023-01-25 |  | PVC | 1958 | Yes |  | 2023-01-25 |  | Non-lead
012915 | S BAY HARBOR DR |  | Copper | Yes |  | 2022-07-21 |  | PVC | 1955 | Yes |  | 2022-07-21 |  | Non-lead
012916 | 520 SIMONTON ST |  | Polytube | Yes |  | 2024-05-09 |  | PVC | 1940 | Yes |  | 2024-05-09 |  | Non-lead
012917 | 108 KNOWLES ST |  | Polytube | Yes |  | 2022-06-22 |  | PVC | 1952 | Yes |  | 2022-06-22 |  | Non-lead
012918 | 251 PLANTATION AVE |  | Polytube | Yes |  | 2022-06-09 |  | PVC | 1975 | Yes |  | 2022-06-09 |  | Non-lead
012919 | 16940 DRIFTWOOD LN |  | Polytube | Yes |  | 2022-07-11 |  | PVC | 1962 | Yes |  | 2022-07-11 |  | Non-lead
012920 | OCEAN 11133 2ND AVE |  | Copper | Yes |  | 2022-09-30 |  | PVC | 1959 | Yes |  | 2022-09-30 |  | Non-lead
012921 | 11183 2ND OCEAN AVE |  | Copper | Yes |  | 2023-01-20 |  | PVC | 1959 | Yes |  | 2023-01-20 |  | Non-lead
012922 | 325 122 ST GULF BLDG CENTER HAWA |  | Copper | Yes |  | 2023-08-16 |  | PVC | 1968 | Yes |  | 2023-08-16 |  | Non-lead
012923 | 2021 DOLPHIN DR |  | Polytube | Yes |  | 2023-01-27 |  | PVC | 1963 | Yes |  | 2023-01-27 |  | Non-lead
012924 | 300 92ND OCEAN ST |  | Polytube | Yes |  | 2023-01-23 |  | PVC | 1972 | Yes |  | 2023-01-23 |  | Non-lead
012925 | 11399 6TH OCEAN AVE |  | Unknown | Yes |  | 2023-03-28 |  | PVC | 1960 | Yes |  | 2023-03-28 |  | Lead Status Unknown
012926 | 805 83RD OCEAN ST |  | Polytube | Yes |  | 2023-01-24 |  | PVC | 1966 | Yes |  | 2023-01-24 |  | Non-lead
012927 | 1735 109TH GULF |  | Polytube | Yes |  | 2022-11-04 |  | PVC | 1959 | Yes |  | 2022-11-04 |  | Non-lead
012928 | OCEAN 1150 122ND ST |  | Polytube | Yes |  | 2024-06-17 |  | PVC | 1958 | Yes |  | 2024-06-17 |  | Non-lead
012929 | 355 E 105TH OCEAN ST |  | Unknown, Non-Lead | No |  |  |  | No Piping | Vacant | No |  |  |  | Non-lead
012930 | 11245 5TH GULF AVE |  | Polytube | Yes |  | 2022-08-25 |  | PVC | 1960 | Yes |  | 2022-08-25 |  | Non-lead
012931 | 147 PACIFIC AVE |  | Polytube | Yes |  | 2022-07-20 |  | PVC | 1960 | Yes |  | 2022-07-20 |  | Non-lead
012932 | 1053 ALAHAMBRA |  | Polytube | Yes |  | 2023-01-31 |  | Copper | 1969 | Yes |  | 2023-01-31 |  | Non-lead
012933 | 10 NORTH DR |  | Polytube | Yes |  | 2023-05-04 |  | PVC | 1958 | Yes |  | 2023-05-04 |  | Non-lead
012934 | 7 ROSE PL |  | Polytube | Yes |  | 2023-02-08 |  | PVC | 1985 | Yes |  | 2023-02-08 |  | Non-lead
012935 | 24862 OVERSEAS HWY |  | Polytube | Yes |  | 2023-04-25 |  | PVC | 1958 | Yes |  | 2023-04-25 |  | Non-lead
012936 | 211 CUBA RD |  | Polytube | Yes |  | 2022-07-20 |  | PVC | 1958 | Yes |  | 2022-07-20 |  | Non-lead
012937 | 8 ASTER TER |  | Polytube | Yes |  | 2024-02-20 |  | PVC | 1958 | Yes |  | 2024-02-20 |  | Non-lead
012938 | 14 ASTER TERR |  | Polytube | Yes |  | 2022-10-25 |  | PVC | 1958 | Yes |  | 2022-10-25 |  | Non-lead
012940 | #1 30720 OVERSEAS HWY |  | Polytube | Yes |  | 2024-04-29 |  | PVC |  | Yes |  | 2024-04-29 |  | Non-lead
012942 | 410 BALIDO ST |  | Polytube | Yes |  | 2023-03-10 |  | PVC | 1964 | Yes |  | 2023-03-10 |  | Non-lead
012943 | 321 CATHERINE ST |  | Polytube | Yes |  | 2022-06-21 |  | PVC | 1921 | Yes |  | 2022-06-21 |  | Non-lead
012945 | 27 ASTER TERR |  | Polytube | Yes |  | 2024-09-25 |  | PVC | 1960 | Yes |  | 2024-09-25 |  | Non-lead
012946 | 1335 20TH TER |  | Polytube | Yes |  | 2024-07-24 |  | PVC | 1965 | Yes |  | 2024-07-24 |  | Non-lead
012947 | 1108 20TH ST |  | Polytube | Yes |  | 2022-05-18 |  | PVC | 1960 | Yes |  | 2022-05-18 |  | Non-lead
012948 | 5570 3RD AVE |  | Polytube | Yes |  | 2023-03-06 |  | PVC | 1963 | Yes |  | 2023-03-06 |  | Non-lead
012949 | 1104 20TH ST |  | Polytube | Yes |  | 2022-07-15 |  | PVC | 1960 | Yes |  | 2022-07-15 |  | Non-lead
012950 | 1213 19TH TER |  | Copper | Yes |  | 2022-05-18 |  | PVC | 1968 | Yes |  | 2022-05-18 |  | Non-lead
012951 | 2215 STAPLES AVE |  | Polytube | Yes |  | 2023-04-26 |  | PVC | 1960 | Yes |  | 2023-04-26 |  | Non-lead
012952 | 24 ASTER TERR |  | Polytube | Yes |  | 2024-08-29 |  | PVC | 1958 | Yes |  | 2024-08-29 |  | Non-lead
012953 | 1209 19TH TER |  | Polytube | Yes |  | 2023-08-25 |  | Copper | 1960 | Yes |  | 2023-08-25 |  | Non-lead
012954 | 3809 CINDY AVE |  | Polytube | Yes |  | 2023-12-06 |  | Polytube | 1965 | Yes |  | 2023-12-06 |  | Non-lead
012955 | 1203 19TH TERR |  | Polytube | Yes |  | 2023-05-04 |  | Copper | 1960 | Yes |  | 2023-05-04 |  | Non-lead
012956 | 30886 HAMMOCK DR |  | Polytube | Yes |  | 2023-06-16 |  | PVC | 1961 | Yes |  | 2023-06-16 |  | Non-lead
012957 | 1312 OCEAN DR |  | Unknown, Non-Lead | Yes |  | 2024-04-09 |  | Unknown, Non-Lead | 2002 | Yes |  | 2024-04-09 |  | Non-lead
012958 | 31454 AVE I |  | Unknown, Non-Lead | Yes |  | 2017-03-08 |  | Unknown, Non-Lead | 2021 | Yes |  | 2017-03-08 |  | Non-lead
012959 | LOT 08 1300 15TH CT |  | Polytube | Yes |  | 2024-05-22 |  | PVC | 1966 | Yes |  | 2024-05-22 |  | Non-lead
012960 | 31127 AVENUE F |  | Polytube | Yes |  | 2022-11-08 |  | PVC |  | Yes |  | 2022-11-08 |  | Non-lead
012961 | 148 S AIRPORT DR |  | Polytube | Yes |  | 2023-04-24 |  | PVC | 1960 | Yes |  | 2023-04-24 |  | Non-lead
012962 | 16 PALM DR |  | Unknown, Non-Lead | Yes |  | 2024-03-04 |  | PVC | 2006 | Yes |  | 2024-03-04 |  | Non-lead
012963 | 900 16TH TER |  | Copper | Yes |  | 2022-06-16 |  | PVC | 1965 | Yes |  | 2022-06-16 |  | Non-lead
012964 | 830 17TH ST |  | Polytube | Yes |  | 2023-05-04 |  | Copper | 1968 | Yes |  | 2023-05-04 |  | Non-lead
012965 | 6301 MALONEY AVE |  | PVC | Yes |  | 2023-03-07 |  | PVC | 1948 | Yes |  | 2023-03-07 |  | Non-lead
012966 | REAR 316 AMELIA ST |  | Polytube | Yes |  | 2022-09-22 |  | PVC | 1933 | Yes |  | 2022-09-22 |  | Non-lead
012967 | 18 VERDE DR |  | Unknown, Non-Lead | Yes |  | 2018-07-31 |  | Unknown, Non-Lead | 2013 | Yes |  | 2018-07-31 |  | Non-lead
012968 | 231 OJIBWAY AVE |  | PVC | Yes |  | 2023-10-18 |  | PVC | 1963 | Yes |  | 2023-10-18 |  | Non-lead
012969 | 137 PLANTATION AVE |  | Unknown, Non-Lead | No |  |  |  | Unknown, Non-Lead | 2020 | No |  |  |  | Non-lead
012970 | 103 MASTIC ST |  | Polytube | Yes |  | 2022-06-23 |  | PVC | 1963 | Yes |  | 2022-06-23 |  | Non-lead
012971 | 251 S BAY HARBOR DR |  | Polytube | Yes |  | 2022-07-21 |  | PVC | 1960 | Yes |  | 2022-07-21 |  | Non-lead
012972 | 1825 VENETIA ST |  | Polytube | Yes |  | 2024-01-11 |  | PVC | 1967 | Yes |  | 2024-01-11 |  | Non-lead
012973 | 30937 BAILEYS LN |  | Polytube | Yes |  | 2022-11-28 |  | PVC | 1953 | Yes |  | 2022-11-28 |  | Non-lead
012974 | 1112 20TH ST |  | Polytube | Yes |  | 2022-07-15 |  | PVC | 1960 | Yes |  | 2022-07-15 |  | Non-lead
012975 | 1522 FLAGLER AVE |  | Polytube | Yes |  | 2022-08-26 |  | PVC | 1963 | Yes |  | 2022-08-26 |  | Non-lead
012976 | 3 ASTER TERR |  | Polytube | Yes |  | 2023-07-07 |  | PVC | 1960 | Yes |  | 2023-07-07 |  | Non-lead
012977 | 16 ASTER TERR |  | PVC | Yes |  | 2023-04-27 |  | Polytube | 1960 | Yes |  | 2023-04-27 |  | Non-lead
012978 | 25 ASTER TER |  | Polytube | Yes |  | 2019-08-16 |  | PVC | 1960 | Yes |  | 2019-08-16 |  | Non-lead
012979 | 18 ASTER TERR |  | Unknown, Non-Lead | No |  |  |  | Unknown, Non-Lead | 2007 | No |  |  |  | Non-lead
012980 | 16 ARBUTUS DR |  | Polytube | Yes |  | 2019-09-24 |  | PVC | 1960 | Yes |  | 2019-09-24 |  | Non-lead
012982 | 450 122ND ST OCEAN |  | Polytube | Yes |  | 2022-08-25 |  | PVC | 1963 | Yes |  | 2022-08-25 |  | Non-lead
012984 | 100 12TH St |  | Polytube | Yes |  | 2022-10-22 |  | PVC | 1961 | Yes |  | 2022-10-22 |  | Non-lead
012985 | 541 52ND GULF ST |  | Polytube | Yes |  | 2023-05-16 |  | PVC | 1962 | Yes |  | 2023-05-16 |  | Non-lead
012986 | 347 AVIATION BLVD |  | Polytube | Yes |  | 2023-02-03 |  | PVC | 1955 | Yes |  | 2023-02-03 |  | Non-lead
012987 | 624 86TH OCEAN ST |  | Polytube | Yes |  | 2022-03-24 |  | PVC | 1958 | Yes |  | 2022-03-24 |  | Non-lead
012988 | 1500 BLUEFIN DR |  | Polytube | Yes |  | 2024-04-02 |  | PVC | 2014 | Yes |  | 2024-04-02 |  | Non-lead
012990 | 1150 52ND GULF ST |  | Polytube | Yes |  | 2022-10-20 |  | PVC | 1960 | Yes |  | 2022-10-20 |  | Non-lead
012992 | 567 86TH OCEAN ST |  | Copper | Yes |  | 2023-01-23 |  | PVC | 1958 | Yes |  | 2023-01-23 |  | Non-lead
012993 | 850 84TH OCEAN ST |  | Unknown, Non-Lead | Yes |  | 2022-03-10 |  | Unknown, Non-Lead | 2018 | Yes |  | 2022-03-10 |  | Non-lead
012994 | LOT 46 1300 15TH CT |  | Polytube | Yes |  | 2023-12-15 |  | PVC | 1966 | Yes |  | 2023-12-15 |  | Non-lead
012995 | 135 PALERMO DR |  | Polytube | Yes |  | 2018-05-29 |  | PVC | 2021 | Yes |  | 2018-05-29 |  | Non-lead
012996 | 162 AZALEA ST |  | Polytube | Yes |  | 2022-06-21 |  | PVC | 1963 | Yes |  | 2022-06-21 |  | Non-lead
012997 | 158 N INDIES DR |  | Unknown, Non-Lead | Yes |  | 2023-11-06 |  | Unknown, Non-Lead | 1995 | Yes |  | 2023-11-06 |  | Non-lead
012998 | 153 S HAMMOCK RD |  | Polytube | Yes |  | 2022-06-23 |  | PVC | 1938 | Yes |  | 2022-06-23 |  | Non-lead
013000 | 1506 SUNRISE DR |  | Polytube | Yes |  | 2024-07-22 |  | PVC | 1987 | Yes |  | 2024-07-22 |  | Non-lead
013001 | 4 CORAL DR |  | Polytube | Yes |  | 2022-11-29 |  | PVC | 1963 | Yes |  | 2022-11-29 |  | Non-lead
013002 | 38 N BLACKWATER LN |  | Polytube | Yes |  | 2024-08-05 |  | PVC | 1959 | Yes |  | 2024-08-05 |  | Non-lead
013005 | LOT 45 1300 15TH CT |  | Polytube | Yes |  | 2023-03-24 |  | PVC | 1966 | Yes |  | 2023-03-24 |  | Non-lead
013006 | 450 BARRY RD |  | Polytube | Yes |  | 2023-01-25 |  | PVC | 1985 | Yes |  | 2023-01-25 |  | Non-lead
013007 | 126 SUNSET DR |  | Polytube | Yes |  | 2022-06-28 |  | PVC | 1960 | Yes |  | 2022-06-28 |  | Non-lead
013008 | 2401 HARRIS AVE |  | Polytube | Yes |  | 2023-01-30 |  | PVC | 1959 | Yes |  | 2023-01-30 |  | Non-lead
013009 | 1401 TROPICAL ST |  | Polytube | Yes |  | 2022-09-09 |  | PVC | 1958 | Yes |  | 2022-09-09 |  | Non-lead
013010 | 17 JEWFISH AVE |  | Polytube | Yes |  | 2022-10-31 |  | PVC | 1958 | Yes |  | 2022-10-31 |  | Non-lead
013011 | 220 46TH ST |  | Polytube | Yes |  | 2023-04-25 |  | PVC | 1958 | Yes |  | 2023-04-25 |  | Non-lead
013012 | 70 MARLIN AVE |  | Polytube | Yes |  | 2022-10-31 |  | PVC | 1960 | Yes |  | 2022-10-31 |  | Non-lead
013013 | 17 BEACH DR |  | Polytube | Yes |  | 2023-09-08 |  | PVC | 1980 | Yes |  | 2023-09-08 |  | Non-lead
013014 | 6 VERDE DR |  | Polytube | Yes |  | 2023-09-20 |  | PVC | 1954 | Yes |  | 2023-09-20 |  | Non-lead
013016 | APT DOWN FRONT 524 ELIZABETH ST |  | Polytube | Yes |  | 2023-12-08 |  | PVC | 1874 | Yes |  | 2023-12-08 |  | Non-lead
013017 | 448 PINE LN |  | Polytube | Yes |  | 2022-11-14 |  | PVC | 1972 | Yes |  | 2022-11-14 |  | Non-lead
013018 | 27362 ANTIGUA LANE |  | Polytube | Yes |  | 2022-11-08 |  | PVC | 1958 | Yes |  | 2022-11-08 |  | Non-lead
013019 | 25 GASPARILLA DR |  | Polytube | Yes |  | 2023-01-31 |  | PVC | 1961 | Yes |  | 2023-01-31 |  | Non-lead
013020 | 26 ROSE PL |  | Polytube | Yes |  | 2023-04-20 |  | PVC | 1963 | Yes |  | 2023-04-20 |  | Non-lead
013021 | 301 JEROME AVE |  | Polytube | Yes |  | 2022-06-22 |  | PVC | 1959 | Yes |  | 2022-06-22 |  | Non-lead
013022 | 1320 LEON ST |  | Polytube | Yes |  | 2022-09-22 |  | PVC | 1963 | Yes |  | 2022-09-22 |  | Non-lead
013024 | 114 OLEANDER CIR |  | Polytube | Yes |  | 2023-02-27 |  | PVC | 1975 | Yes |  | 2023-02-27 |  | Non-lead
013025 | APT 3 UP 811 TRUMAN AVE |  | Polytube | Yes |  | 2023-03-23 |  | PVC | 1943 | Yes |  | 2023-03-23 |  | Non-lead
013026 | APT 2 811 TRUMAN AVE |  | Polytube | Yes |  | 2024-10-04 |  | Copper | 1943 | Yes |  | 2024-10-04 |  | Non-lead
013027 | APT 4 811 TRUMAN AVE |  | Polytube | Yes |  | 2022-08-10 |  | PVC | 1943 | Yes |  | 2022-08-10 |  | Non-lead
013028 | 3435 16TH TERR |  | Polytube | Yes |  | 2022-05-11 |  | PVC | 1965 | Yes |  | 2022-05-11 |  | Non-lead
013029 | 3425 16TH TER |  | Polytube | Yes |  | 2022-06-16 |  | Copper | 1965 | Yes |  | 2022-06-16 |  | Non-lead
013030 | 906 16TH TER |  | Polytube | Yes |  | 2024-02-28 |  | Copper | 1965 | Yes |  | 2024-02-28 |  | Non-lead
013031 | 278 GARDENIA ST |  | Polytube | Yes |  | 2022-06-16 |  | PVC | 1965 | Yes |  | 2022-06-16 |  | Non-lead
013032 | 910 16TH TERR |  | Polytube | Yes |  | 2022-05-11 |  | Copper | 1965 | Yes |  | 2022-05-11 |  | Non-lead
013033 | 3405 NORTHSIDE DR |  | Polytube | Yes |  | 2022-07-08 |  | PVC | 1965 | Yes |  | 2022-07-08 |  | Non-lead
013034 | 910 17TH ST |  | Polytube | Yes |  | 2022-05-12 |  | Copper | 1963 | Yes |  | 2022-05-12 |  | Non-lead
013035 | 914 17TH ST |  | Polytube | Yes |  | 2023-05-04 |  | PVC | 1963 | Yes |  | 2023-05-04 |  | Non-lead
013036 | 751 CRANE BLVD |  | Polytube | Yes |  | 2023-10-10 |  | PVC | 1948 | Yes |  | 2023-10-10 |  | Non-lead
013037 | MOTEL OFFICE 17075 OVERSEAS HWY |  | PVC | Yes |  | 2022-10-18 |  | PVC | 1968 | Yes |  | 2022-10-18 |  | Non-lead
013039 | 118 FIRST ST |  | Unknown, Non-Lead | Yes |  | 2022-04-29 |  | PVC | 2004 | Yes |  | 2022-04-29 |  | Non-lead
013040 | 1618 N ROOSEVELT BLVD |  | Polytube | Yes |  | 2022-09-16 |  | Copper | 1963 | Yes |  | 2022-09-16 |  | Non-lead
013041 | 22 OCEANA AVE |  | Polytube | Yes |  | 2022-10-24 |  | PVC | 1963 | Yes |  | 2022-10-24 |  | Non-lead
013042 | 1117 SOUTH ST |  | Polytube | Yes |  | 2022-10-27 |  | PVC | 1925 | Yes |  | 2022-10-27 |  | Non-lead
013044 | 5 PINDER LN |  | Polytube | Yes |  | 2023-01-25 |  | PVC | 1924 | Yes |  | 2023-01-25 |  | Non-lead
013045 | 19812 DATE PALM DR |  | Polytube | Yes |  | 2023-01-13 |  | PVC | 1962 | Yes |  | 2023-01-13 |  | Non-lead
013046 | l4 b8 81917 OVERSEAS HWY |  | None | Yes |  | 2022-06-27 |  | None | 1967 | Yes |  | 2022-06-27 |  | Non-lead
013047 | 234 NAVAJO ST |  | Polytube | Yes |  | 2022-11-18 |  | PVC | 1960 | Yes |  | 2022-11-18 |  | Non-lead
013048 | 2801 FOGARTY AVE |  | Polytube | Yes |  | 2022-06-03 |  | PVC | 1963 | Yes |  | 2022-06-03 |  | Non-lead
013049 | 1013 GORDON DR |  | Unknown, Non-Lead | Yes |  | 2022-07-20 |  | Unknown, Non-Lead | 2019 | Yes |  | 2022-07-20 |  | Non-lead
013050 | 309 AMELIA ST |  | Polytube | Yes |  | 2022-06-16 |  | PVC | 1933 | Yes |  | 2022-06-16 |  | Non-lead
013051 | 516 DUVAL ST |  | Polytube | Yes |  | 2022-11-30 |  | PVC | 1900 | Yes |  | 2022-11-30 |  | Non-lead
013052 | 1713 GEORGE ST |  | Polytube | Yes |  | 2023-01-09 |  | None | 1968 | Yes |  | 2023-01-09 |  | Non-lead
013053 | 1105 WASHINGTON ST |  | Polytube | Yes |  | 2023-12-21 |  | PVC | 1960 | Yes |  | 2023-12-21 |  | Non-lead
013054 | 11 ASTER TER |  | Polytube | Yes |  | 2022-11-07 |  | Copper | 1960 | Yes |  | 2022-11-07 |  | Non-lead
013056 | 800 WHITE ST |  | Polytube | Yes |  | 2022-09-08 |  | PVC | 1943 | Yes |  | 2022-09-08 |  | Non-lead
013057 | UNIT REAR 613 1/2 DUVAL ST |  | Polytube | Yes |  | 2024-06-14 |  | PVC | 1953 | Yes |  | 2024-06-14 |  | Non-lead
013060 | UNIT B 6450 SUNSHINE ST |  | Polytube | Yes |  | 2020-02-06 |  | PVC | 2000 | Yes |  | 2020-02-06 |  | Non-lead
013061 | 10 JANET PLACE |  | Polytube | Yes |  | 2023-02-08 |  | PVC | 1986 | Yes |  | 2023-02-08 |  | Non-lead
013063 | 26 AZALEA DR |  | PVC | Yes |  | 2023-06-30 |  | PVC | 1962 | Yes |  | 2023-06-30 |  | Non-lead
013064 | 10 ASTER TERR |  | PVC | Yes |  | 2019-11-08 |  | Polytube | 2008 | Yes |  | 2019-11-08 |  | Non-lead
013065 | 110 NAUTILUS DR |  | Polytube | Yes |  | 2024-04-10 |  | PVC | 1971 | Yes |  | 2024-04-10 |  | Non-lead
013066 | 356 83RD OCEAN ST |  | Polytube | Yes |  | 2023-01-11 |  | PVC | 1963 | Yes |  | 2023-01-11 |  | Non-lead
013067 | 30680 WINIFRED ST |  | Polytube | Yes |  | 2023-08-28 |  | PVC | 1968 | Yes |  | 2023-08-28 |  | Non-lead
013069 | 677 61ST GULF ST |  | Polytube | Yes |  | 2024-08-16 |  | PVC | 1958 | Yes |  | 2024-08-16 |  | Non-lead
013070 | 832 27TH OCEAN ST |  | Polytube | Yes |  | 2022-04-29 |  | PVC | 1960 | Yes |  | 2022-04-29 |  | Non-lead
013072 | 894 27TH OCEAN ST |  | Polytube | Yes |  | 2023-01-18 |  | PVC | 1966 | Yes |  | 2023-01-18 |  | Non-lead
013073 | 3421 OVERSEAS HWY |  | Unknown | Yes |  | 2024-05-20 |  | Polytube | 1973 | Yes |  | 2024-05-20 |  | Lead Status Unknown
013074 | 31 RIVIERA DR |  | Unknown, Non-Lead | No |  |  |  | Unknown, Non-Lead | 1993 | No |  |  |  | Non-lead
013075 | 72 BONEFISH AVE |  | Polytube | Yes |  | 2022-10-27 |  | PVC | 1963 | Yes |  | 2022-10-27 |  | Non-lead
013077 | 37 RIVIERA DR |  | Unknown, Non-Lead | No |  |  |  | Unknown, Non-Lead | 2014 | No |  |  |  | Non-lead
013078 | 47 RIVIERA DR |  | Unknown | Yes |  | 2023-05-04 |  | Unknown | 1975 | Yes |  | 2023-05-04 |  | Lead Status Unknown
013079 | 33 RIVIERA DR |  | Polytube | Yes |  | 2023-10-02 |  | PVC | 1993 | Yes |  | 2023-10-02 |  | Non-lead
013080 | 35 RIVIERA DR |  | Polytube | Yes |  | 2024-04-29 |  | PVC | 1983 | Yes |  | 2024-04-29 |  | Non-lead
013081 | LOT 035 6500 MALONEY AVE |  | PVC | Yes |  | 2024-02-12 |  | PVC | 1960 | Yes |  | 2024-02-12 |  | Non-lead
013082 | 80 INDUSTRIAL DR |  | Polytube | Yes |  | 2023-02-06 |  | PVC | 1961 | Yes |  | 2023-02-06 |  | Non-lead
013083 | 11 CENTER LN |  | Polytube | Yes |  | 2023-05-04 |  | PVC | 1980 | Yes |  | 2023-05-04 |  | Non-lead
013084 | 5 JUDY PL |  | Polytube | Yes |  | 2023-02-07 |  | PVC | 1958 | Yes |  | 2023-02-07 |  | Non-lead
013085 | 16 HIBISCUS DR |  | Copper | Yes |  | 2022-11-17 |  | PVC | 1970 | Yes |  | 2022-11-17 |  | Non-lead
013086 | 27442 ANTIGUA LANE |  | Polytube | Yes |  | 2022-07-25 |  | PVC | 1958 | Yes |  | 2022-07-25 |  | Non-lead
013088 | 54 RIVIERA DR |  | Unknown, Non-Lead | Yes |  | 2024-07-29 |  | Unknown, Non-Lead | 2006 | Yes |  | 2024-07-29 |  | Non-lead
013090 | 49 RIVIERA DR |  | Polytube | Yes |  | 2022-12-29 |  | PVC | 2007 | Yes |  | 2022-12-29 |  | Non-lead
013091 | 1221 PEARL ST |  | Polytube | Yes |  | 2022-09-14 |  | PVC | 1939 | Yes |  | 2022-09-14 |  | Non-lead
013092 | 19 DELMAR BLVD |  | Polytube | Yes |  | 2023-07-28 |  | Polytube |  | Yes |  | 2023-07-28 |  | Non-lead
013093 | 8 VERDE DR |  | Polytube | Yes |  | 2023-09-20 |  | Polytube | 1966 | Yes |  | 2023-09-20 |  | Non-lead
013094 | 55 ORANGE DRIVE |  | Unknown | Yes |  | 2022-05-17 |  | Unknown | 1961 | Yes |  | 2022-05-17 |  | Lead Status Unknown
013095 | 132 E SHORE DR |  | Copper | Yes |  | 2022-11-28 |  | Copper | 1959 | Yes |  | 2022-11-28 |  | Non-lead
013096 | 143 ATLANTIC CIRCLE DR |  | Polytube | Yes |  | 2023-01-31 |  | PVC | 1958 | Yes |  | 2023-01-31 |  | Non-lead
013097 | 835 NORWOOD AVE |  | Polytube | Yes |  | 2023-05-04 |  | PVC | 1959 | Yes |  | 2023-05-04 |  | Non-lead
013098 | 16 ROSE PL |  | Polytube | Yes |  | 2022-12-07 |  | PVC | 1987 | Yes |  | 2022-12-07 |  | Non-lead
013099 | 1505 VON PHISTER ST |  | Polytube | Yes |  | 2024-07-21 |  | Polytube | 1960 | Yes |  | 2024-07-21 |  | Non-lead
013102 | 241 TOLLGATE BLVD |  | Unknown, Non-Lead | Yes |  | 2018-02-23 |  | PVC | 2020 | Yes |  | 2018-02-23 |  | Non-lead
013103 | UNIT 1&2 82205 OVERSEAS HWY |  | Polytube | Yes |  | 2022-06-27 |  | PVC | 1948 | Yes |  | 2022-06-27 |  | Non-lead
013104 | 10 VERDE DR |  | Unknown, Non-Lead | Yes |  | 2019-09-09 |  | Unknown, Non-Lead | 2013 | Yes |  | 2019-09-09 |  | Non-lead
013105 | #2 827 EISENHOWER APT DR |  | Polytube | Yes |  | 2023-03-14 |  | PVC | 1977 | Yes |  | 2023-03-14 |  | Non-lead
013107 | 24945 CENTER ST |  | Polytube | Yes |  | 2023-04-24 |  | PVC | 1966 | Yes |  | 2023-04-24 |  | Non-lead
013108 | 27412 ANTIGUA LN |  | Polytube | Yes |  | 2022-07-25 |  | PVC | 1958 | Yes |  | 2022-07-25 |  | Non-lead
013109 | 16 VERDE DR |  | Unknown, Non-Lead | Yes |  | 2018-10-01 |  | Unknown, Non-Lead | 2020 | Yes |  | 2018-10-01 |  | Non-lead
013110 | 39 RIVIERA DR |  | Unknown, Non-Lead | Yes |  | 2023-03-27 |  | PVC | 2014 | Yes |  | 2023-03-27 |  | Non-lead
013111 | LOT 08 6621 MALONEY AVE |  | Unknown, Non-Lead | Yes |  | 2017-02-09 |  | No Piping | 1943 | Yes |  | 2017-02-09 |  | Non-lead
013112 | 56 RIVIERA DR |  | Polytube | Yes |  | 2024-06-28 |  | PVC | 1969 | Yes |  | 2024-06-28 |  | Non-lead
013113 | LOT 39 1300 15TH CT |  | Polytube | Yes |  | 2023-05-04 |  | PVC | 1966 | Yes |  | 2023-05-04 |  | Non-lead
013114 | 21 JUDY PLACE |  | Polytube | Yes |  | 2023-02-08 |  | PVC | 1958 | Yes |  | 2023-02-08 |  | Non-lead
013116 | 1430 7TH ST |  | Polytube | Yes |  | 2022-08-12 |  | Copper | 1963 | Yes |  | 2022-08-12 |  | Non-lead
013117 | 3600 N ROOSEVELT BLVD |  | Unknown, Non-Lead | Yes |  | 2023-05-04 |  | No Piping | Vacant | Yes |  | 2023-05-04 |  | Non-lead
013118 | APT 4 927 EATON ST |  | Polytube | Yes |  | 2023-03-06 |  | PVC | 1963 | Yes |  | 2023-03-06 |  | Non-lead
013119 | 1148 BIG PINE AVE |  | Polytube | Yes |  | 2023-02-15 |  | PVC | 1958 | Yes |  | 2023-02-15 |  | Non-lead
013121 | 91790 OVERSEAS HWY |  | Polytube | Yes |  | 2023-02-08 |  | PVC | 1948 | Yes |  | 2023-02-08 |  | Non-lead
013123 | 27 RIVIERA DR |  | Polytube | Yes |  | 2023-08-04 |  | PVC | 1958 | Yes |  | 2023-08-04 |  | Non-lead
013124 | 5790 MALONEY AVE |  | Polytube | Yes |  | 2024-01-24 |  | PVC | 1983 | Yes |  | 2024-01-24 |  | Non-lead
013125 | 401 BALIDO ST |  | Unknown, Non-Lead | No |  |  |  | Unknown, Non-Lead | 2000 | No |  |  |  | Non-lead
013126 | 2422 STAPLES AVE |  | Polytube | Yes |  | 2022-08-15 |  | Polytube | 1963 | Yes |  | 2022-08-15 |  | Non-lead
013127 | 212 SHORE AVE |  | Polytube | Yes |  | 2023-07-05 |  | PVC | 1958 | Yes |  | 2023-07-05 |  | Non-lead
013128 | 830 OLIVIA ST |  | Polytube | Yes |  | 2023-03-23 |  | PVC | 1919 | Yes |  | 2023-03-23 |  | Non-lead
013130 | 101641 OVERSEAS HWY |  | Polytube | Yes |  | 2024-01-30 |  | PVC | 1968 | Yes |  | 2024-01-30 |  | Non-lead
013131 | 809 LARGO RD |  | Polytube | Yes |  | 2022-07-25 |  | PVC | 1962 | Yes |  | 2022-07-25 |  | Non-lead
013133 | 781 41ST GULF ST |  | Unknown, Non-Lead | Yes |  | 2022-07-07 |  | No Piping | Vacant | Yes |  | 2022-07-07 |  | Non-lead
013134 | 545 90TH OCEAN ST |  | Polytube | Yes |  | 2022-12-29 |  | PVC | 1964 | Yes |  | 2022-12-29 |  | Non-lead
013135 | 763 86TH STREET OCEA |  | Polytube | Yes |  | 2023-01-05 |  | PVC | 1960 | Yes |  | 2023-01-05 |  | Non-lead
013136 | 41 72ND ST OCEAN |  | PVC | Yes |  | 2023-04-19 |  | PVC | 1961 | Yes |  | 2023-04-19 |  | Non-lead
013137 | 9 72ND ST OCEAN |  | PVC | Yes |  | 2022-04-11 |  | PVC | 1961 | Yes |  | 2022-04-11 |  | Non-lead
013138 | 42 72ND ST OCEAN |  | PVC | Yes |  | 2022-11-16 |  | PVC | 1961 | Yes |  | 2022-11-16 |  | Non-lead
013139 | 31353 H AVE |  | Polytube | Yes |  | 2023-04-20 |  | PVC |  | Yes |  | 2023-04-20 |  | Non-lead
013140 | 2615 STAPLES AVE |  | Polytube | Yes |  | 2022-08-15 |  | PVC | 1963 | Yes |  | 2022-08-15 |  | Non-lead
013142 | 9 ARBUTUS DR |  | PVC | No |  |  |  | Polytube | 1960 | No |  |  |  | Non-lead
013143 | 13 ASTER TERR |  | PVC | Yes |  | 2022-01-25 |  | PVC | 1960 | Yes |  | 2022-01-25 |  | Non-lead
013144 | 17 ASTER TERR |  | PVC | Yes |  | 2019-09-30 |  | PVC | 1964 | Yes |  | 2019-09-30 |  | Non-lead
013145 | 23 KEY HAVEN TERR |  | Polytube | Yes |  | 2022-05-10 |  | PVC | 2007 | Yes |  | 2022-05-10 |  | Non-lead
013146 | UNIT 1 98900 S OVERSEAS HWY |  | Copper | Yes |  | 2023-02-06 |  | PVC | 1958 | Yes |  | 2023-02-06 |  | Non-lead
013147 | HOUSE 50 SCHOONER BAY RD |  | Polytube | Yes |  | 2022-09-30 |  | PVC | 1934 | Yes |  | 2022-09-30 |  | Non-lead
013148 | UNIT 1 456 ROYAL POINCIANA BLVD |  | Polytube | Yes |  | 2022-06-14 |  | PVC | 1970 | Yes |  | 2022-06-14 |  | Non-lead
013150 | 108 ATLANTIC AVE |  | Polytube | Yes |  | 2023-05-04 |  | PVC | 1953 | Yes |  | 2023-05-04 |  | Non-lead
013152 | LOT 15 6621 MALONEY AVE |  | PVC | Yes |  | 2022-11-04 |  | None | 1943 | Yes |  | 2022-11-04 |  | Non-lead
013153 | LOT 03 6621 MALONEY AVE |  | Polytube | Yes |  | 2023-03-06 |  | PVC | 1943 | Yes |  | 2023-03-06 |  | Non-lead
013154 | LOT 26 6621 MALONEY AVE |  | Polytube | Yes |  | 2023-03-06 |  | PVC | 1943 | Yes |  | 2023-03-06 |  | Non-lead
013155 | LOT 27 6621 MALONEY AVE |  | Polytube | Yes |  | 2024-02-16 |  | PVC | 1943 | Yes |  | 2024-02-16 |  | Non-lead
013157 | 402 BALIDO ST |  | Polytube | Yes |  | 2024-05-31 |  | PVC | 1960 | Yes |  | 2024-05-31 |  | Non-lead
013158 | 31 CACTUS DR |  | Polytube | Yes |  | 2023-07-18 |  | PVC | 1963 | Yes |  | 2023-07-18 |  | Non-lead
013161 | LOT 24 6621 MALONEY AVE |  | Polytube | Yes |  | 2022-06-27 |  | PVC | 1943 | Yes |  | 2022-06-27 |  | Non-lead
013162 | 1407 LEON ST |  | Polytube | Yes |  | 2022-09-22 |  | PVC | 1963 | Yes |  | 2022-09-22 |  | Non-lead
013165 | 700 E 105TH OCEAN ST |  | Polytube | Yes |  | 2022-11-21 |  | PVC | 1968 | Yes |  | 2022-11-21 |  | Non-lead
013166 | 477 W 105TH OCEAN ST |  | Unknown, Non-Lead | Yes |  | 2023-06-20 |  | Polytube | 2006 | Yes |  | 2023-06-20 |  | Non-lead
013167 | 461 28TH OCEAN ST |  | Polytube | Yes |  | 2022-05-24 |  | PVC | 2012 | Yes |  | 2022-05-24 |  | Non-lead
013168 | 12222 OVERSEAS HIGHWAY |  | Polytube | Yes |  | 2022-08-29 |  | PVC | 1959 | Yes |  | 2022-08-29 |  | Non-lead
013169 | 1931 OVERSEAS HWY |  | Polytube | Yes |  | 2022-11-28 |  | PVC |  | Yes |  | 2022-11-28 |  | Non-lead
013171 | 7007 OVERSEAS HWY |  | Polytube | Yes |  | 2023-03-17 |  | PVC | 1967 | Yes |  | 2023-03-17 |  | Non-lead
013172 | 711 28TH OCEAN ST |  | Polytube | Yes |  | 2023-01-05 |  | PVC | 1961 | Yes |  | 2023-01-05 |  | Non-lead
013173 | 525 ELIZABETH ST |  | PVC | Yes |  | 2023-02-01 |  | PVC | 1928 | Yes |  | 2023-02-01 |  | Non-lead
013174 | 531 ELIZABETH ST |  | Polytube | Yes |  | 2023-02-01 |  | PVC | 1933 | Yes |  | 2023-02-01 |  | Non-lead
013175 | 901 17TH TER |  | Polytube | Yes |  | 2022-05-12 |  | PVC | 1963 | Yes |  | 2022-05-12 |  | Non-lead
013176 | 1414 ALBERTA ST |  | Polytube | Yes |  | 2023-04-24 |  | PVC | 1968 | Yes |  | 2023-04-24 |  | Non-lead
013177 | 50 RIVIERA DR |  | Unknown, Non-Lead | Yes |  | 2022-05-20 |  | Unknown, Non-Lead | 2011 | Yes |  | 2022-05-20 |  | Non-lead
013178 | 100750 OVERSEAS HWY |  | Polytube | Yes |  | 2022-11-17 |  | PVC | 1960 | Yes |  | 2022-11-17 |  | Non-lead
013179 | 213 NAUTILUS DR |  | Polytube | Yes |  | 2022-06-29 |  | PVC | 1965 | Yes |  | 2022-06-29 |  | Non-lead
013180 | 106 E RIDGE RD |  | Polytube | Yes |  | 2022-06-10 |  | PVC | 1960 | Yes |  | 2022-06-10 |  | Non-lead
013181 | UP 610 DUVAL ST |  | Polytube | Yes |  | 2022-08-31 |  | PVC | 1933 | Yes |  | 2022-08-31 |  | Non-lead
013182 | 14 ARBUTUS DR |  | Polytube | Yes |  | 2020-06-15 |  | PVC | 1958 | Yes |  | 2020-06-15 |  | Non-lead
013183 | 3800 CINDY AVE |  | Polytube | Yes |  | 2022-06-22 |  | Copper | 1960 | Yes |  | 2022-06-22 |  | Non-lead
013184 | 1404 SOUTH ST |  | Polytube | Yes |  | 2022-10-27 |  | PVC | 1960 | Yes |  | 2022-10-27 |  | Non-lead
013185 | 88573 OLD Hwy |  | Polytube | Yes |  | 2022-06-07 |  | PVC | 1963 | Yes |  | 2022-06-07 |  | Non-lead
013186 | 84721 OVERSEAS HWY |  | Polytube | Yes |  | 2023-09-20 |  | PVC | 1953 | Yes |  | 2023-09-20 |  | Non-lead
013187 | 110 W CONCH AVE |  | Polytube | Yes |  | 2022-12-22 |  | PVC | 1953 | Yes |  | 2022-12-22 |  | Non-lead
013188 | 40 RIVIERA DR |  | Polytube | Yes |  | 2023-08-04 |  | PVC |  | Yes |  | 2023-08-04 |  | Non-lead
013189 | 43 RIVIERA DR |  | Polytube | Yes |  | 2023-02-24 |  | PVC | 1975 | Yes |  | 2023-02-24 |  | Non-lead
013190 | 118 MATECUMBE AVE |  | Polytube | Yes |  | 2022-06-22 |  | PVC | 1961 | Yes |  | 2022-06-22 |  | Non-lead
013192 | 8 MADIERA DR |  | Polytube | Yes |  | 2022-11-17 |  | PVC | 1965 | Yes |  | 2022-11-17 |  | Non-lead
013193 | 52 RIVIERA DR |  | Unknown, Non-Lead | Yes |  | 2022-04-04 |  | Unknown, Non-Lead | 2005 | Yes |  | 2022-04-04 |  | Non-lead
013194 | 4 VERDE DR |  | Polytube | Yes |  | 2023-09-28 |  | PVC | 1960 | Yes |  | 2023-09-28 |  | Non-lead
013196 | 142 N ROLLING HILL RD |  | Polytube | Yes |  | 2022-06-15 |  | PVC | 1981 | Yes |  | 2022-06-15 |  | Non-lead
013197 | 31354 AVENUE I |  | Polytube | Yes |  | 2023-02-14 |  | PVC | 1950 | Yes |  | 2023-02-14 |  | Non-lead
013198 | 3436 16TH TERR |  | Polytube | Yes |  | 2024-06-21 |  | PVC | 1968 | Yes |  | 2024-06-21 |  | Non-lead
013200 | 30472 POINCIANA RD |  | Polytube | Yes |  | 2023-01-13 |  | PVC | 1948 | Yes |  | 2023-01-13 |  | Non-lead
013201 | 629 EATON LAUNDROMAT ST |  | Polytube | Yes |  | 2023-03-06 |  | PVC | 1929 | Yes |  | 2023-03-06 |  | Non-lead
013202 | 308 46TH ST |  | Polytube | Yes |  | 2023-04-25 |  | PVC | 1958 | Yes |  | 2023-04-25 |  | Non-lead
013203 | APT D 1111 WATSON ST |  | Polytube | Yes |  | 2023-03-23 |  | Polytube | 1978 | Yes |  | 2023-03-23 |  | Non-lead
013204 | 21 RIVIERA DR |  | Polytube | Yes |  | 2023-07-31 |  | PVC | 1973 | Yes |  | 2023-07-31 |  | Non-lead
013205 | 15 LUNA LN |  | Unknown, Non-Lead | No |  |  |  | Unknown, Non-Lead | 2016 | No |  |  |  | Non-lead
013206 | OCEAN 740 97TH ST |  | Polytube | Yes |  | 2022-11-21 |  | PVC | 1965 | Yes |  | 2022-11-21 |  | Non-lead
013207 | 82790 OVERSEAS HWY |  | Polytube | Yes |  | 2022-07-12 |  | PVC | 1960 | Yes |  | 2022-07-12 |  | Non-lead
013208 | 219 ANNE BONNY DR |  | Polytube | Yes |  | 2022-07-12 |  | PVC | 1961 | Yes |  | 2022-07-12 |  | Non-lead
013210 | 3739 DUCK AVE |  | Polytube | Yes |  | 2022-07-06 |  | PVC | 1963 | Yes |  | 2022-07-06 |  | Non-lead
013211 | 101691 OVERSEAS HWY |  | Polytube | Yes |  | 2023-01-31 |  | PVC | 1958 | Yes |  | 2023-01-31 |  | Non-lead
013212 | 11 PALM BEACH DR |  | Polytube | Yes |  | 2022-11-29 |  | PVC | 1955 | Yes |  | 2022-11-29 |  | Non-lead
013213 | 88889 OLD HWY L19 |  | Polytube | Yes |  | 2022-06-14 |  | PVC | 1953 | Yes |  | 2022-06-14 |  | Non-lead
013216 | 300 83RD OCEAN ST |  | Unknown, Non-Lead | No |  |  |  | Unknown, Non-Lead | 1992 | No |  |  |  | Non-lead
013217 | 11 LUNA LN |  | Unknown, Non-Lead | No |  |  |  | Unknown, Non-Lead | 2009 | No |  |  |  | Non-lead
013218 | 28 EL MONTE LN |  | Unknown, Non-Lead | Yes |  | 2023-12-27 |  | Unknown, Non-Lead | 2007 | Yes |  | 2023-12-27 |  | Non-lead
013219 | 44 RIVIERA DR |  | Polytube | Yes |  | 2023-12-13 |  | PVC | 1982 | Yes |  | 2023-12-13 |  | Non-lead
013220 | 42 RIVIERA DR |  | Unknown, Non-Lead | Yes |  | 2018-10-22 |  | Unknown, Non-Lead | 2007 | Yes |  | 2018-10-22 |  | Non-lead
013221 | 3 LUNA LANE |  | Unknown, Non-Lead | Yes |  | 2019-09-30 |  | Unknown, Non-Lead | 2014 | Yes |  | 2019-09-30 |  | Non-lead
013222 | 5704 MALONEY AVE |  | PVC | Yes |  | 2023-08-16 |  | PVC | 1960 | Yes |  | 2023-08-16 |  | Non-lead
013225 | 17 LUNA LN |  | Unknown, Non-Lead | Yes |  | 2018-04-30 |  | Unknown, Non-Lead | 2006 | Yes |  | 2018-04-30 |  | Non-lead
013226 | 9 LUNA LN |  | Unknown, Non-Lead | Yes |  | 2022-03-07 |  | Polytube | 2021 | Yes |  | 2022-03-07 |  | Non-lead
013227 | 12222 OVERSEAS HWY |  | Polytube | Yes |  | 2022-08-25 |  | PVC | 1959 | Yes |  | 2022-08-25 |  | Non-lead
013228 | 602 28TH OCEAN ST |  | Polytube | Yes |  | 2022-09-01 |  | PVC | 1968 | Yes |  | 2022-09-01 |  | Non-lead
013229 | 1082 82ND OCEAN ST |  | Unknown, Non-Lead | Yes |  | 2024-01-24 |  | PVC | 2005 | Yes |  | 2024-01-24 |  | Non-lead
013230 | 330B 63RD GUL CT |  | Unknown, Non-Lead | No |  |  |  | No Piping | 1949 | No |  |  |  | Non-lead
013232 | 3515 17TH TER |  | Polytube | Yes |  | 2022-06-16 |  | Copper | 1965 | Yes |  | 2022-06-16 |  | Non-lead
013233 | . HARBOR DR |  | Ductile Iron | Yes |  | 2022-10-22 |  | Ductile Iron | 1950 | Yes |  | 2022-10-22 |  | Non-lead
013234 | 1122 GRAND ST |  | Polytube | Yes |  | 2023-02-01 |  | PVC | 1959 | Yes |  | 2023-02-01 |  | Non-lead
013235 | 31342 AVENUE I |  | Polytube | Yes |  | 2022-11-09 |  | PVC | 1950 | Yes |  | 2022-11-09 |  | Non-lead
013236 | APT FRONT 231 COPPITT RD |  | Polytube | Yes |  | 2022-06-03 |  | PVC | 1948 | Yes |  | 2022-06-03 |  | Non-lead
013237 | 3525 17TH TERR |  | Polytube | Yes |  | 2022-05-12 |  | Copper | 1965 | Yes |  | 2022-05-12 |  | Non-lead
013238 | 3536 17TH TER |  | Polytube | Yes |  | 2022-05-12 |  | PVC | 1965 | Yes |  | 2022-05-12 |  | Non-lead
013239 | 3516 17TH TERR |  | Polytube | Yes |  | 2022-06-16 |  | Copper | 1968 | Yes |  | 2022-06-16 |  | Non-lead
013240 | 906 17TH ST |  | Polytube | Yes |  | 2022-05-12 |  | Copper | 1965 | Yes |  | 2022-05-12 |  | Non-lead
013241 | 3416 16TH TERR |  | Polytube | Yes |  | 2022-06-16 |  | Copper | 1965 | Yes |  | 2022-06-16 |  | Non-lead
013242 | 905 16TH TERR |  | Polytube | Yes |  | 2022-05-11 |  | Copper | 1965 | Yes |  | 2022-05-11 |  | Non-lead
013243 | 909 16TH TERR |  | Polytube | Yes |  | 2022-05-11 |  | Copper | 1965 | Yes |  | 2022-05-11 |  | Non-lead
013244 | 3425 NORTHSIDE DR |  | Polytube | Yes |  | 2022-07-08 |  | Copper | 1965 | Yes |  | 2022-07-08 |  | Non-lead
013245 | 128 S HAMMOCK RD |  | Polytube | Yes |  | 2022-06-23 |  | PVC | 1962 | Yes |  | 2022-06-23 |  | Non-lead
013246 | 16 N MARLIN AVE |  | Polytube | Yes |  | 2022-07-25 |  | PVC | 1948 | Yes |  | 2022-07-25 |  | Non-lead
013247 | 95098 OVERSEAS HWY |  | Polytube | Yes |  | 2022-09-20 |  | PVC | 1978 | Yes |  | 2022-09-20 |  | Non-lead
013248 | 4 JANET PL |  | Polytube | Yes |  | 2024-04-19 |  | PVC | 1971 | Yes |  | 2024-04-19 |  | Non-lead
013249 | 3735 DONALD AVE |  | Polytube | Yes |  | 2022-10-17 |  | Copper | 1960 | Yes |  | 2022-10-17 |  | Non-lead
013250 | 12 ARBUTUS DR |  | PVC | Yes |  | 2019-07-01 |  | PVC | 1960 | Yes |  | 2019-07-01 |  | Non-lead
013251 | 1 LUNA LN |  | Unknown, Non-Lead | No |  |  |  | Unknown, Non-Lead | 2014 | No |  |  |  | Non-lead
013252 | 5 LUNA LN |  | Unknown, Non-Lead | Yes |  | 2019-09-05 |  | PVC | 2004 | Yes |  | 2019-09-05 |  | Non-lead
013253 | 7 LUNA LN |  | Polytube | Yes |  | 2023-09-20 |  | PVC | 1986 | Yes |  | 2023-09-20 |  | Non-lead
013254 | 13 LUNA LN |  | Unknown, Non-Lead | Yes |  | 2019-03-20 |  | PVC | 2009 | Yes |  | 2019-03-20 |  | Non-lead
013255 | 19 LUNA LANE |  | Polytube | Yes |  | 2023-07-31 |  | PVC | 1962 | Yes |  | 2023-07-31 |  | Non-lead
013257 | 23 LUNA LN |  | Unknown, Non-Lead | Yes |  | 2019-09-30 |  | Unknown, Non-Lead | 2012 | Yes |  | 2019-09-30 |  | Non-lead
013258 | 24 LUNA LN |  | Polytube | Yes |  | 2022-11-22 |  | PVC | 2015 | Yes |  | 2022-11-22 |  | Non-lead
013259 | 8 EL MONTE LANE |  | Polytube | Yes |  | 2023-07-31 |  | PVC |  | Yes |  | 2023-07-31 |  | Non-lead
013260 | APT REAR 1612 BERTHA ST |  | Polytube | Yes |  | 2022-09-22 |  | PVC | 1968 | Yes |  | 2022-09-22 |  | Non-lead
013262 | 36 RIVIERA DR |  | Polytube | Yes |  | 2023-08-04 |  | PVC | 1965 | Yes |  | 2023-08-04 |  | Non-lead
013263 | 1 VENTANA LN |  | Polytube | Yes |  | 2023-08-04 |  | PVC | 1958 | Yes |  | 2023-08-04 |  | Non-lead
013264 | 83413 OVERSEAS HWY |  | Unknown, Non-Lead | Yes |  | 2024-07-11 |  | PVC | 1991 | Yes |  | 2024-07-11 |  | Non-lead
013265 | EMPLOYEE DORMIT 61 HAWKS CAY BLVD |  | Polytube | Yes |  | 2022-10-22 |  | PVC | 1961 | Yes |  | 2022-10-22 |  | Non-lead
013266 | 154 STERLING DR |  | Unknown, Non-Lead | Yes |  | 2018-08-20 |  | Unknown, Non-Lead | 2006 | Yes |  | 2018-08-20 |  | Non-lead
013267 | 529 TINA PL |  | Polytube | Yes |  | 2022-12-05 |  | PVC | 1975 | Yes |  | 2022-12-05 |  | Non-lead
013268 | 37 JENNY LN |  | Polytube | Yes |  | 2022-11-09 |  | PVC | 1955 | Yes |  | 2022-11-09 |  | Non-lead
013269 | 120 HARBORVIEW DR |  | Polytube | Yes |  | 2023-01-30 |  | PVC | 1964 | Yes |  | 2023-01-30 |  | Non-lead
013270 | 100600 OVERSEAS TOWER OF PIZ HWY |  | Polytube | Yes |  | 2022-11-28 |  | PVC | 1960 | Yes |  | 2022-11-28 |  | Non-lead
013271 | 5 SUNSET BLVD |  | Polytube | Yes |  | 2022-11-17 |  | PVC | 1964 | Yes |  | 2022-11-17 |  | Non-lead
013272 | 14 LUNA LN |  | Polytube | Yes |  | 2023-07-31 |  | PVC | 1979 | Yes |  | 2023-07-31 |  | Non-lead
013273 | 15 PALMETTO AVE |  | Polytube | Yes |  | 2023-10-20 |  | PVC | 1953 | Yes |  | 2023-10-20 |  | Non-lead
013274 | 30670 OVERSEAS HWY |  | Copper | Yes |  | 2022-07-05 |  | Copper |  | Yes |  | 2022-07-05 |  | Non-lead
013275 | 796 DUCK KEY DR |  | Polytube | Yes |  | 2023-05-10 |  | PVC | 1984 | Yes |  | 2023-05-10 |  | Non-lead
013276 | MARINA CONV STOR |  | Polytube | Yes |  | 2024-07-02 |  | Polytube | 1950 | Yes |  | 2024-07-02 |  | Non-lead
013277 | 30838 HAMMOCK DR |  | Polytube | Yes |  | 2022-11-09 |  | PVC | 1970 | Yes |  | 2022-11-09 |  | Non-lead
013279 | 194 CORAL AVE |  | Polytube | Yes |  | 2022-06-13 |  | PVC | 1964 | Yes |  | 2022-06-13 |  | Non-lead
013282 | 1757 OVERSEAS HWY |  | Polytube | Yes |  | 2022-11-28 |  | PVC | 1953 | Yes |  | 2022-11-28 |  | Non-lead
013283 | 9151 OVERSEAS HWY |  | Polytube | Yes |  | 2023-03-13 |  | PVC | 1963 | Yes |  | 2023-03-13 |  | Non-lead
013285 | 402 122ND GULF ST |  | Polytube | Yes |  | 2022-08-23 |  | PVC | 1958 | Yes |  | 2022-08-23 |  | Non-lead
013286 | 42 BAHAMA AVE |  | Polytube | Yes |  | 2022-11-30 |  | PVC | 1963 | Yes |  | 2022-11-30 |  | Non-lead
013288 | BASEBALL NORTHSIDE DR |  | Polytube | Yes |  | 2024-06-13 |  | PVC | 1971 | Yes |  | 2024-06-13 |  | Non-lead
013289 | 10 EL MONTE LN |  | Unknown, Non-Lead | Yes |  | 2019-08-23 |  | PVC | 2013 | Yes |  | 2019-08-23 |  | Non-lead
013290 | 18 LUNA LN |  | Unknown, Non-Lead | Yes |  | 2022-10-07 |  | Unknown, Non-Lead | 2006 | Yes |  | 2022-10-07 |  | Non-lead
013291 | 2 LUNA LN |  | Polytube | Yes |  | 2023-07-31 |  | PVC | 1974 | Yes |  | 2023-07-31 |  | Non-lead
013293 | 5 VENTANA LN |  | Unknown | Yes |  | 2023-09-20 |  | Unknown | 1961 | Yes |  | 2023-09-20 |  | Lead Status Unknown
013294 | 17273 LA BRISA LN |  | Polytube | Yes |  | 2023-05-04 |  | PVC | 1961 | Yes |  | 2023-05-04 |  | Non-lead
013296 | APT UP 1008 WHITE ST |  | Polytube | Yes |  | 2023-03-23 |  | PVC | 1943 | Yes |  | 2023-03-23 |  | Non-lead
013297 | LOT 13 21 EL MONTE LANE |  | Unknown, Non-Lead | Yes |  | 2023-06-09 |  | Unknown, Non-Lead | 2012 | Yes |  | 2023-06-09 |  | Non-lead
013298 | 19 EL MONTE LN |  | Unknown, Non-Lead | Yes |  | 2024-02-14 |  | Unknown, Non-Lead | 2006 | Yes |  | 2024-02-14 |  | Non-lead
013299 | 17 EL MONTE LN |  | Unknown, Non-Lead | Yes |  | 2019-05-20 |  | Unknown, Non-Lead | 2014 | Yes |  | 2019-05-20 |  | Non-lead
013300 | 21 VENTANA LN |  | Polytube | Yes |  | 2024-08-30 |  | PVC | 1971 | Yes |  | 2024-08-30 |  | Non-lead
013301 | 23 VENTANA LN |  | Unknown, Non-Lead | Yes |  | 2020-12-29 |  | Unknown, Non-Lead | 2015 | Yes |  | 2020-12-29 |  | Non-lead
013302 | UNIT 2 456 ROYAL POINCIANA BLVD |  | Polytube | Yes |  | 2022-06-14 |  | PVC | 1970 | Yes |  | 2022-06-14 |  | Non-lead
013303 | 19570 MAYAN ST |  | Polytube | Yes |  | 2023-01-13 |  | PVC | 1958 | Yes |  | 2023-01-13 |  | Non-lead
013304 | LOT 40 1300 15TH CT |  | Polytube | Yes |  | 2024-02-12 |  | PVC | 1966 | Yes |  | 2024-02-12 |  | Non-lead
013305 | 45 BASS AVE |  | Polytube | Yes |  | 2022-10-27 |  | PVC | 1958 | Yes |  | 2022-10-27 |  | Non-lead
013306 | 1221 20TH ST |  | Polytube | Yes |  | 2024-04-04 |  | PVC | 1965 | Yes |  | 2024-04-04 |  | Non-lead
013307 | 27340 OVERSEAS HWY |  | Polytube | Yes |  | 2024-03-27 |  | PVC | 1958 | Yes |  | 2024-03-27 |  | Non-lead
013308 | OCEAN 547 27TH ST |  | Polytube | Yes |  | 2023-05-12 |  | PVC | 1961 | Yes |  | 2023-05-12 |  | Non-lead
013309 | 798 28TH ST OCEAN |  | Polytube | Yes |  | 2024-09-12 |  | PVC | 1961 | Yes |  | 2024-09-12 |  | Non-lead
013310 | OCEAN 999 24TH ST |  | Unknown, Non-Lead | Yes |  | 2018-09-17 |  | Unknown, Non-Lead | 2009 | Yes |  | 2018-09-17 |  | Non-lead
013311 | 236 GUAVA AKA 309-B AVE |  | Unknown, Non-Lead | Yes |  | 2024-03-14 |  | Unknown, Non-Lead | 1998 | Yes |  | 2024-03-14 |  | Non-lead
013312 | 44 72ND ST OCEAN |  | PVC | Yes |  | 2024-01-24 |  | PVC | 1961 | Yes |  | 2024-01-24 |  | Non-lead
013313 | 254 ORANGE AVE |  | Unknown, Non-Lead | Yes |  | 2018-09-27 |  | PVC | 2000 | Yes |  | 2018-09-27 |  | Non-lead
013314 | 6187 OVERSEAS HWY |  | Polytube | Yes |  | 2023-02-21 |  | PVC | 1959 | Yes |  | 2023-02-21 |  | Non-lead
013315 | 946 27TH OCEAN ST |  | Polytube | Yes |  | 2022-04-28 |  | PVC | 1962 | Yes |  | 2022-04-28 |  | Non-lead
013316 | 30938 DELGADO LANE |  | Polytube | Yes |  | 2022-11-17 |  | PVC | 1963 | Yes |  | 2022-11-17 |  | Non-lead
013317 | . GREENBRIER ROAD |  | Polytube | Yes |  | 2023-08-30 |  | PVC | 2010 | Yes |  | 2023-08-30 |  | Non-lead
013320 | 238 JASMINE ST |  | Unknown, Non-Lead | Yes |  | 2018-10-01 |  | Unknown, Non-Lead | 2002 | Yes |  | 2018-10-01 |  | Non-lead
013321 | 217 PUEBLO ST |  | Polytube | Yes |  | 2022-06-09 |  | Galvanized | 1977 | Yes |  | 2022-06-09 |  | Galvanized Requiring Replacement
013322 | 19 SUNSET RD |  | Polytube | Yes |  | 2022-07-21 |  | PVC | 1982 | Yes |  | 2022-07-21 |  | Non-lead
013324 | 102225 OVERSEAS HWY |  | Polytube | Yes |  | 2023-05-04 |  | PVC | 1954 | Yes |  | 2023-05-04 |  | Non-lead
013325 | LOT 17 102255 OVERSEAS HWY |  | Polytube | Yes |  | 2022-05-23 |  | PVC | 1954 | Yes |  | 2022-05-23 |  | Non-lead
013326 | 826 SOUTH ST |  | Polytube | Yes |  | 2023-04-25 |  | PVC | 1963 | Yes |  | 2023-04-25 |  | Non-lead
013327 | 828 SOUTH ST |  | Polytube | Yes |  | 2024-07-25 |  | PVC | 1963 | Yes |  | 2024-07-25 |  | Non-lead
013328 | SLIP D04 1801 N ROOSEVELT BLVD |  | Polytube | Yes |  | 2023-02-01 |  | PVC | 1983 | Yes |  | 2023-02-01 |  | Non-lead
013329 | 18 RIVIERA DR |  | Unknown, Non-Lead | No |  |  |  | Unknown, Non-Lead | 2010 | No |  |  |  | Non-lead
013330 | 16 RIVIERA DR |  | Polytube | Yes |  | 2024-09-12 |  | PVC |  | Yes |  | 2024-09-12 |  | Non-lead
013331 | 9 VENTANA LN |  | Unknown, Non-Lead | No |  |  |  | Unknown, Non-Lead | 2013 | No |  |  |  | Non-lead
013332 | 20 LUNA LN |  | Polytube | Yes |  | 2023-07-31 |  | PVC |  | Yes |  | 2023-07-31 |  | Non-lead
013333 | 16 LUNA LN |  | Polytube | Yes |  | 2024-07-30 |  | PVC | 1965 | Yes |  | 2024-07-30 |  | Non-lead
013334 | 10 LUNA LN |  | Polytube | Yes |  | 2024-10-01 |  | PVC | 1955 | Yes |  | 2024-10-01 |  | Non-lead
013335 | 8 LUNA LN |  | Polytube | Yes |  | 2023-09-20 |  | PVC | 1978 | Yes |  | 2023-09-20 |  | Non-lead
013336 | 6 LUNA LN |  | Polytube | Yes |  | 2023-07-31 |  | PVC | 1975 | Yes |  | 2023-07-31 |  | Non-lead
013337 | 4 LUNA LN |  | Polytube | Yes |  | 2023-07-31 |  | PVC | 1969 | Yes |  | 2023-07-31 |  | Non-lead
013338 | 26 ELMONTE LANE |  | Polytube | Yes |  | 2023-09-20 |  | PVC | 1969 | Yes |  | 2023-09-20 |  | Non-lead
013339 | 6 EL MONTE LN |  | Unknown, Non-Lead | Yes |  | 2020-01-10 |  | Unknown, Non-Lead | 2001 | Yes |  | 2020-01-10 |  | Non-lead
013340 | 3 DEL MAR BLVD |  | Unknown, Non-Lead | Yes |  | 2017-07-06 |  | Unknown, Non-Lead | 2008 | Yes |  | 2017-07-06 |  | Non-lead
013343 | 908 CAROLINE ST |  | Polytube | Yes |  | 2023-08-10 |  | PVC |  | Yes |  | 2023-08-10 |  | Non-lead
013345 | UNIT 101 2506 N ROOSEVELT BLVD |  | Polytube | Yes |  | 2022-09-16 |  | PVC | 1958 | Yes |  | 2022-09-16 |  | Non-lead
013346 | SUITE 102 LEFT 2502 N ROOSEVELT BLVD |  | Polytube | Yes |  | 2024-06-17 |  | PVC | 1958 | Yes |  | 2024-06-17 |  | Non-lead
013347 | UNIT 2 1310 CATHERINE ST |  | Unknown, Non-Lead | Yes |  | 2018-08-20 |  | Unknown, Non-Lead | 1989 | Yes |  | 2018-08-20 |  | Non-lead
013348 | 138 ROLLING HILL RD |  | Polytube | Yes |  | 2022-07-12 |  | PVC | 1958 | Yes |  | 2022-07-12 |  | Non-lead
013350 | 1104 S INDIES DR |  | Polytube | Yes |  | 2024-06-06 |  | Polytube | 1950 | Yes |  | 2024-06-06 |  | Non-lead
013351 | DUCK KEY DR |  | Polytube | Yes |  | 2022-10-22 |  | Copper | 1961 | Yes |  | 2022-10-22 |  | Non-lead
013352 | 21 AL CANTA LN |  | Polytube | Yes |  | 2023-05-04 |  | PVC | 1986 | Yes |  | 2023-05-04 |  | Non-lead
013353 | 41 RIVIERA DR |  | Unknown, Non-Lead | Yes |  | 2022-12-29 |  | PVC | 2018 | Yes |  | 2022-12-29 |  | Non-lead
013355 | 113 KEY HEIGHTS DR |  | Polytube | Yes |  | 2022-06-14 |  | PVC | 1960 | Yes |  | 2022-06-14 |  | Non-lead
013356 | 146 BIMINI DR |  | Polytube | Yes |  | 2022-10-22 |  | PVC | 1959 | Yes |  | 2022-10-22 |  | Non-lead
013357 | 1130 DUCK KEY DR |  | Polytube | Yes |  | 2022-10-22 |  | Copper | 1961 | Yes |  | 2022-10-22 |  | Non-lead
013358 | 1128 GREENBRIAR RD |  | Polytube | Yes |  | 2022-10-22 |  | PVC | 1966 | Yes |  | 2022-10-22 |  | Non-lead
013359 | OUTDOOR WORLD 81549 OLD HWY |  | PVC | Yes |  | 2022-06-27 |  | PVC | 1973 | Yes |  | 2022-06-27 |  | Non-lead
013360 | 5 EL MONTE LN |  | Polytube | Yes |  | 2023-03-24 |  | PVC | 2006 | Yes |  | 2023-03-24 |  | Non-lead
013361 | 11 VENTANA LN |  | Unknown, Non-Lead | No |  |  |  | Unknown, Non-Lead | 2018 | No |  |  |  | Non-lead
013363 | 13 RIVIERA DR |  | Unknown, Non-Lead | Yes |  | 2018-06-30 |  | Unknown, Non-Lead | 1990 | Yes |  | 2018-06-30 |  | Non-lead
013364 | 25070 NORTHSIDE DR |  | Polytube | Yes |  | 2023-04-25 |  | PVC | 1961 | Yes |  | 2023-04-25 |  | Non-lead
013365 | 13 VENTANA LN |  | Polytube | Yes |  | 2023-08-07 |  | PVC | 1964 | Yes |  | 2023-08-07 |  | Non-lead
013366 | 15 VENTANA LN |  | Polytube | Yes |  | 2023-08-07 |  | PVC | 1965 | Yes |  | 2023-08-07 |  | Non-lead
013367 | 17 VENTANA LN |  | Unknown, Non-Lead | Yes |  | 2016-11-28 |  | Unknown, Non-Lead | 1991 | Yes |  | 2016-11-28 |  | Non-lead
013368 | 19 VENTANA LN |  | Polytube | Yes |  | 2023-08-07 |  | PVC | 1961 | Yes |  | 2023-08-07 |  | Non-lead
013369 | 15 RIVIERA DR |  | Polytube | Yes |  | 2023-07-31 |  | PVC | 1965 | Yes |  | 2023-07-31 |  | Non-lead
013380 | 15 EL MONTE LN |  | Polytube | Yes |  | 2022-12-27 |  | PVC | 2012 | Yes |  | 2022-12-27 |  | Non-lead
013381 | 1215 DUVAL ST |  | Polytube | Yes |  | 2022-09-26 |  | PVC | 1953 | Yes |  | 2022-09-26 |  | Non-lead
013382 | 6400 2ND ST |  | Polytube | Yes |  | 2023-03-07 |  | PVC | 1981 | Yes |  | 2023-03-07 |  | Non-lead
013383 | 1200 CACTUS ST |  | Polytube | Yes |  | 2023-02-01 |  | PVC | 1958 | Yes |  | 2023-02-01 |  | Non-lead
013384 | 762 GROUPER TR |  | Unknown, Non-Lead | Yes |  | 2021-12-29 |  | Unknown, Non-Lead | 2008 | Yes |  | 2021-12-29 |  | Non-lead
013387 | 31095 AVENUE A |  | Polytube | Yes |  | 2023-10-31 |  | PVC |  | Yes |  | 2023-10-31 |  | Non-lead
013388 | 36 ALLAMANDA AVE |  | Polytube | Yes |  | 2022-05-04 |  | Polytube | 1962 | Yes |  | 2022-05-04 |  | Non-lead
013390 | 6414 2ND ST |  | Polytube | Yes |  | 2023-03-07 |  | PVC | 1958 | Yes |  | 2023-03-07 |  | Non-lead
013391 | 88725 STATE RD |  | Polytube | Yes |  | 2018-11-30 |  | PVC | 2021 | Yes |  | 2018-11-30 |  | Non-lead
013392 | 103 SUNSHINE BLVD |  | Polytube | Yes |  | 2022-06-17 |  | PVC | 1961 | Yes |  | 2022-06-17 |  | Non-lead
013393 | APT 2 26 HIBISCUS LN |  | Polytube | Yes |  | 2024-01-31 |  | PVC | 1962 | Yes |  | 2024-01-31 |  | Non-lead
013395 | 1126 PEARL ST |  | Polytube | Yes |  | 2022-09-23 |  | PVC | 1938 | Yes |  | 2022-09-23 |  | Non-lead
013398 | 53 N MARLIN AVE |  | Polytube | Yes |  | 2024-06-28 |  | PVC | 1958 | Yes |  | 2024-06-28 |  | Non-lead
013400 | 155 KEY HEIGHTS DR |  | Polytube | Yes |  | 2022-06-14 |  | PVC | 1961 | Yes |  | 2022-06-14 |  | Non-lead
013401 | HOLIDAY 100149 OVERSEAS HWY |  | Polytube | Yes |  | 2023-02-03 |  | PVC | 1966 | Yes |  | 2023-02-03 |  | Non-lead
013402 | 130 ROLLING HILL RD |  | Polytube | Yes |  | 2022-10-03 |  | PVC | 1963 | Yes |  | 2022-10-03 |  | Non-lead
013403 | 281 WEST INDIES DR |  | Unknown, Non-Lead | Yes |  | 2023-12-27 |  | Unknown, Non-Lead | 2020 | Yes |  | 2023-12-27 |  | Non-lead
013404 | 27450 BARBADOS LN |  | Polytube | Yes |  | 2022-10-13 |  | PVC | 1965 | Yes |  | 2022-10-13 |  | Non-lead
013405 | 2421 FLAGLER AVE |  | Polytube | Yes |  | 2022-08-12 |  | PVC | 1963 | Yes |  | 2022-08-12 |  | Non-lead
013406 | L14 B4 416 BAYSHORE DR |  | Polytube | Yes |  | 2022-11-30 |  | PVC | 1963 | Yes |  | 2022-11-30 |  | Non-lead
013407 | 4 ASTER TERR |  | Polytube | Yes |  | 2022-07-05 |  | PVC | 1964 | Yes |  | 2022-07-05 |  | Non-lead
013408 | 16 EL MONTE LN |  | Unknown, Non-Lead | No |  |  |  | Unknown, Non-Lead | 2007 | No |  |  |  | Non-lead
013409 | 32 RIVIERA DR |  | Unknown, Non-Lead | Yes |  | 2019-11-04 |  | Unknown, Non-Lead | 2010 | Yes |  | 2019-11-04 |  | Non-lead
013410 | 28 RIVIERA DR |  | Polytube | Yes |  | 2024-01-30 |  | PVC | 1971 | Yes |  | 2024-01-30 |  | Non-lead
013411 | 26 RIVIERA DR |  | Polytube | Yes |  | 2023-07-31 |  | PVC | 1963 | Yes |  | 2023-07-31 |  | Non-lead
013412 | 24 RIVIERA DR |  | Unknown, Non-Lead | Yes |  | 2019-01-07 |  | Unknown, Non-Lead | 2016 | Yes |  | 2019-01-07 |  | Non-lead
013413 | 20 RIVIERA DR |  | Unknown, Non-Lead | No |  |  |  | Unknown, Non-Lead | 2017 | No |  |  |  | Non-lead
013414 | 159 INDIAN MOUND TR |  | Polytube | Yes |  | 2022-10-11 |  | PVC | 1964 | Yes |  | 2022-10-11 |  | Non-lead
013415 | 120 SAN REMO DR |  | Polytube | Yes |  | 2022-06-07 |  | PVC | 1963 | Yes |  | 2022-06-07 |  | Non-lead
013416 | L2 B2 86751 OLD HWY |  | Polytube | Yes |  | 2022-06-21 |  | PVC | 1957 | Yes |  | 2022-06-21 |  | Non-lead
013417 | 268 HIBISCUS ST |  | Polytube | Yes |  | 2023-08-24 |  | PVC | 1962 | Yes |  | 2023-08-24 |  | Non-lead
013418 | 951 W INDIES DR |  | Polytube | Yes |  | 2023-05-04 |  | PVC | 1963 | Yes |  | 2023-05-04 |  | Non-lead
013419 | 25043 CENTER ST |  | Polytube | Yes |  | 2023-04-24 |  | PVC | 1982 | Yes |  | 2023-04-24 |  | Non-lead
013420 | 51 GARDEN COVE DR |  | Polytube | Yes |  | 2022-10-03 |  | PVC | 1965 | Yes |  | 2022-10-03 |  | Non-lead
013421 | 156 INDIAN AVE |  | Polytube | Yes |  | 2023-08-16 |  | PVC | 1985 | Yes |  | 2023-08-16 |  | Non-lead
013422 | OCEAN 240 92ND ST |  | Polytube | Yes |  | 2023-01-13 |  | PVC | 1972 | Yes |  | 2023-01-13 |  | Non-lead
013423 | OCEAN 1155 91ST CT |  | Polytube | Yes |  | 2022-12-02 |  | PVC | 2005 | Yes |  | 2022-12-02 |  | Non-lead
013424 | 59 CORAL LN |  | Polytube | Yes |  | 2022-10-22 |  | PVC | 1961 | Yes |  | 2022-10-22 |  | Non-lead
013425 | OCEAN 261 27TH ST |  | Polytube | Yes |  | 2023-01-10 |  | PVC | 1975 | Yes |  | 2023-01-10 |  | Non-lead
013426 | 251 27TH OCEAN LS DU ST |  | Polytube | Yes |  | 2023-01-10 |  | PVC | 1975 | Yes |  | 2023-01-10 |  | Non-lead
013427 | 297 92ND OCEAN ST |  | Polytube | Yes |  | 2023-01-13 |  | PVC | 1963 | Yes |  | 2023-01-13 |  | Non-lead
013434 | 600 W 105 ST |  | Polytube | Yes |  | 2023-03-13 |  | PVC | 2006 | Yes |  | 2023-03-13 |  | Non-lead
013436 | 6 ASTER TER |  | Polytube | Yes |  | 2024-04-29 |  | PVC | 1960 | Yes |  | 2024-04-29 |  | Non-lead
013437 | 12 ASTER TER |  | Polytube | Yes |  | 2022-05-11 |  | Copper | 1961 | Yes |  | 2022-05-11 |  | Non-lead
013438 | 12 LUNA LN |  | Polytube | Yes |  | 2023-07-31 |  | PVC | 1984 | Yes |  | 2023-07-31 |  | Non-lead
013439 | 912 GEORGIA ST |  | Polytube | Yes |  | 2023-05-04 |  | PVC | 1943 | Yes |  | 2023-05-04 |  | Non-lead
013440 | 3618 N ROOSEVELT BLVD |  | Polytube | Yes |  | 2022-05-25 |  | Copper | 1960 | Yes |  | 2022-05-25 |  | Non-lead
013441 | 7 EL MONTE LN |  | Unknown, Non-Lead | Yes |  | 2023-06-27 |  | No Piping |  | Yes |  | 2023-06-27 |  | Non-lead
013442 | 1406 SOUTH ST |  | Unknown, Non-Lead | Yes |  | 2020-01-27 |  | Unknown, Non-Lead | 1988 | Yes |  | 2020-01-27 |  | Non-lead
013443 | 880 CHEROKEE ST |  | Polytube | Yes |  | 2023-01-13 |  | PVC | 1948 | Yes |  | 2023-01-13 |  | Non-lead
013444 | 260 S AIRPORT DR |  | Polytube | Yes |  | 2023-04-24 |  | PVC | 1959 | Yes |  | 2023-04-24 |  | Non-lead
013445 | 1201 19TH TER |  | Polytube | Yes |  | 2022-07-18 |  | PVC | 1961 | Yes |  | 2022-07-18 |  | Non-lead
013446 | 7 ASTER TERR |  | Polytube | Yes |  | 2023-07-07 |  | Copper | 1958 | Yes |  | 2023-07-07 |  | Non-lead
013447 | 88561 OLD HWY |  | Unknown, Non-Lead | Yes |  | 2021-09-21 |  | Unknown, Non-Lead | 1996 | Yes |  | 2021-09-21 |  | Non-lead
013448 | 3700 N ROOSEVELT BLVD |  | Unknown, Non-Lead | Yes |  | 2024-08-06 |  | Unknown, Non-Lead | 2017 | Yes |  | 2024-08-06 |  | Non-lead
013450 | 1012 HOWE ST |  | Polytube | Yes |  | 2022-06-10 |  | Copper | 1963 | Yes |  | 2022-06-10 |  | Non-lead
013451 | 105 PRESTON ST |  | Polytube | Yes |  | 2022-06-27 |  | Copper | 1936 | Yes |  | 2022-06-27 |  | Non-lead
013452 | 118 SAPODILLA DR |  | Polytube | Yes |  | 2022-07-05 |  | PVC | 1980 | Yes |  | 2022-07-05 |  | Non-lead
013453 | 66 PALM DR |  | Polytube | Yes |  | 2023-03-24 |  | PVC | 1956 | Yes |  | 2023-03-24 |  | Non-lead
013454 | 2524 PATTERSON AVE |  | Polytube | Yes |  | 2023-05-04 |  | Copper | 1961 | Yes |  | 2023-05-04 |  | Non-lead
013455 | 24876 CALLE REAL |  | Polytube | Yes |  | 2023-04-24 |  | PVC | 1963 | Yes |  | 2023-04-24 |  | Non-lead
013456 | 12 NORTH END RD |  | Polytube | Yes |  | 2023-10-25 |  | PVC | 1963 | Yes |  | 2023-10-25 |  | Non-lead
013458 | 14 OAKWOOD AVE |  | Polytube | Yes |  | 2023-05-04 |  | PVC | 1961 | Yes |  | 2023-05-04 |  | Non-lead
013459 | 139 GUMBO LIMBO |  | Unknown, Non-Lead | No |  |  |  | Unknown, Non-Lead | 2000 | No |  |  |  | Non-lead
013460 | APT 3 26 HIBISCUS LN |  | Polytube | Yes |  | 2023-05-09 |  | PVC | 1962 | Yes |  | 2023-05-09 |  | Non-lead
013461 | APT 4 26 HIBISCUS LN |  | Polytube | Yes |  | 2023-05-09 |  | PVC | 1962 | Yes |  | 2023-05-09 |  | Non-lead
013463 | 19580 TEQUESTA ST |  | Polytube | Yes |  | 2023-01-18 |  | PVC | 1953 | Yes |  | 2023-01-18 |  | Non-lead
013464 | 12 CORAL DR |  | Unknown | Yes |  | 2023-09-08 |  | Unknown | 1973 | Yes |  | 2023-09-08 |  | Lead Status Unknown
013465 | 280 S AIRPORT DR |  | Polytube | Yes |  | 2023-04-24 |  | PVC | 1968 | Yes |  | 2023-04-24 |  | Non-lead
013466 | 17 AZALEA DR |  | Polytube | Yes |  | 2022-05-11 |  | PVC | 1958 | Yes |  | 2022-05-11 |  | Non-lead
013468 | LOT 47 1300 15TH CT |  | Polytube | Yes |  | 2024-04-12 |  | PVC | 1966 | Yes |  | 2024-04-12 |  | Non-lead
013469 | LTS 13/14 220 CORAL AVE |  | Polytube | Yes |  | 2023-05-04 |  | PVC | 1958 | Yes |  | 2023-05-04 |  | Non-lead
013472 | 634 LOUISA ST |  | Unknown, Non-Lead | Yes |  | 2020-11-16 |  | Unknown, Non-Lead | 2007 | Yes |  | 2020-11-16 |  | Non-lead
013473 | 906 SOUTH ST |  | Unknown, Non-Lead | Yes |  | 2021-04-21 |  | Polytube | 2010 | Yes |  | 2021-04-21 |  | Non-lead
013474 | 1410 18TH ST |  | Polytube | Yes |  | 2023-05-04 |  | PVC | 1963 | Yes |  | 2023-05-04 |  | Non-lead
013475 | 1470 OCEAN BREEZE AVE |  | PVC | Yes |  | 2023-08-18 |  | PVC | 1979 | Yes |  | 2023-08-18 |  | Non-lead
013476 | 2002 109TH GULF ST |  | Polytube | Yes |  | 2023-04-19 |  | PVC | 1962 | Yes |  | 2023-04-19 |  | Non-lead
013478 | 574 99TH OCEAN ST |  | Polytube | Yes |  | 2024-10-01 |  | PVC | 1973 | Yes |  | 2024-10-01 |  | Non-lead
013479 | APT 1 212 LINDAHL ST |  | Polytube | Yes |  | 2022-06-16 |  | PVC | 1968 | Yes |  | 2022-06-16 |  | Non-lead
013480 | 61 CORAL LANE |  | Polytube | Yes |  | 2022-10-22 |  | PVC | 1963 | Yes |  | 2022-10-22 |  | Non-lead
013481 | APT 2 212 LINDAHL ST |  | Polytube | Yes |  | 2023-02-24 |  | PVC | 1968 | Yes |  | 2023-02-24 |  | Non-lead
013482 | 1172 91ST OCEAN ST |  | Unknown, Non-Lead | Yes |  | 2018-05-08 |  | Unknown, Non-Lead | 2001 | Yes |  | 2018-05-08 |  | Non-lead
013483 | 76000 OVERSEAS HWY |  | Polytube | Yes |  | 2022-07-07 |  | Polytube | 1958 | Yes |  | 2022-07-07 |  | Non-lead
013484 | 83409 OVERSEAS HWY |  | Unknown, Non-Lead | Yes |  | 2024-05-06 |  | PVC | 1991 | Yes |  | 2024-05-06 |  | Non-lead
013485 | 177 PLANTATION DR |  | Polytube | Yes |  | 2022-06-14 |  | PVC | 1961 | Yes |  | 2022-06-14 |  | Non-lead
013486 | 1510 JOHNSON ST |  | Copper | Yes |  | 2023-04-26 |  | Copper | 1963 | Yes |  | 2023-04-26 |  | Non-lead
013487 | 46 DOLPHIN RD |  | Polytube | Yes |  | 2022-07-25 |  | PVC | 1959 | Yes |  | 2022-07-25 |  | Non-lead
013488 | 19 RIVIERA DR |  | Unknown, Non-Lead | No |  |  |  | Unknown, Non-Lead | 2004 | No |  |  |  | Non-lead
013489 | 1668 BOGIE DR |  | Polytube | Yes |  | 2023-05-10 |  | PVC | 1965 | Yes |  | 2023-05-10 |  | Non-lead
013490 | UP 1111 STUMP LN |  | Polytube | Yes |  | 2023-01-04 |  | PVC | 1963 | Yes |  | 2023-01-04 |  | Non-lead
013492 | 14 EL MONTE LN |  | Polytube | Yes |  | 2024-08-13 |  | PVC | 1971 | Yes |  | 2024-08-13 |  | Non-lead
013493 | 103 MOCKINGBIRD RD |  | Polytube | Yes |  | 2022-06-13 |  | PVC | 1961 | Yes |  | 2022-06-13 |  | Non-lead
013494 | 22 EL MONTE LN |  | Polytube | Yes |  | 2023-07-31 |  | PVC | 1961 | Yes |  | 2023-07-31 |  | Non-lead
013495 | 24 EL MONTE LANE |  | Unknown, Non-Lead | Yes |  | 2023-03-02 |  | Unknown, Non-Lead | 2011 | Yes |  | 2023-03-02 |  | Non-lead
013496 | 20 EL MONTE LN |  | Polytube | Yes |  | 2024-02-23 |  | PVC | 1961 | Yes |  | 2024-02-23 |  | Non-lead
013497 | SAMMY CREEK 14710 OLD STATE RD |  | Unknown | Yes |  | 2022-07-15 |  | Unknown |  | Yes |  | 2022-07-15 |  | Lead Status Unknown
013498 | 4 EL MONTE LN |  | Polytube | Yes |  | 2023-07-31 |  | PVC | 1974 | Yes |  | 2023-07-31 |  | Non-lead
013499 | DBA WORLD DOWN U |  | None | Yes |  | 2022-06-27 |  | None | 1967 | Yes |  | 2022-06-27 |  | Non-lead
013500 | 81917 OVERSEAS HWY |  | Polytube | Yes |  | 2022-06-27 |  | PVC | 1967 | Yes |  | 2022-06-27 |  | Non-lead
013502 | 16 AVOCADO ST |  | Unknown, Non-Lead | Yes |  | 2022-07-18 |  | Polytube | 2020 | Yes |  | 2022-07-18 |  | Non-lead
013503 | 469 SUNSET DR |  | Polytube | Yes |  | 2023-02-01 |  | PVC | 1960 | Yes |  | 2023-02-01 |  | Non-lead
013504 | 5540 3RD AVE |  | Polytube | Yes |  | 2023-03-06 |  | PVC | 1972 | Yes |  | 2023-03-06 |  | Non-lead
013505 | 446 AVE B |  | Polytube | Yes |  | 2022-10-27 |  | PVC | 2015 | Yes |  | 2022-10-27 |  | Non-lead
013506 | 1704 SOUTH ST |  | Polytube | Yes |  | 2022-11-21 |  | PVC | 1961 | Yes |  | 2022-11-21 |  | Non-lead
013507 | 74052 OVERSEAS HWY |  | Polytube | Yes |  | 2022-06-29 |  | PVC | 1963 | Yes |  | 2022-06-29 |  | Non-lead
013508 | 605 PORTIA CIRCLE |  | Polytube | Yes |  | 2023-01-31 |  | PVC | 1961 | Yes |  | 2023-01-31 |  | Non-lead
013509 | 28481 KYLE BLVD |  | Polytube | Yes |  | 2021-01-08 |  | PVC | 2008 | Yes |  | 2021-01-08 |  | Non-lead
013510 | 3828 GILLOTT RD |  | Polytube | Yes |  | 2023-07-05 |  | PVC | 1968 | Yes |  | 2023-07-05 |  | Non-lead
013511 | 211 SECOND ST |  | Polytube | Yes |  | 2022-10-17 |  | PVC | 1963 | Yes |  | 2022-10-17 |  | Non-lead
013512 | 40 ORANGE DR |  | Polytube | Yes |  | 2022-10-18 |  | PVC | 1960 | Yes |  | 2022-10-18 |  | Non-lead
013513 | 8 AZALEA DR |  | Polytube | Yes |  | 2022-05-11 |  | PVC | 1960 | Yes |  | 2022-05-11 |  | Non-lead
013514 | 1523 SEMINARY ST |  | Polytube | Yes |  | 2022-10-31 |  | Copper | 1958 | Yes |  | 2022-10-31 |  | Non-lead
013515 | 3409 FLAGLER AVE |  | Polytube | Yes |  | 2023-12-28 |  | PVC | 1960 | Yes |  | 2023-12-28 |  | Non-lead
013516 | 1335 HUDGINS DR |  | Polytube | Yes |  | 2024-01-25 |  | PVC | 1958 | Yes |  | 2024-01-25 |  | Non-lead
013517 | LOT 42 1300 15TH CT |  | Polytube | Yes |  | 2023-05-04 |  | PVC | 1966 | Yes |  | 2023-05-04 |  | Non-lead
013520 | 26985 DOLPHIN AVE |  | Polytube | Yes |  | 2023-02-06 |  | PVC | 1953 | Yes |  | 2023-02-06 |  | Non-lead
013521 | LOT 41 1300 15TH CT |  | Polytube | Yes |  | 2023-05-04 |  | PVC | 1966 | Yes |  | 2023-05-04 |  | Non-lead
013522 | 28 VERDE DR |  | Polytube | Yes |  | 2024-04-29 |  | Polytube | 1962 | Yes |  | 2024-04-29 |  | Non-lead
013524 | 500 FIRST ST |  | Polytube | Yes |  | 2022-07-20 |  | PVC | 1961 | Yes |  | 2022-07-20 |  | Non-lead
013525 | 29 JENNY LN |  | Polytube | Yes |  | 2022-11-07 |  | PVC | 1966 | Yes |  | 2022-11-07 |  | Non-lead
013526 | 306 BUTTONWOOD DR |  | Polytube | Yes |  | 2022-12-12 |  | PVC | 1964 | Yes |  | 2022-12-12 |  | Non-lead
013527 | 922 LOBSTER LN |  | Polytube | Yes |  | 2022-09-19 |  | PVC | 1958 | Yes |  | 2022-09-19 |  | Non-lead
013529 | 16 TINA PL |  | Polytube | Yes |  | 2022-11-30 |  | PVC | 1973 | Yes |  | 2022-11-30 |  | Non-lead
013531 | BLVD 2318 N ROOSEVELT |  | Unknown, Non-Lead | Yes |  | 2020-05-18 |  | PVC | 2018 | Yes |  | 2020-05-18 |  | Non-lead
013532 | REAR 5646 3RD AVE |  | Polytube | Yes |  | 2024-07-18 |  | Polytube | 1958 | Yes |  | 2024-07-18 |  | Non-lead
013534 | 99501 OVERSEAS HWY |  | Unknown, Non-Lead | Yes |  | 2018-07-16 |  | PVC | 2005 | Yes |  | 2018-07-16 |  | Non-lead
013535 | 102 E RIDGE RD |  | Polytube | Yes |  | 2022-06-10 |  | PVC | 1960 | Yes |  | 2022-06-10 |  | Non-lead
013536 | 3 JEWFISH AVE |  | Polytube | Yes |  | 2022-10-31 |  | PVC | 1961 | Yes |  | 2022-10-31 |  | Non-lead
013538 | 11 RIVIERA DR |  | Unknown, Non-Lead | Yes |  | 2023-08-23 |  | Unknown, Non-Lead | 2000 | Yes |  | 2023-08-23 |  | Non-lead
013539 | 9 RIVIERA DR |  | Polytube | Yes |  | 2023-05-04 |  | PVC | 1972 | Yes |  | 2023-05-04 |  | Non-lead
013540 | 2824 N ROOSEVELT BLVD |  | Polytube | Yes |  | 2018-11-05 |  | PVC | 1968 | Yes |  | 2018-11-05 |  | Non-lead
013542 | 160 VALENCIA DR |  | Unknown, Non-Lead | Yes |  | 2020-11-25 |  | PVC | 2012 | Yes |  | 2020-11-25 |  | Non-lead
013543 | 611 FRANCES ST |  | Polytube | Yes |  | 2023-03-14 |  | PVC | 1933 | Yes |  | 2023-03-14 |  | Non-lead
013545 | L19 B3 HIBISCUS LN |  | Polytube | Yes |  | 2024-01-24 |  | PVC | 2021 | Yes |  | 2024-01-24 |  | Non-lead
013546 | 102235 OVERSEAS HWY |  | Polytube | Yes |  | 2023-02-01 |  | PVC | 1954 | Yes |  | 2023-02-01 |  | Non-lead
013547 | LOT 008 6500 MALONEY AVE |  | PVC | Yes |  | 2022-09-26 |  | PVC | 1960 | Yes |  | 2022-09-26 |  | Non-lead
013549 | OCEAN 1166 91ST CT |  | Unknown, Non-Lead | Yes |  | 2023-10-23 |  | PVC | 2005 | Yes |  | 2023-10-23 |  | Non-lead
013550 | 8052 SHARK DR |  | Polytube | Yes |  | 2023-01-25 |  | PVC | 1961 | Yes |  | 2023-01-25 |  | Non-lead
013551 | 46 72ND ST OCEAN |  | PVC | Yes |  | 2024-01-24 |  | PVC | 1961 | Yes |  | 2024-01-24 |  | Non-lead
013552 | 221 11TH ST |  | Polytube | Yes |  | 2022-10-22 |  | PVC | 1961 | Yes |  | 2022-10-22 |  | Non-lead
013553 | 648 28TH OCEAN ST |  | Polytube | Yes |  | 2022-08-15 |  | PVC | 1961 | Yes |  | 2022-08-15 |  | Non-lead
013554 | 313 92ND OCEAN ST |  | Polytube | Yes |  | 2023-01-13 |  | PVC | 1958 | Yes |  | 2023-01-13 |  | Non-lead
013555 | 408 122ND GULF AVE |  | Polytube | Yes |  | 2024-03-13 |  | PVC | 1963 | Yes |  | 2024-03-13 |  | Non-lead
013556 | 2411 GROUPER DR |  | Polytube | Yes |  | 2023-02-02 |  | PVC | 1958 | Yes |  | 2023-02-02 |  | Non-lead
013557 | 24822 OVERSEAS HWY |  | Polytube | Yes |  | 2023-12-28 |  | PVC | 1960 | Yes |  | 2023-12-28 |  | Non-lead
013559 | 1100 S INDIES DR |  | Polytube | Yes |  | 2022-10-22 |  | PVC | 1969 | Yes |  | 2022-10-22 |  | Non-lead
013560 | FRONT 1018 WHITE ST |  | Polytube | Yes |  | 2023-03-23 |  | PVC | 1923 | Yes |  | 2023-03-23 |  | Non-lead
013561 | 11 AZALEA DR |  | Polytube | Yes |  | 2022-05-11 |  | Copper | 1962 | Yes |  | 2022-05-11 |  | Non-lead
013562 | 31538 E AVE |  | Polytube | Yes |  | 2022-11-09 |  | PVC | 1958 | Yes |  | 2022-11-09 |  | Non-lead
013563 | 26965 SHANNAHAN RD |  | Polytube | Yes |  | 2022-09-26 |  | PVC | 1953 | Yes |  | 2022-09-26 |  | Non-lead
013565 | APT A 17 E CIRCLE DR |  | Polytube | Yes |  | 2019-02-26 |  | PVC | 2019 | Yes |  | 2019-02-26 |  | Non-lead
013567 | 32 HIBISCUS LN |  | Polytube | Yes |  | 2023-01-30 |  | PVC | 1981 | Yes |  | 2023-01-30 |  | Non-lead
013569 | APT#6 40 HIBISCUS LN |  | Polytube | Yes |  | 2023-04-21 |  | PVC |  | Yes |  | 2023-04-21 |  | Non-lead
013572 | 21 TINA PL |  | Polytube | Yes |  | 2022-11-30 |  | PVC | 1959 | Yes |  | 2022-11-30 |  | Non-lead
013573 | 348 46TH ST |  | Polytube | Yes |  | 2023-04-25 |  | PVC | 1958 | Yes |  | 2023-04-25 |  | Non-lead
013574 | 216 ORANGE BLOSSOM RD |  | Polytube | Yes |  | 2022-05-17 |  | PVC | 1979 | Yes |  | 2022-05-17 |  | Non-lead
013575 | UNIT 2 6 SUNSET RD |  | Polytube | Yes |  | 2024-04-29 |  | PVC | 1961 | Yes |  | 2024-04-29 |  | Non-lead
013576 | UNIT 1 6 SUNSET RD |  | Unknown, Non-Lead | Yes |  | 2024-04-29 |  | PVC | 2016 | Yes |  | 2024-04-29 |  | Non-lead
013577 | 105 COLUMBUS DR |  | Polytube | Yes |  | 2022-07-07 |  | PVC | 1962 | Yes |  | 2022-07-07 |  | Non-lead
013578 | REAR 517 LOUISA ST |  | Polytube | Yes |  | 2023-10-05 |  | Copper | 1945 | Yes |  | 2023-10-05 |  | Non-lead
013580 | 27337 TOBAGO LANE |  | Polytube | Yes |  | 2023-05-04 |  | PVC | 1958 | Yes |  | 2023-05-04 |  | Non-lead
013581 | 1420 7TH ST |  | Polytube | Yes |  | 2022-08-12 |  | PVC | 1963 | Yes |  | 2022-08-12 |  | Non-lead
013582 | 445 AVE D |  | Polytube | Yes |  | 2024-07-03 |  | PVC | 2000 | Yes |  | 2024-07-03 |  | Non-lead
013583 | 26936 SHANAHAN RD |  | Polytube | Yes |  | 2022-09-26 |  | PVC | 1938 | Yes |  | 2022-09-26 |  | Non-lead
013584 | 1522 GEORGIA ST |  | Polytube | Yes |  | 2024-01-08 |  | PVC | 1958 | Yes |  | 2024-01-08 |  | Non-lead
013585 | 931 WEST INDIES DR |  | Unknown, Non-Lead | Yes |  | 2023-04-28 |  | Unknown, Non-Lead | 1991 | Yes |  | 2023-04-28 |  | Non-lead
013587 | 812 WHITEHEAD ST |  | Polytube | Yes |  | 2022-07-05 |  | PVC | 1933 | Yes |  | 2022-07-05 |  | Non-lead
013588 | 1217 19TH TERR |  | Copper | Yes |  | 2022-05-18 |  | PVC | 1960 | Yes |  | 2022-05-18 |  | Non-lead
013589 | 188 S AIRPORT DR |  | Polytube | Yes |  | 2023-04-24 |  | PVC | 1959 | Yes |  | 2023-04-24 |  | Non-lead
013590 | FRONT 1703 VON PHISTER ST |  | Polytube | Yes |  | 2022-11-04 |  | PVC | 1943 | Yes |  | 2022-11-04 |  | Non-lead
013591 | 1236 WASHINGTON ST |  | Polytube | Yes |  | 2022-10-14 |  | PVC | 1960 | Yes |  | 2022-10-14 |  | Non-lead
013592 | UP 1107 DUVAL ST |  | Polytube | Yes |  | 2022-09-26 |  | PVC | 1938 | Yes |  | 2022-09-26 |  | Non-lead
013595 | 1307 ALMAY ST |  | Polytube | Yes |  | 2023-02-01 |  | PVC | 1961 | Yes |  | 2023-02-01 |  | Non-lead
013597 | 410 WALL ST |  | Polytube | Yes |  | 2024-07-08 |  | PVC | 1900 | Yes |  | 2024-07-08 |  | Non-lead
013598 | 19534 APACHE ST |  | Polytube | Yes |  | 2023-01-13 |  | PVC | 1980 | Yes |  | 2023-01-13 |  | Non-lead
013599 | 100 BAY DRIVE DR |  | Polytube | Yes |  | 2023-08-29 |  | PVC | 1960 | Yes |  | 2023-08-29 |  | Non-lead
013600 | 30613 WINIFRED ST |  | Unknown, Non-Lead | Yes |  | 2019-09-23 |  | PVC | 2019 | Yes |  | 2019-09-23 |  | Non-lead
013601 | 5620 MACDONALD AVE |  | Polytube | Yes |  | 2023-03-08 |  | PVC | 1963 | Yes |  | 2023-03-08 |  | Non-lead
013602 | APT C 210 JEROME AVE |  | Polytube | Yes |  | 2022-06-22 |  | PVC | 1954 | Yes |  | 2022-06-22 |  | Non-lead
013603 | 210 JEROME AVE |  | Polytube | Yes |  | 2022-06-22 |  | PVC | 1954 | Yes |  | 2022-06-22 |  | Non-lead
013604 | 156 N COCONUT PALM BLVD |  | Polytube | Yes |  | 2022-06-14 |  | PVC | 1972 | Yes |  | 2022-06-14 |  | Non-lead
013605 | 7 NORTH END RD |  | Polytube | Yes |  | 2022-10-03 |  | PVC | 1960 | Yes |  | 2022-10-03 |  | Non-lead
013606 | 52 N MARLIN AVE |  | Polytube | Yes |  | 2023-08-14 |  | PVC | 1958 | Yes |  | 2023-08-14 |  | Non-lead
013609 | 280 100TH OCEAN ST |  | Polytube | Yes |  | 2022-11-18 |  | PVC | 1968 | Yes |  | 2022-11-18 |  | Non-lead
013610 | 10684 7TH AVE GULF |  | Polytube | Yes |  | 2022-12-05 |  | PVC | 1972 | Yes |  | 2022-12-05 |  | Non-lead
013611 | 281 11TH ST |  | Polytube | Yes |  | 2022-10-22 |  | PVC | 1961 | Yes |  | 2022-10-22 |  | Non-lead
013612 | A & E 125 41ST ST GULF |  | Unknown | Yes |  | 2022-09-26 |  | Unknown | 1963 | Yes |  | 2022-09-26 |  | Lead Status Unknown
013613 | 7196 OVERSEAS HWY |  | Unknown, Non-Lead | Yes |  | 2024-08-19 |  | PVC | 2017 | Yes |  | 2024-08-19 |  | Non-lead
013615 | 250 TINGLERS LANE |  | Polytube | Yes |  | 2023-09-15 |  | PVC | 1961 | Yes |  | 2023-09-15 |  | Non-lead
013617 | 149 VALENCIA DR |  | Unknown, Non-Lead | Yes |  | 2022-04-05 |  | Unknown, Non-Lead | 1993 | Yes |  | 2022-04-05 |  | Non-lead
013618 | 542 PARK DR |  | Polytube | Yes |  | 2022-07-06 |  | PVC | 1965 | Yes |  | 2022-07-06 |  | Non-lead
013620 | 914 LOBSTER LN |  | Polytube | Yes |  | 2022-09-19 |  | PVC | 1973 | Yes |  | 2022-09-19 |  | Non-lead
013621 | 26952 MARIPOSA RD |  | Unknown, Non-Lead | Yes |  | 2018-11-30 |  | PVC | 2000 | Yes |  | 2018-11-30 |  | Non-lead
013622 | APT 5A 5312 3RD AVE |  | Polytube | Yes |  | 2024-02-09 |  | PVC | 1953 | Yes |  | 2024-02-09 |  | Non-lead
013624 | 26 VERDE DR |  | Unknown, Non-Lead | No |  |  |  | No Piping | 1966 | No |  |  |  | Non-lead
013626 | 23 PEQUENA LANE |  | Unknown, Non-Lead | No |  |  |  | No Piping | Vacant | No |  |  |  | Non-lead
013628 | 10 AMARYLLIS DR |  | Polytube | Yes |  | 2022-05-11 |  | PVC | 1958 | Yes |  | 2022-05-11 |  | Non-lead
013629 | 25 PEQUENA LN |  | Unknown, Non-Lead | Yes |  | 2024-02-27 |  | Unknown, Non-Lead | 2010 | Yes |  | 2024-02-27 |  | Non-lead
013630 | 1015 BUTTONWOOD DR |  | Polytube | Yes |  | 2023-05-04 |  | PVC | 1958 | Yes |  | 2023-05-04 |  | Non-lead
013632 | BLDG 1 81909 OVERSEAS HWY |  | Polytube | Yes |  | 2022-06-27 |  | PVC | 1967 | Yes |  | 2022-06-27 |  | Non-lead
013633 | LOTS 3&4 82779 OVERSEAS HWY |  | Polytube | Yes |  | 2022-08-15 |  | PVC | 1999 | Yes |  | 2022-08-15 |  | Non-lead
013634 | 175 COCONUT ROW |  | Polytube | Yes |  | 2023-01-30 |  | PVC | 1953 | Yes |  | 2023-01-30 |  | Non-lead
013638 | 102 VENETIAN WAY |  | Polytube | Yes |  | 2022-07-11 |  | PVC | 1961 | Yes |  | 2022-07-11 |  | Non-lead
013640 | 12 EL MONTE LANE |  | Polytube | Yes |  | 2023-07-31 |  | PVC | 1971 | Yes |  | 2023-07-31 |  | Non-lead
013641 | 2 ASTER TERR |  | Polytube | Yes |  | 2022-11-07 |  | Copper | 1964 | Yes |  | 2022-11-07 |  | Non-lead
013642 | 133 LA SERRA LN |  | Polytube | Yes |  | 2022-10-11 |  | Polytube | 1964 | Yes |  | 2022-10-11 |  | Non-lead
013643 | 84500 OVERSEAS HWY |  | Polytube | Yes |  | 2022-06-28 |  | PVC | 1963 | Yes |  | 2022-06-28 |  | Non-lead
013644 | LOT 006 6500 MALONEY AVE |  | PVC | Yes |  | 2023-03-06 |  | PVC | 1960 | Yes |  | 2023-03-06 |  | Non-lead
013645 | 16 KEY HAVEN BLVD |  | Polytube | Yes |  | 2024-05-29 |  | PVC | 1962 | Yes |  | 2024-05-29 |  | Non-lead
013646 | 24 VERDE DR |  | Polytube | Yes |  | 2023-07-28 |  | PVC | 1979 | Yes |  | 2023-07-28 |  | Non-lead
013647 | 815 EISENHOWER DR |  | Polytube | Yes |  | 2024-09-16 |  | PVC | 1977 | Yes |  | 2024-09-16 |  | Non-lead
013648 | 6300 3RD ST |  | Unknown, Non-Lead | Yes |  | 2021-10-06 |  | Unknown, Non-Lead | 2004 | Yes |  | 2021-10-06 |  | Non-lead
013649 | 19557 MAYAN ST |  | Polytube | Yes |  | 2023-01-13 |  | PVC | 1958 | Yes |  | 2023-01-13 |  | Non-lead
013650 | 12 72ND ST OCEAN |  | PVC | Yes |  | 2023-10-31 |  | PVC | 1961 | Yes |  | 2023-10-31 |  | Non-lead
013651 | 241 11TH ST |  | Unknown, Non-Lead | Yes |  | 2024-03-12 |  | Unknown, Non-Lead | 2013 | Yes |  | 2024-03-12 |  | Non-lead
013652 | 261 11TH ST |  | Polytube | Yes |  | 2024-05-29 |  | PVC | 1961 | Yes |  | 2024-05-29 |  | Non-lead
013653 | 301 11TH ST |  | Polytube | Yes |  | 2022-10-22 |  | PVC | 1961 | Yes |  | 2022-10-22 |  | Non-lead
013654 | 5548 TUSKEGEE ST |  | Unknown | Yes |  | 2022-11-16 |  | Unknown | 1965 | Yes |  | 2022-11-16 |  | Lead Status Unknown
013655 | 7196 OVERSEAS HWY |  | Unknown, Non-Lead | No |  |  |  | Unknown, Non-Lead | 2017 | No |  |  |  | Non-lead
013657 | 423 121ST STREET GUL |  | Polytube | Yes |  | 2022-10-25 |  | PVC | 1961 | Yes |  | 2022-10-25 |  | Non-lead
013658 | MM81 US1 BAYSIDE |  | Polytube | Yes |  | 2022-06-22 |  | PVC | 1985 | Yes |  | 2022-06-22 |  | Non-lead
013660 | 409 GREENE ST |  | Polytube | Yes |  | 2022-12-02 |  | PVC | 1934 | Yes |  | 2022-12-02 |  | Non-lead
013661 | UNIT B 2B JUDY PL |  | Unknown, Non-Lead | No |  |  |  | Unknown, Non-Lead | 1993 | No |  |  |  | Non-lead
013662 | 230 MOHAWK ST |  | Polytube | Yes |  | 2022-05-31 |  | PVC | 1964 | Yes |  | 2022-05-31 |  | Non-lead
013664 | 1812 FLAGLER AVE |  | Polytube | Yes |  | 2022-08-26 |  | PVC | 1966 | Yes |  | 2022-08-26 |  | Non-lead
013665 | 910 17TH TER |  | Polytube | Yes |  | 2022-05-18 |  | Copper | 1963 | Yes |  | 2022-05-18 |  | Non-lead
013666 | 905 17TH TER |  | PVC | Yes |  | 2022-06-16 |  | PVC | 1965 | Yes |  | 2022-06-16 |  | Non-lead
013667 | 3032 N ROOSEVELT BLVD |  | Copper | Yes |  | 2022-11-22 |  | Copper | 1961 | Yes |  | 2022-11-22 |  | Non-lead
013669 | APT REAR 1202 ROYAL ST |  | Polytube | Yes |  | 2023-03-23 |  | PVC | 1948 | Yes |  | 2023-03-23 |  | Non-lead
013672 | APT 1 817 WASHINGTON ST |  | Unknown, Non-Lead | Yes |  | 2023-08-14 |  | PVC | 2007 | Yes |  | 2023-08-14 |  | Non-lead
013673 | APT B 824 FLEMING ST |  | Polytube | Yes |  | 2024-05-08 |  | PVC | 1899 | Yes |  | 2024-05-08 |  | Non-lead
013674 | APT C 824 FLEMING ST |  | Polytube | Yes |  | 2024-09-05 |  | PVC | 1899 | Yes |  | 2024-09-05 |  | Non-lead
013675 | APT D 824 FLEMING ST |  | Polytube | Yes |  | 2022-12-02 |  | PVC | 1899 | Yes |  | 2022-12-02 |  | Non-lead
013677 | 90200 OVERSEAS HWY |  | Polytube | Yes |  | 2022-06-21 |  | PVC | 1960 | Yes |  | 2022-06-21 |  | Non-lead
013678 | 121 S HAMMOCK RD |  | Polytube | Yes |  | 2022-06-23 |  | PVC | 1958 | Yes |  | 2022-06-23 |  | Non-lead
013679 | 776 BOSTWICK DR |  | Polytube | Yes |  | 2023-01-27 |  | PVC | 1953 | Yes |  | 2023-01-27 |  | Non-lead
013681 | 95351 OVERSEAS HWY |  | Polytube | Yes |  | 2022-09-20 |  | PVC | 1959 | Yes |  | 2022-09-20 |  | Non-lead
013682 | B6 62 TARPON BASIN DR |  | Polytube | Yes |  | 2023-01-05 |  | PVC | 1960 | Yes |  | 2023-01-05 |  | Non-lead
013683 | 52 AVENUE B |  | Polytube | Yes |  | 2020-03-24 |  | PVC | 1963 | Yes |  | 2020-03-24 |  | Non-lead
013684 | 20 S EXUMA RD |  | Polytube | Yes |  | 2022-10-03 |  | PVC | 1958 | Yes |  | 2022-10-03 |  | Non-lead
013685 | 60 CORAL DR |  | Polytube | Yes |  | 2022-11-29 |  | PVC | 1961 | Yes |  | 2022-11-29 |  | Non-lead
013686 | 63 TARPON BASIN DR |  | Polytube | Yes |  | 2023-01-05 |  | PVC | 1959 | Yes |  | 2023-01-05 |  | Non-lead
013687 | 10 AVE C |  | Polytube | Yes |  | 2023-01-05 |  | PVC | 1962 | Yes |  | 2023-01-05 |  | Non-lead
013688 | 365 BUTTONWOOD SHORES DR |  | Copper | Yes |  | 2023-01-30 |  | PVC | 1961 | Yes |  | 2023-01-30 |  | Non-lead
013690 | 3844 GILLOTT RD |  | Polytube | Yes |  | 2023-01-11 |  | PVC | 1968 | Yes |  | 2023-01-11 |  | Non-lead
013691 | 3869 GILLOTT RD |  | Polytube | Yes |  | 2022-02-24 |  | PVC | 1963 | Yes |  | 2022-02-24 |  | Non-lead
013692 | 2 EL MONTE LN |  | Polytube | Yes |  | 2022-11-23 |  | PVC |  | Yes |  | 2022-11-23 |  | Non-lead
013693 | 909 17TH TER |  | Polytube | Yes |  | 2024-06-28 |  | Copper | 1963 | Yes |  | 2024-06-28 |  | Non-lead
013694 | 3601 NORTHSIDE DR |  | Polytube | Yes |  | 2022-05-18 |  | PVC | 1963 | Yes |  | 2022-05-18 |  | Non-lead
013695 | 30454 PINE WAY |  | Polytube | Yes |  | 2021-09-22 |  | PVC | 2021 | Yes |  | 2021-09-22 |  | Non-lead
013698 | 657 E 105TH OCEAN ST |  | Unknown, Non-Lead | No |  |  |  | Polytube | 2008 | No |  |  |  | Non-lead
013700 | 1144 BULEVAR DE PALMAS BLVD |  | Polytube | Yes |  | 2023-03-21 |  | PVC | 1961 | Yes |  | 2023-03-21 |  | Non-lead
013701 | 594 84TH OCEAN ST |  | Unknown, Non-Lead | Yes |  | 2022-03-31 |  | Unknown, Non-Lead | 2006 | Yes |  | 2022-03-31 |  | Non-lead
013704 | 1543 WATSON BLVD |  | Polytube | No |  |  |  | PVC | 1963 | No |  |  |  | Non-lead
013705 | L9 B2 76 AVENUE B |  | Polytube | Yes |  | 2023-01-05 |  | PVC | 1970 | Yes |  | 2023-01-05 |  | Non-lead
013706 | 95 AVENUE A |  | Polytube | Yes |  | 2023-01-05 |  | PVC | 1967 | Yes |  | 2023-01-05 |  | Non-lead
013707 | 125 DUVAL ST |  | Polytube | Yes |  | 2022-11-30 |  | PVC | 1927 | Yes |  | 2022-11-30 |  | Non-lead
013709 | 123 DUVAL ST |  | Polytube | Yes |  | 2022-11-30 |  | PVC | 1927 | Yes |  | 2022-11-30 |  | Non-lead
013710 | LOT 43 1300 15TH CT |  | Polytube | Yes |  | 2024-03-05 |  | PVC | 1966 | Yes |  | 2024-03-05 |  | Non-lead
013711 | 30 RIVIERA DR |  | Unknown, Non-Lead | Yes |  | 2017-04-27 |  | Unknown, Non-Lead | 2010 | Yes |  | 2017-04-27 |  | Non-lead
013712 | 1223 ROYAL ST |  | Polytube | Yes |  | 2023-03-23 |  | PVC | 1933 | Yes |  | 2023-03-23 |  | Non-lead
013713 | 262 IROQUOIS ST |  | Polytube | Yes |  | 2022-05-31 |  | PVC | 1987 | Yes |  | 2022-05-31 |  | Non-lead
013714 | 144 N COCONUT PALM BLVD |  | Polytube | Yes |  | 2022-06-14 |  | PVC | 1963 | Yes |  | 2022-06-14 |  | Non-lead
013716 | 97 AVENUE B |  | Polytube | Yes |  | 2024-01-08 |  | PVC | 1968 | Yes |  | 2024-01-08 |  | Non-lead
013717 | L2 B4 6 AVENUE D |  | Polytube | Yes |  | 2023-01-05 |  | PVC | 1972 | Yes |  | 2023-01-05 |  | Non-lead
013718 | 106200 OVERSEAS HWY |  | Polytube | Yes |  | 2023-10-19 |  | PVC | 1995 | Yes |  | 2023-10-19 |  | Non-lead
013720 | L7 B5 41 AVENUE D |  | PVC | Yes |  | 2023-01-05 |  | PVC | 1982 | Yes |  | 2023-01-05 |  | Non-lead
013721 | 181 COCONUT ROW |  | Polytube | Yes |  | 2023-01-30 |  | Polytube | 1953 | Yes |  | 2023-01-30 |  | Non-lead
013722 | 2801 PATTERSON AVE |  | Polytube | Yes |  | 2024-06-28 |  | Copper | 1958 | Yes |  | 2024-06-28 |  | Non-lead
013723 | 1320 6TH ST |  | Polytube | Yes |  | 2022-08-12 |  | Copper | 1961 | Yes |  | 2022-08-12 |  | Non-lead
013724 | 584 97TH OCEAN ST |  | Unknown, Non-Lead | Yes |  | 2023-08-23 |  | Unknown, Non-Lead | 2002 | Yes |  | 2023-08-23 |  | Non-lead
013725 | 712 90TH OCEAN ST |  | Polytube | Yes |  | 2023-02-28 |  | PVC | 1964 | Yes |  | 2023-02-28 |  | Non-lead
013729 | 43 72ND ST OCEAN |  | PVC | Yes |  | 2022-08-15 |  | PVC | 1961 | Yes |  | 2022-08-15 |  | Non-lead
013730 | 99 SEASIDE AVE |  | Polytube | Yes |  | 2022-07-20 |  | PVC |  | Yes |  | 2022-07-20 |  | Non-lead
013732 | 80900 OVERSEAS HWY |  | PVC | Yes |  | 2022-06-22 |  | PVC | 1963 | Yes |  | 2022-06-22 |  | Non-lead
013733 | 27432 ST MARTIN LN |  | Polytube | Yes |  | 2023-05-04 |  | PVC | 1958 | Yes |  | 2023-05-04 |  | Non-lead
013734 | LOT 44 1300 15TH CT |  | Polytube | Yes |  | 2023-05-04 |  | PVC | 1966 | Yes |  | 2023-05-04 |  | Non-lead
013735 | 1207 UNITED ST |  | Copper | Yes |  | 2022-09-02 |  | PVC | 1968 | Yes |  | 2022-09-02 |  | Non-lead
013736 | 34 RIVIERA DR |  | Polytube | Yes |  | 2023-11-02 |  | PVC | 1965 | Yes |  | 2023-11-02 |  | Non-lead
013737 | 45 GARDEN COVE DR |  | Unknown, Non-Lead | No |  |  |  | Unknown, Non-Lead | 1992 | No |  |  |  | Non-lead
013738 | 1310 ALMAY ST |  | Polytube | Yes |  | 2023-02-01 |  | PVC | 1960 | Yes |  | 2023-02-01 |  | Non-lead
013739 | 85 AVENUE B |  | Polytube | Yes |  | 2019-05-24 |  | PVC | 1960 | Yes |  | 2019-05-24 |  | Non-lead
013740 | HOUSE BOAT 101 CARROLL ST |  | Polytube | Yes |  | 2022-06-27 |  | PVC | 1960 | Yes |  | 2022-06-27 |  | Non-lead
013741 | 90701 OLD L8 B1 HWY |  | Polytube | Yes |  | 2022-06-22 |  | PVC | 1961 | Yes |  | 2022-06-22 |  | Non-lead
013742 | 67 BASS AVE |  | Polytube | Yes |  | 2022-10-27 |  | PVC | 1961 | Yes |  | 2022-10-27 |  | Non-lead
013743 | 1404 PATRICIA ST |  | Polytube | Yes |  | 2023-01-11 |  | PVC | 1952 | Yes |  | 2023-01-11 |  | Non-lead
013744 | THEATER 402 WALL ST |  | Polytube | Yes |  | 2022-12-29 |  | PVC | 1985 | Yes |  | 2022-12-29 |  | Non-lead
013745 | 2505 PATTERSON AVE |  | Polytube | Yes |  | 2023-05-04 |  | PVC | 1963 | Yes |  | 2023-05-04 |  | Non-lead
013746 | 127 N ROLLING HILL RD |  | Polytube | Yes |  | 2022-06-15 |  | PVC | 1963 | Yes |  | 2022-06-15 |  | Non-lead
013747 | 44 ORANGE DR |  | Polytube | Yes |  | 2022-05-17 |  | PVC | 1962 | Yes |  | 2022-05-17 |  | Non-lead
013748 | 69 AVENUE A |  | Copper | Yes |  | 2023-05-09 |  | PVC | 1961 | Yes |  | 2023-05-09 |  | Non-lead
013749 | 74 AVENUE A |  | Polytube | Yes |  | 2023-01-05 |  | PVC | 1952 | Yes |  | 2023-01-05 |  | Non-lead
013750 | APT 2 FRONT UP 2 833 OLIVIA ST |  | Polytube | Yes |  | 2023-03-30 |  | PVC | 1923 | Yes |  | 2023-03-30 |  | Non-lead
013751 | 1210 20TH ST |  | Polytube | Yes |  | 2024-05-29 |  | PVC | 1960 | Yes |  | 2024-05-29 |  | Non-lead
013752 | 1206 20TH ST |  | Polytube | Yes |  | 2022-05-18 |  | PVC | 1960 | Yes |  | 2022-05-18 |  | Non-lead
013753 | 1118 20TH ST |  | Polytube | Yes |  | 2022-07-25 |  | PVC | 1960 | Yes |  | 2022-07-25 |  | Non-lead
013754 | 1220 19TH TERR |  | Copper | Yes |  | 2022-05-18 |  | Copper | 1960 | Yes |  | 2022-05-18 |  | Non-lead
013755 | 13 ARBUTUS DR |  | Polytube | Yes |  | 2024-07-22 |  | PVC | 1962 | Yes |  | 2024-07-22 |  | Non-lead
013756 | 15 ARBUTUS DR |  | Polytube | Yes |  | 2022-04-29 |  | PVC | 1962 | Yes |  | 2022-04-29 |  | Non-lead
013761 | 1202 20TH ST |  | Polytube | Yes |  | 2022-05-18 |  | Copper | 1960 | Yes |  | 2022-05-18 |  | Non-lead
013763 | 230 GULFVIEW DR |  | Polytube | Yes |  | 2022-06-30 |  | PVC | 1963 | Yes |  | 2022-06-30 |  | Non-lead
013764 | 8239 OVERSEAS HWY |  | Polytube | Yes |  | 2024-02-14 |  | PVC | 1968 | Yes |  | 2024-02-14 |  | Non-lead
013765 | 484 64TH OCEAN ST |  | Polytube | Yes |  | 2023-03-08 |  | PVC | 1958 | Yes |  | 2023-03-08 |  | Non-lead
013766 | 260 12TH ST |  | Polytube | Yes |  | 2022-10-22 |  | PVC | 1960 | Yes |  | 2022-10-22 |  | Non-lead
013768 | 9 125TH GULF ST |  | Polytube | Yes |  | 2022-06-17 |  | PVC | 1961 | Yes |  | 2022-06-17 |  | Non-lead
013769 | OCEAN 662 97TH ST |  | Polytube | Yes |  | 2022-11-04 |  | PVC | 1963 | Yes |  | 2022-11-04 |  | Non-lead
013770 | 1201 CACTUS ST |  | Polytube | Yes |  | 2023-07-06 |  | PVC | 1964 | Yes |  | 2023-07-06 |  | Non-lead
013771 | 89 TARPON BASIN DR |  | Polytube | Yes |  | 2023-01-05 |  | PVC | 1974 | Yes |  | 2023-01-05 |  | Non-lead
013772 | L3 B7 55 TARPON BASIN DR |  | Polytube | Yes |  | 2023-01-05 |  | PVC | 1970 | Yes |  | 2023-01-05 |  | Non-lead
013773 | 98275 OVERSEAS HWY NORTHBOU |  | Polytube | Yes |  | 2023-01-30 |  | PVC | 1944 | Yes |  | 2023-01-30 |  | Non-lead
013774 | 14 CINDY PLACE |  | Unknown, Non-Lead | Yes |  | 2019-10-03 |  | PVC | 1993 | Yes |  | 2019-10-03 |  | Non-lead
013775 | 204 SHORE AVE |  | Polytube | Yes |  | 2024-03-07 |  | Copper | 1962 | Yes |  | 2024-03-07 |  | Non-lead
013778 | 51 RIVIERA DR |  | Polytube | Yes |  | 2022-07-29 |  | PVC | 2011 | Yes |  | 2022-07-29 |  | Non-lead
013779 | 30 BLUEWATER DR |  | Polytube | Yes |  | 2022-07-07 |  | PVC | 1963 | Yes |  | 2022-07-07 |  | Non-lead
013780 | 50 TARPON BASIN DR |  | Unknown, Non-Lead | No |  |  |  | Unknown, Non-Lead | 1999 | No |  |  |  | Non-lead
013781 | 81927 OVERSEAS HWY |  | Polytube | Yes |  | 2022-06-27 |  | PVC | 1950 | Yes |  | 2022-06-27 |  | Non-lead
013784 | 378 97TH OCEAN ST |  | Unknown, Non-Lead | No |  |  |  | Polytube | 1989 | No |  |  |  | Non-lead
013786 | 161 11TH ST |  | Polytube | Yes |  | 2024-09-18 |  | PVC | 1969 | Yes |  | 2024-09-18 |  | Non-lead
013787 | 57560 MORTON ST |  | Polytube | Yes |  | 2022-10-22 |  | PVC | 1963 | Yes |  | 2022-10-22 |  | Non-lead
013789 | 73 TARPON BASIN DR |  | Polytube | Yes |  | 2023-01-05 |  | PVC | 1965 | Yes |  | 2023-01-05 |  | Non-lead
013790 | 75 SHORELAND DR |  | Polytube | Yes |  | 2022-10-31 |  | PVC | 1976 | Yes |  | 2022-10-31 |  | Non-lead
013791 | 17 CINDY PLACE |  | Polytube | Yes |  | 2022-11-08 |  | PVC | 1980 | Yes |  | 2022-11-08 |  | Non-lead
013792 | 24 PEQUENA LN |  | Polytube | Yes |  | 2023-07-31 |  | PVC | 1985 | Yes |  | 2023-07-31 |  | Non-lead
013793 | 11 EL MONTE LN |  | Unknown, Non-Lead | Yes |  | 2024-09-24 |  | Unknown, Non-Lead | 1995 | Yes |  | 2024-09-24 |  | Non-lead
013794 | LOT 225 1213 14TH ST |  | Polytube | Yes |  | 2022-07-22 |  | Polytube | 1965 | Yes |  | 2022-07-22 |  | Non-lead
013795 | 1314 FLAGLER AVE |  | Polytube | Yes |  | 2022-08-12 |  | PVC | 1958 | Yes |  | 2022-08-12 |  | Non-lead
013797 | 25 RIVIERA DR |  | Unknown, Non-Lead | Yes |  | 2024-09-13 |  | Unknown, Non-Lead | 2015 | Yes |  | 2024-09-13 |  | Non-lead
013798 | 504 AVENUE E |  | Polytube | Yes |  | 2024-05-03 |  | PVC | 2000 | Yes |  | 2024-05-03 |  | Non-lead
013799 | 1229 SIMONTON ST |  | Polytube | Yes |  | 2022-10-31 |  | PVC | 1963 | Yes |  | 2022-10-31 |  | Non-lead
013800 | LOT 223 1213 14TH ST |  | Polytube | Yes |  | 2023-08-23 |  | Polytube | 1965 | Yes |  | 2023-08-23 |  | Non-lead
013801 | APT 224 1213 14TH ST |  | Polytube | Yes |  | 2022-07-22 |  | PVC | 1965 | Yes |  | 2022-07-22 |  | Non-lead
013802 | 650 85TH OCEAN ST |  | Polytube | Yes |  | 2023-01-31 |  | PVC | 1962 | Yes |  | 2023-01-31 |  | Non-lead
013803 | LOT 218 1213 14TH ST |  | Polytube | Yes |  | 2022-07-22 |  | Polytube | 1965 | Yes |  | 2022-07-22 |  | Non-lead
013804 | 86 LEGRAND DR |  | Polytube | Yes |  | 2023-02-01 |  | PVC | 1960 | Yes |  | 2023-02-01 |  | Non-lead
013805 | 365 MAHOGANY DR |  | Polytube | Yes |  | 2023-02-08 |  | PVC | 1970 | Yes |  | 2023-02-08 |  | Non-lead
013806 | 1200 4TH ST |  | Polytube | Yes |  | 2023-04-26 |  | PVC | 1961 | Yes |  | 2023-04-26 |  | Non-lead
013807 | LOT 219 1213 14TH ST |  | Polytube | Yes |  | 2023-03-24 |  | PVC | 1965 | Yes |  | 2023-03-24 |  | Non-lead
013808 | 909 17TH ST |  | Polytube | Yes |  | 2022-05-18 |  | Copper | 1949 | Yes |  | 2022-05-18 |  | Non-lead
013809 | 9000 OVERSEAS HIGHWAY |  | Polytube | Yes |  | 2021-04-23 |  | PVC | 1995 | Yes |  | 2021-04-23 |  | Non-lead
013810 | 555 84TH OCEAN ST |  | Polytube | Yes |  | 2023-01-12 |  | PVC |  | Yes |  | 2023-01-12 |  | Non-lead
013811 | 3301 OVERSEAS HWY |  | Cast Iron | Yes |  | 2024-03-14 |  | Cast Iron |  | Yes |  | 2024-03-14 |  | Non-lead
013812 | 635 27TH ST |  | Polytube | Yes |  | 2023-01-11 |  | PVC | 1957 | Yes |  | 2023-01-11 |  | Non-lead
013816 | 538 27TH OCEAN ST |  | Polytube | Yes |  | 2022-05-24 |  | PVC | 1962 | Yes |  | 2022-05-24 |  | Non-lead
013817 | 883 84TH OCEAN ST |  | Polytube | Yes |  | 2023-03-29 |  | PVC | 2006 | Yes |  | 2023-03-29 |  | Non-lead
013818 | LOT 098 6500 MALONEY AVE |  | PVC | Yes |  | 2023-03-06 |  | PVC | 1960 | Yes |  | 2023-03-06 |  | Non-lead
013819 | 307 AMELIA ST |  | Polytube | Yes |  | 2022-06-16 |  | PVC | 1933 | Yes |  | 2022-06-16 |  | Non-lead
013820 | LOT 220 1213 14TH ST |  | Polytube | Yes |  | 2023-08-23 |  | PVC | 1965 | Yes |  | 2023-08-23 |  | Non-lead
013821 | 300 AVENUE C |  | Unknown | Yes |  | 2023-05-22 |  | Unknown | 1982 | Yes |  | 2023-05-22 |  | Lead Status Unknown
013822 | 1000 COPPITT RD |  | Polytube | Yes |  | 2023-09-20 |  | PVC | 1963 | Yes |  | 2023-09-20 |  | Non-lead
013823 | L1 B4 2 AVENUE D |  | Polytube | Yes |  | 2024-08-28 |  | PVC | 1972 | Yes |  | 2024-08-28 |  | Non-lead
013824 | 7 AVENUE B |  | Polytube | Yes |  | 2023-01-05 |  | PVC | 1972 | Yes |  | 2023-01-05 |  | Non-lead
013827 | 3404 EAGLE AVE |  | PVC | Yes |  | 2022-06-14 |  | PVC | 1958 | Yes |  | 2022-06-14 |  | Non-lead
013828 | 38 TINA PL |  | Polytube | Yes |  | 2022-12-05 |  | PVC | 1958 | Yes |  | 2022-12-05 |  | Non-lead
013829 | 93 AVENUE B |  | Polytube | Yes |  | 2023-01-05 |  | PVC | 1960 | Yes |  | 2023-01-05 |  | Non-lead
013830 | 108 DOVE AVE |  | Polytube | Yes |  | 2022-07-19 |  | PVC | 1969 | Yes |  | 2022-07-19 |  | Non-lead
013831 | #3 6200 3RD ST |  | Unknown, Non-Lead | Yes |  | 2024-05-31 |  | Unknown, Non-Lead | 2001 | Yes |  | 2024-05-31 |  | Non-lead
013832 | 2 6200 3RD ST |  | Polytube | Yes |  | 2022-11-23 |  | PVC | 1963 | Yes |  | 2022-11-23 |  | Non-lead
013833 | 4 6200 3RD ST |  | Unknown, Non-Lead | No |  |  |  | Unknown, Non-Lead | 2001 | No |  |  |  | Non-lead
013834 | 1 6200 3RD ST |  | Polytube | Yes |  | 2023-03-08 |  | PVC | 1945 | Yes |  | 2023-03-08 |  | Non-lead
013836 | 82656 OVERSEAS HWY |  | Unknown, Non-Lead | Yes |  | 2021-02-04 |  | Unknown, Non-Lead | 1989 | Yes |  | 2021-02-04 |  | Non-lead
013837 | 144 HARBORVIEW DR |  | Polytube | Yes |  | 2023-01-30 |  | PVC | 1959 | Yes |  | 2023-01-30 |  | Non-lead
013838 | 55 AVE C |  | Polytube | Yes |  | 2023-01-05 |  | PVC | 1982 | Yes |  | 2023-01-05 |  | Non-lead
013839 | 57 FLORIDA DR |  | Polytube | Yes |  | 2022-11-28 |  | PVC | 1960 | Yes |  | 2022-11-28 |  | Non-lead
013840 | 3817 FLAGLER AVE |  | Polytube | Yes |  | 2024-07-17 |  | Polytube | 1965 | Yes |  | 2024-07-17 |  | Non-lead
013842 | APT B 17 E CIRCLE DR |  | Polytube | No |  |  |  | PVC | 2019 | No |  |  |  | Non-lead
013843 | 905 17TH ST |  | Polytube | Yes |  | 2022-05-12 |  | Copper | 1963 | Yes |  | 2022-05-12 |  | Non-lead
013844 | 3515 NORTHSIDE DR |  | Polytube | Yes |  | 2022-07-08 |  | Copper | 1965 | Yes |  | 2022-07-08 |  | Non-lead
013845 | 3525 NORTHSIDE DR |  | Polytube | Yes |  | 2023-05-04 |  | Copper | 1968 | Yes |  | 2023-05-04 |  | Non-lead
013846 | 906 17TH TER |  | Polytube | Yes |  | 2024-04-22 |  | Copper | 1965 | Yes |  | 2024-04-22 |  | Non-lead
013847 | 1736 JOHNSON ST |  | Polytube | Yes |  | 2022-11-03 |  | PVC | 1963 | Yes |  | 2022-11-03 |  | Non-lead
013848 | LOT 215 1213 14TH ST |  | Polytube | Yes |  | 2022-07-25 |  | PVC | 1965 | Yes |  | 2022-07-25 |  | Non-lead
013850 | 17 72ND ST OCEAN |  | PVC | Yes |  | 2023-07-27 |  | PVC | 1961 | Yes |  | 2023-07-27 |  | Non-lead
013853 | 1500 52ND GULF ST |  | Polytube | Yes |  | 2023-11-07 |  | Copper | 1962 | Yes |  | 2023-11-07 |  | Non-lead
013854 | 1420 6TH ST |  | Polytube | Yes |  | 2022-08-12 |  | Copper | 1958 | Yes |  | 2022-08-12 |  | Non-lead
013855 | 305 GULF RD |  | Polytube | Yes |  | 2022-06-22 |  | PVC | 1961 | Yes |  | 2022-06-22 |  | Non-lead
013857 | 16 AVE C |  | Polytube | Yes |  | 2023-01-18 |  | PVC | 1963 | Yes |  | 2023-01-18 |  | Non-lead
013858 | 335 MAHOGANY DR |  | Polytube | Yes |  | 2023-01-23 |  | PVC | 1958 | Yes |  | 2023-01-23 |  | Non-lead
013859 | 50 AVENUE A |  | Polytube | Yes |  | 2023-01-18 |  | PVC | 1969 | Yes |  | 2023-01-18 |  | Non-lead
013860 | 1601 WASHINGTON ST |  | Copper | Yes |  | 2022-10-14 |  | PVC | 1961 | Yes |  | 2022-10-14 |  | Non-lead
013861 | 24915 CENTER ST |  | Polytube | Yes |  | 2023-04-24 |  | PVC | 1964 | Yes |  | 2023-04-24 |  | Non-lead
013862 | LOT 217 1213 14TH ST |  | Polytube | Yes |  | 2022-07-22 |  | PVC | 1965 | Yes |  | 2022-07-22 |  | Non-lead
013863 | 1020 THOMAS ST |  | Polytube | Yes |  | 2023-10-05 |  | Copper | 1923 | Yes |  | 2023-10-05 |  | Non-lead
013864 | 4450 KEY DEER BLVD |  | Polytube | Yes |  | 2023-01-11 |  | Polytube | 1967 | Yes |  | 2023-01-11 |  | Non-lead
013865 | 1181 MILLS RD |  | Polytube | Yes |  | 2024-06-04 |  | PVC | 1953 | Yes |  | 2024-06-04 |  | Non-lead
013866 | 87431 OLD Hwy |  | Polytube | Yes |  | 2022-07-12 |  | PVC | 1972 | Yes |  | 2022-07-12 |  | Non-lead
013867 | 8 AVENUE B |  | Polytube | Yes |  | 2024-05-29 |  | PVC | 1958 | Yes |  | 2024-05-29 |  | Non-lead
013868 | 30 AVE C |  | Polytube | Yes |  | 2023-04-24 |  | Galvanized | 1969 | Yes |  | 2023-04-24 |  | Galvanized Requiring Replacement
013869 | 83 TARPON BASIN DR |  | Polytube | Yes |  | 2023-01-05 |  | PVC | 1965 | Yes |  | 2023-01-05 |  | Non-lead
013870 | 21 AVENUE D |  | Polytube | Yes |  | 2023-01-05 |  | PVC | 1982 | Yes |  | 2023-01-05 |  | Non-lead
013871 | 1227 WARNER RD |  | Polytube | Yes |  | 2024-06-04 |  | Polytube | 1953 | Yes |  | 2024-06-04 |  | Non-lead
013872 | 3501 EAGLE AVE |  | Polytube | Yes |  | 2024-07-10 |  | PVC |  | Yes |  | 2024-07-10 |  | Non-lead
013873 | 313 BUTTONWOOD CIR |  | Polytube | Yes |  | 2023-02-02 |  | PVC | 1964 | Yes |  | 2023-02-02 |  | Non-lead
013874 | 1 BOWEN DR |  | Polytube | Yes |  | 2022-07-25 |  | PVC | 1959 | Yes |  | 2022-07-25 |  | Non-lead
013875 | APT FRONT 1316 WHALTON ST |  | Unknown, Non-Lead | Yes |  | 2020-03-12 |  | Unknown, Non-Lead | 2019 | Yes |  | 2020-03-12 |  | Non-lead
013876 | 330 C AVE |  | Unknown, Non-Lead | Yes |  | 2022-01-27 |  | PVC | 2016 | Yes |  | 2022-01-27 |  | Non-lead
013877 | MM 9.5 201 OVERSEAS HWY |  | Polytube | Yes |  | 2023-12-29 |  | PVC | 1963 | Yes |  | 2023-12-29 |  | Non-lead
013878 | LOT 214 1213 14TH ST |  | Polytube | Yes |  | 2022-07-22 |  | PVC | 1965 | Yes |  | 2022-07-22 |  | Non-lead
013879 | 160 CORNER JOHN MASTER METER ST |  | Polytube | Yes |  | 2022-11-23 |  | PVC | 1961 | Yes |  | 2022-11-23 |  | Non-lead
013881 | LOT 222 1213 14TH ST |  | Polytube | Yes |  | 2024-01-18 |  | Polytube | 1965 | Yes |  | 2024-01-18 |  | Non-lead
013882 | UNIT D 713 EMMA ST |  | Unknown, Non-Lead | Yes |  | 2023-06-22 |  | Unknown, Non-Lead | 2005 | Yes |  | 2023-06-22 |  | Non-lead
013883 | UNIT 3 713 EMMA ST |  | Unknown, Non-Lead | No |  |  |  | Unknown, Non-Lead | 1992 | No |  |  |  | Non-lead
013884 | APT 2/B 713 EMMA ST |  | Unknown, Non-Lead | No |  |  |  | Unknown, Non-Lead | 2005 | No |  |  |  | Non-lead
013885 | LOT 203 1213 14TH ST |  | Polytube | Yes |  | 2022-07-22 |  | Polytube | 1965 | Yes |  | 2022-07-22 |  | Non-lead
013886 | 425 121ST GULF ST |  | Polytube | Yes |  | 2022-07-18 |  | PVC | 1961 | Yes |  | 2022-07-18 |  | Non-lead
013887 | 10900 6TH GULF Ave |  | Polytube | Yes |  | 2022-11-30 |  | PVC | 1963 | Yes |  | 2022-11-30 |  | Non-lead
013888 | 8037 GULFSTREAM BLVD |  | Polytube | Yes |  | 2023-12-20 |  | PVC | 1958 | Yes |  | 2023-12-20 |  | Non-lead
013889 | 11587 OVERSEAS HWY |  | Polytube | Yes |  | 2022-10-27 |  | PVC | 1967 | Yes |  | 2022-10-27 |  | Non-lead
013890 | 419 E 105TH OCEAN ST |  | Unknown, Non-Lead | No |  |  |  | No Piping | Vacant | No |  |  |  | Non-lead
013891 | 280 12TH ST |  | Polytube | Yes |  | 2024-06-21 |  | PVC | 1961 | Yes |  | 2024-06-21 |  | Non-lead
013892 | 860 12TH ST |  | Unknown, Non-Lead | Yes |  | 2022-03-16 |  | Unknown, Non-Lead | 2009 | Yes |  | 2022-03-16 |  | Non-lead
013893 | 57500 MORTON ST |  | Polytube | Yes |  | 2022-10-22 |  | PVC | 1968 | Yes |  | 2022-10-22 |  | Non-lead
013894 | 301 3RD ST |  | Polytube | Yes |  | 2022-10-22 |  | PVC | 1962 | Yes |  | 2022-10-22 |  | Non-lead
013895 | 1242 91ST OCEAN CT |  | Unknown, Non-Lead | Yes |  | 2023-12-15 |  | PVC | 2007 | Yes |  | 2023-12-15 |  | Non-lead
013897 | LOT 221 1213 14TH ST |  | Polytube | Yes |  | 2022-07-22 |  | PVC | 1965 | Yes |  | 2022-07-22 |  | Non-lead
013899 | 58 B AVE |  | Polytube | Yes |  | 2023-05-23 |  | PVC | 1963 | Yes |  | 2023-05-23 |  | Non-lead
013900 | 1316 1/2 WHALTON ST |  | Unknown, Non-Lead | Yes |  | 2019-12-31 |  | Unknown, Non-Lead | 2019 | Yes |  | 2019-12-31 |  | Non-lead
013902 | TERR 913 18TH |  | Polytube | Yes |  | 2022-05-18 |  | Copper | 1962 | Yes |  | 2022-05-18 |  | Non-lead
013903 | 1/2 709 BAKERS LN |  | Polytube | Yes |  | 2023-02-14 |  | PVC | 1948 | Yes |  | 2023-02-14 |  | Non-lead
013904 | APT 2 1019 GRINNELL ST |  | Polytube | Yes |  | 2024-03-19 |  | PVC | 1943 | Yes |  | 2024-03-19 |  | Non-lead
013905 | 48 PALMETTO DR |  | Polytube | Yes |  | 2023-07-19 |  | Copper | 1962 | Yes |  | 2023-07-19 |  | Non-lead
013906 | LOT 216 1213 14TH ST |  | Polytube | Yes |  | 2024-05-28 |  | Polytube | 1965 | Yes |  | 2024-05-28 |  | Non-lead
013908 | 1207 VON PHISTER ST |  | Polytube | Yes |  | 2022-11-04 |  | Copper | 1964 | Yes |  | 2022-11-04 |  | Non-lead
013909 | 1723 WATSON BLVD |  | Polytube | Yes |  | 2022-11-16 |  | PVC | 1963 | Yes |  | 2022-11-16 |  | Non-lead
013910 | APT C 912 POHALSKI ST |  | Polytube | Yes |  | 2023-03-23 |  | PVC | 1933 | Yes |  | 2023-03-23 |  | Non-lead
013911 | 302 MATECUMBE AVE |  | Polytube | Yes |  | 2023-02-01 |  | PVC | 1962 | Yes |  | 2023-02-01 |  | Non-lead
013912 | L22 B3 88540 OVERSEAS HWY |  | PVC | Yes |  | 2022-06-15 |  | PVC |  | Yes |  | 2022-06-15 |  | Non-lead
013914 | 81 AVE D |  | Polytube | Yes |  | 2022-12-12 |  | PVC | 1978 | Yes |  | 2022-12-12 |  | Non-lead
013915 | 21 PEQUENA LN |  | Polytube | Yes |  | 2023-09-07 |  | PVC | 1972 | Yes |  | 2023-09-07 |  | Non-lead
013916 | 11 BARCELONA DR |  | Polytube | Yes |  | 2023-07-31 |  | PVC |  | Yes |  | 2023-07-31 |  | Non-lead
013918 | 46 RIVIERA DR |  | Unknown, Non-Lead | Yes |  | 2024-09-30 |  | PVC | 2000 | Yes |  | 2024-09-30 |  | Non-lead
013919 | APT A & B 1614 DENNIS ST |  | Polytube | Yes |  | 2023-04-24 |  | PVC | 1968 | Yes |  | 2023-04-24 |  | Non-lead
013920 | 48 RIVIERA DR |  | Polytube | Yes |  | 2023-02-24 |  | PVC | 1970 | Yes |  | 2023-02-24 |  | Non-lead
013921 | 24814 W OVERSEAS HWY |  | Polytube | Yes |  | 2023-04-25 |  | PVC | 1960 | Yes |  | 2023-04-25 |  | Non-lead
013922 | 566 PALM DR |  | Unknown, Non-Lead | No |  |  |  | Unknown, Non-Lead | 2011 | No |  |  |  | Non-lead
013923 | 31133 AVE A |  | Unknown, Non-Lead | No |  |  |  | Unknown, Non-Lead | 1994 | No |  |  |  | Non-lead
013924 | LOT 010 6500 MALONEY AVE |  | Polytube | Yes |  | 2024-01-22 |  | PVC | 1960 | Yes |  | 2024-01-22 |  | Non-lead
013925 | 142 SHORE LN |  | Polytube | Yes |  | 2024-09-03 |  | PVC | 1962 | Yes |  | 2024-09-03 |  | Non-lead
013927 | 208 TIDE AVE |  | Polytube | Yes |  | 2022-06-13 |  | PVC | 1973 | Yes |  | 2022-06-13 |  | Non-lead
013928 | 223 AVENUE B |  | Polytube | Yes |  | 2022-10-17 |  | PVC | 1961 | Yes |  | 2022-10-17 |  | Non-lead
013929 | 70 AVE C |  | Polytube | Yes |  | 2022-08-24 |  | PVC | 1972 | Yes |  | 2022-08-24 |  | Non-lead
013930 | 34 ALLAMANDA AVE |  | Polytube | Yes |  | 2022-04-29 |  | Copper | 1962 | Yes |  | 2022-04-29 |  | Non-lead
013931 | 1610 DENNIS ST |  | Polytube | Yes |  | 2024-10-01 |  | None | 1958 | Yes |  | 2024-10-01 |  | Non-lead
013932 | 7 RIVIERA DR |  | Polytube | Yes |  | 2023-07-31 |  | PVC | 1976 | Yes |  | 2023-07-31 |  | Non-lead
013933 | 5 RIVIERA DR |  | Unknown, Non-Lead | No |  |  |  | Unknown, Non-Lead | 2004 | No |  |  |  | Non-lead
013934 | 3 RIVIERA DR |  | Polytube | Yes |  | 2024-01-03 |  | PVC | 1975 | Yes |  | 2024-01-03 |  | Non-lead
013935 | 1 RIVIERA DR |  | Unknown, Non-Lead | Yes |  | 2023-11-29 |  | PVC | 1999 | Yes |  | 2023-11-29 |  | Non-lead
013936 | 221 TRUMAN AVE |  | Unknown, Non-Lead | Yes |  | 2022-07-15 |  | No Piping | 1943 | Yes |  | 2022-07-15 |  | Non-lead
013937 | 9 BARCELONA DR |  | Polytube | Yes |  | 2022-10-05 |  | PVC | 1975 | Yes |  | 2022-10-05 |  | Non-lead
013938 | 7 BARCELONA DR |  | Unknown | Yes |  | 2024-01-11 |  | Unknown | 1975 | Yes |  | 2024-01-11 |  | Lead Status Unknown
013939 | 179 BOUGANVILLA ST |  | Polytube | Yes |  | 2022-06-15 |  | PVC | 1969 | Yes |  | 2022-06-15 |  | Non-lead
013940 | 1010 16TH TERR |  | Polytube | Yes |  | 2024-04-17 |  | Copper | 1963 | Yes |  | 2024-04-17 |  | Non-lead
013941 | 1006 16 TERR |  | Polytube | Yes |  | 2022-05-11 |  | Copper | 1965 | Yes |  | 2022-05-11 |  | Non-lead
013942 | 1014 16TH TERR |  | Polytube | Yes |  | 2022-05-18 |  | PVC | 1963 | Yes |  | 2022-05-18 |  | Non-lead
013943 | 1018 16TH TERR |  | Polytube | Yes |  | 2022-05-18 |  | Copper | 1963 | Yes |  | 2022-05-18 |  | Non-lead
013944 | 1024 16TH TERR |  | Polytube | Yes |  | 2023-05-04 |  | Copper | 1965 | Yes |  | 2023-05-04 |  | Non-lead
013945 | 1102 16TH TERR |  | Polytube | Yes |  | 2022-05-18 |  | Copper | 1963 | Yes |  | 2022-05-18 |  | Non-lead
013946 | 1000 16TH TERR |  | Polytube | Yes |  | 2022-05-18 |  | PVC | 1965 | Yes |  | 2022-05-18 |  | Non-lead
013947 | LOT D 1213 14TH ST |  | Polytube | Yes |  | 2022-07-22 |  | Polytube | 1965 | Yes |  | 2022-07-22 |  | Non-lead
013949 | 80 AVE E |  | Polytube | Yes |  | 2022-08-22 |  | PVC | 1955 | Yes |  | 2022-08-22 |  | Non-lead
013950 | LOT L 1213 14TH ST |  | Polytube | Yes |  | 2022-07-22 |  | PVC | 1965 | Yes |  | 2022-07-22 |  | Non-lead
013951 | LOT M 1213 14TH ST |  | Polytube | Yes |  | 2022-07-22 |  | PVC | 1965 | Yes |  | 2022-07-22 |  | Non-lead
013952 | #A 1616 BERTHA ST |  | Polytube | Yes |  | 2022-09-22 |  | Copper | 1968 | Yes |  | 2022-09-22 |  | Non-lead
013953 | REAR 1616 BERTHA ST |  | Polytube | Yes |  | 2022-09-22 |  | Polytube | 1968 | Yes |  | 2022-09-22 |  | Non-lead
013954 | LOT G 1213 14TH ST |  | Polytube | Yes |  | 2022-07-22 |  | PVC | 1965 | Yes |  | 2022-07-22 |  | Non-lead
013956 | 468 100TH OCEAN ST |  | Polytube | Yes |  | 2022-11-22 |  | PVC | 1968 | Yes |  | 2022-11-22 |  | Non-lead
013957 | 368 100TH OCEAN ST |  | Polytube | Yes |  | 2022-11-02 |  | PVC | 1968 | Yes |  | 2022-11-02 |  | Non-lead
013958 | 485 E 105TH OCEAN ST |  | Unknown, Non-Lead | No |  |  |  | Unknown, Non-Lead | 2016 | No |  |  |  | Non-lead
013959 | LOT A 1213 14TH ST |  | Copper | Yes |  | 2022-07-22 |  | PVC | 1965 | Yes |  | 2022-07-22 |  | Non-lead
013960 | LOT K 1213 14TH ST |  | Polytube | Yes |  | 2022-07-22 |  | PVC | 1965 | Yes |  | 2022-07-22 |  | Non-lead
013961 | LOT I 1213 14TH ST |  | Polytube | Yes |  | 2022-07-22 |  | PVC | 1965 | Yes |  | 2022-07-22 |  | Non-lead
013962 | #5 6430 SUNSHINE ST |  | Unknown, Non-Lead | Yes |  | 2020-04-24 |  | Unknown, Non-Lead | 2004 | Yes |  | 2020-04-24 |  | Non-lead
013963 | 80 AVE C |  | Polytube | Yes |  | 2023-01-05 |  | PVC | 1968 | Yes |  | 2023-01-05 |  | Non-lead
013964 | B9 145 PLANTATION BLVD |  | Polytube | Yes |  | 2022-06-03 |  | PVC | 1962 | Yes |  | 2022-06-03 |  | Non-lead
013965 | 651 CABRERA ST |  | Polytube | Yes |  | 2022-10-31 |  | PVC | 1959 | Yes |  | 2022-10-31 |  | Non-lead
013966 | 31 BARCELONA DR |  | Unknown, Non-Lead | Yes |  | 2018-12-28 |  | Unknown, Non-Lead | 1988 | Yes |  | 2018-12-28 |  | Non-lead
013967 | 29 BARCELONA DR |  | Unknown, Non-Lead | Yes |  | 2020-08-31 |  | Unknown, Non-Lead | 1988 | Yes |  | 2020-08-31 |  | Non-lead
013968 | 27 BARCELONA DR |  | Unknown, Non-Lead | Yes |  | 2017-05-03 |  | Unknown, Non-Lead | 2011 | Yes |  | 2017-05-03 |  | Non-lead
013969 | 25 BARCELONA DR |  | Unknown, Non-Lead | No |  |  |  | Unknown, Non-Lead | 2010 | No |  |  |  | Non-lead
013970 | 23 BARCELONA DR |  | Polytube | Yes |  | 2024-09-30 |  | PVC | 1964 | Yes |  | 2024-09-30 |  | Non-lead
013971 | 21 BARCELONA DR |  | Polytube | Yes |  | 2023-07-28 |  | PVC | 1964 | Yes |  | 2023-07-28 |  | Non-lead
013972 | 19 BARCELONA DR |  | Unknown | Yes |  | 2023-05-04 |  | Unknown |  | Yes |  | 2023-05-04 |  | Lead Status Unknown
013973 | 17 BARCELONA DR |  | Unknown, Non-Lead | Yes |  | 2023-05-04 |  | No Piping |  | Yes |  | 2023-05-04 |  | Non-lead
013974 | 15 BARCELONA DR |  | Unknown | Yes |  | 2023-05-04 |  | Unknown | 1958 | Yes |  | 2023-05-04 |  | Lead Status Unknown
013976 | 33 BARCELONA DR |  | Unknown, Non-Lead | No |  |  |  | Unknown, Non-Lead | 2012 | No |  |  |  | Non-lead
013977 | 85 AVE C |  | Unknown, Non-Lead | Yes |  | 2018-04-04 |  | Unknown, Non-Lead | 2006 | Yes |  | 2018-04-04 |  | Non-lead
013978 | PT L6 80625 OLD HWY |  | Polytube | Yes |  | 2022-06-22 |  | PVC | 1962 | Yes |  | 2022-06-22 |  | Non-lead
013979 | 5 BARCELONA DR |  | Unknown, Non-Lead | No |  |  |  | Unknown, Non-Lead | 2007 | No |  |  |  | Non-lead
013980 | 3 BARCELONA DR |  | Unknown, Non-Lead | No |  |  |  | Unknown, Non-Lead | 2000 | No |  |  |  | Non-lead
013981 | 1 BARCELONA DR |  | Polytube | Yes |  | 2022-06-28 |  | PVC | 2013 | Yes |  | 2022-06-28 |  | Non-lead
013982 | 25063 PALM LN |  | Polytube | Yes |  | 2023-04-25 |  | PVC | 1963 | Yes |  | 2023-04-25 |  | Non-lead
013983 | 19591 AZTEC ST |  | Polytube | Yes |  | 2023-01-13 |  | PVC | 1949 | Yes |  | 2023-01-13 |  | Non-lead
013984 | OCEAN 950 W 105TH ST |  | Unknown, Non-Lead | Yes |  | 2017-12-27 |  | Unknown, Non-Lead | 2016 | Yes |  | 2017-12-27 |  | Non-lead
013985 | 325 105TH OCEAN ST |  | Unknown, Non-Lead | No |  |  |  | No Piping | Vacant | No |  |  |  | Non-lead
013986 | 425 E 105TH OCEAN ST |  | Unknown, Non-Lead | No |  |  |  | Unknown, Non-Lead | 2019 | No |  |  |  | Non-lead
013987 | 450 E 105TH ST OC |  | Unknown, Non-Lead | No |  |  |  | Unknown, Non-Lead | 2015 | No |  |  |  | Non-lead
013988 | 480 E 105TH ST |  | Unknown, Non-Lead | No |  |  |  | Unknown, Non-Lead | 2015 | No |  |  |  | Non-lead
013989 | 504 E 105TH OCEAN ST |  | Unknown, Non-Lead | No |  |  |  | Unknown, Non-Lead | 2015 | No |  |  |  | Non-lead
013990 | 590 E 105TH St |  | Unknown, Non-Lead | Yes |  | 2020-10-31 |  | Unknown, Non-Lead | 2006 | Yes |  | 2020-10-31 |  | Non-lead
013991 | 650 E 105TH OCEAN ST |  | Polytube | Yes |  | 2024-04-10 |  | PVC | 2006 | Yes |  | 2024-04-10 |  | Non-lead
013992 | OCEAN 804 E 105TH ST |  | Unknown, Non-Lead | No |  |  |  | No Piping | 1968 | No |  |  |  | Non-lead
013993 | 713 105TH OCEAN ST |  | Unknown, Non-Lead | No |  |  |  | Unknown, Non-Lead | 2008 | No |  |  |  | Non-lead
013994 | 888 W 105TH OCEAN ST |  | Unknown, Non-Lead | Yes |  | 2021-10-18 |  | Unknown, Non-Lead | 2015 | Yes |  | 2021-10-18 |  | Non-lead
013995 | 910 W 105TH OCEAN ST |  | Unknown, Non-Lead | No |  |  |  | Unknown, Non-Lead | 2015 | No |  |  |  | Non-lead
013996 | 723 E 105TH OCEAN ST |  | Unknown, Non-Lead | No |  |  |  | Unknown, Non-Lead | 2008 | No |  |  |  | Non-lead
013997 | 850 E 105TH OCEAN ST |  | Unknown, Non-Lead | Yes |  | 2024-08-26 |  | Unknown, Non-Lead | 2009 | Yes |  | 2024-08-26 |  | Non-lead
013998 | 952 E 105TH OCEAN ST |  | Unknown, Non-Lead | Yes |  | 2018-06-14 |  | PVC | 2009 | Yes |  | 2018-06-14 |  | Non-lead
013999 | OCEAN 956 E 105TH ST |  | Unknown, Non-Lead | Yes |  | 2022-04-18 |  | Polytube | 2014 | Yes |  | 2022-04-18 |  | Non-lead
014000 | 960 E 105TH OCEAN ST |  | Unknown, Non-Lead | Yes |  | 2024-04-22 |  | PVC | 2008 | Yes |  | 2024-04-22 |  | Non-lead
014001 | OCEAN 966 105TH ST |  | Unknown, Non-Lead | Yes |  | 2021-06-16 |  | Unknown, Non-Lead | 2019 | Yes |  | 2021-06-16 |  | Non-lead
014002 | 1000 E 105TH OCEAN ST |  | Unknown, Non-Lead | Yes |  | 2020-07-27 |  | Polytube | 2019 | Yes |  | 2020-07-27 |  | Non-lead
014003 | 301 124TH GULF ST |  | Polytube | Yes |  | 2022-04-13 |  | PVC | 1965 | Yes |  | 2022-04-13 |  | Non-lead
014004 | GULF 303 124TH ST |  | Polytube | Yes |  | 2022-10-25 |  | PVC | 1965 | Yes |  | 2022-10-25 |  | Non-lead
014006 | 501 124TH GULF ST |  | Polytube | Yes |  | 2022-10-25 |  | PVC | 1963 | Yes |  | 2022-10-25 |  | Non-lead
014007 | 503 124TH GULF ST |  | Polytube | Yes |  | 2022-10-17 |  | PVC | 1963 | Yes |  | 2022-10-17 |  | Non-lead
014008 | 851 43RD GULF ST |  | Unknown, Non-Lead | Yes |  | 2022-10-20 |  | PVC | 1973 | Yes |  | 2022-10-20 |  | Non-lead
014009 | 750 91ST OCEAN CT |  | Unknown, Non-Lead | Yes |  | 2022-04-20 |  | Unknown, Non-Lead | 2016 | Yes |  | 2022-04-20 |  | Non-lead
014010 | 60 PELICAN RD |  | Polytube | Yes |  | 2024-06-06 |  | PVC | 1965 | Yes |  | 2024-06-06 |  | Non-lead
014012 | 5600 3RD AVE |  | Polytube | Yes |  | 2023-03-06 |  | PVC | 1958 | Yes |  | 2023-03-06 |  | Non-lead
014013 | 71 TARPON BASIN DR |  | Polytube | Yes |  | 2023-03-29 |  | PVC | 1965 | Yes |  | 2023-03-29 |  | Non-lead
014014 | 90 AVE C |  | Polytube | Yes |  | 2023-01-05 |  | PVC | 1974 | Yes |  | 2023-01-05 |  | Non-lead
014015 | 5 ABACO RD |  | Polytube | Yes |  | 2022-09-26 |  | PVC | 1964 | Yes |  | 2022-09-26 |  | Non-lead
014016 | 174 DOVE CREEK DR |  | Polytube | Yes |  | 2024-02-29 |  | PVC | 1962 | Yes |  | 2024-02-29 |  | Non-lead
014017 | 17 S EXUMA RD |  | Polytube | Yes |  | 2022-10-03 |  | PVC | 1964 | Yes |  | 2022-10-03 |  | Non-lead
014018 | 369 MAHOGANY DR |  | Polytube | Yes |  | 2023-02-08 |  | PVC | 1962 | Yes |  | 2023-02-08 |  | Non-lead
014019 | 102 ARCTIC AVE |  | Polytube | Yes |  | 2022-07-19 |  | PVC | 1962 | Yes |  | 2022-07-19 |  | Non-lead
014020 | 30 BAHAMA AVE |  | Polytube | Yes |  | 2022-11-30 |  | PVC | 1963 | Yes |  | 2022-11-30 |  | Non-lead
014021 | 56 BAHAMA AVE |  | Polytube | Yes |  | 2022-11-29 |  | PVC | 1962 | Yes |  | 2022-11-29 |  | Non-lead
014022 | 134 MARINA AVE |  | Polytube | Yes |  | 2022-12-05 |  | PVC | 1971 | Yes |  | 2022-12-05 |  | Non-lead
014023 | IRRIGATION 99501 OVERSEAS Hwy |  | Polytube | Yes |  | 2023-05-01 |  | PVC | 2005 | Yes |  | 2023-05-01 |  | Non-lead
014025 | 102341 OVERSEAS HWY |  | Polytube | Yes |  | 2023-02-01 |  | PVC | 1959 | Yes |  | 2023-02-01 |  | Non-lead
014026 | 39 BAHAMA AVE |  | Polytube | Yes |  | 2021-07-30 |  | PVC | 1991 | Yes |  | 2021-07-30 |  | Non-lead
014027 | 67 AVE C |  | Polytube | Yes |  | 2023-01-05 |  | PVC | 1969 | Yes |  | 2023-01-05 |  | Non-lead
014028 | 20 C AVE |  | Polytube | Yes |  | 2023-01-05 |  | PVC | 1963 | Yes |  | 2023-01-05 |  | Non-lead
014029 | 90 AVENUE A |  | Polytube | Yes |  | 2022-08-12 |  | PVC | 1969 | Yes |  | 2022-08-12 |  | Non-lead
014030 | 82 AVENUE B |  | Polytube | Yes |  | 2023-01-05 |  | Copper | 1962 | Yes |  | 2023-01-05 |  | Non-lead
014031 | 8 AVENUE F |  | Polytube | Yes |  | 2022-12-12 |  | PVC | 1957 | Yes |  | 2022-12-12 |  | Non-lead
014032 | 544 PALM DR |  | Polytube | Yes |  | 2022-06-09 |  | PVC | 1988 | Yes |  | 2022-06-09 |  | Non-lead
014033 | 65 TARPON BASIN DR |  | Polytube | Yes |  | 2023-01-05 |  | PVC | 1967 | Yes |  | 2023-01-05 |  | Non-lead
014034 | 30 AVENUE F |  | Polytube | Yes |  | 2022-12-12 |  | PVC | 1985 | Yes |  | 2022-12-12 |  | Non-lead
014035 | 31 HIBISCUS LN |  | Unknown, Non-Lead | Yes |  | 2023-09-19 |  | Unknown, Non-Lead | 2021 | Yes |  | 2023-09-19 |  | Non-lead
014036 | 43 AVENUE E |  | Polytube | Yes |  | 2022-12-12 |  | PVC | 1985 | Yes |  | 2022-12-12 |  | Non-lead
014037 | 10 AVENUE F |  | Polytube | Yes |  | 2022-12-12 |  | PVC | 1963 | Yes |  | 2022-12-12 |  | Non-lead
014038 | 39 AVE C |  | Polytube | Yes |  | 2023-01-05 |  | PVC | 1963 | Yes |  | 2023-01-05 |  | Non-lead
014040 | 70 AVE D |  | Polytube | Yes |  | 2023-05-19 |  | PVC | 1965 | Yes |  | 2023-05-19 |  | Non-lead
014041 | 53 AVENUE B |  | Polytube | Yes |  | 2023-01-05 |  | PVC | 1958 | Yes |  | 2023-01-05 |  | Non-lead
014043 | 50 AVE D |  | Polytube | Yes |  | 2022-12-12 |  | PVC | 1960 | Yes |  | 2022-12-12 |  | Non-lead
014044 | 2 CENTER LN |  | Polytube | Yes |  | 2023-05-04 |  | PVC | 1958 | Yes |  | 2023-05-04 |  | Non-lead
014046 | 156 VENETIAN DR |  | Polytube | Yes |  | 2022-06-29 |  | PVC | 1963 | Yes |  | 2022-06-29 |  | Non-lead
014049 | 149 COCOA DR |  | Polytube | Yes |  | 2023-10-18 |  | PVC | 1962 | Yes |  | 2023-10-18 |  | Non-lead
014050 | 167 BOUGANVILLA ST |  | Polytube | Yes |  | 2022-06-15 |  | PVC | 1963 | Yes |  | 2022-06-15 |  | Non-lead
014053 | 648 27TH OCEAN ST |  | Polytube | Yes |  | 2023-01-11 |  | PVC | 1961 | Yes |  | 2023-01-11 |  | Non-lead
014054 | 7973 GULFSTREAM BLVD |  | Polytube | Yes |  | 2023-07-03 |  | PVC | 1962 | Yes |  | 2023-07-03 |  | Non-lead
014055 | 57487 BAILEY ST |  | Polytube | Yes |  | 2024-06-24 |  | PVC | 1938 | Yes |  | 2024-06-24 |  | Non-lead
014056 | 1288 91ST CT |  | Polytube | Yes |  | 2022-07-12 |  | PVC | 2007 | Yes |  | 2022-07-12 |  | Non-lead
014057 | 800 74TH OCEAN ST |  | Polytube | Yes |  | 2023-02-27 |  | PVC | 1969 | Yes |  | 2023-02-27 |  | Non-lead
014058 | 281 46TH GULF ST |  | Polytube | Yes |  | 2022-10-20 |  | PVC | 1986 | Yes |  | 2022-10-20 |  | Non-lead
014059 | 11280 5TH GULF AVE |  | Polytube | Yes |  | 2023-05-04 |  | PVC | 1962 | Yes |  | 2023-05-04 |  | Non-lead
014060 | 11281 5TH GULF AVE |  | Polytube | Yes |  | 2022-08-31 |  | PVC | 1972 | Yes |  | 2022-08-31 |  | Non-lead
014062 | OCEAN 1113 28TH ST |  | Polytube | Yes |  | 2023-10-13 |  | PVC | 1962 | Yes |  | 2023-10-13 |  | Non-lead
014063 | 799 28TH ST OCEAN |  | Polytube | Yes |  | 2023-01-05 |  | PVC | 1957 | Yes |  | 2023-01-05 |  | Non-lead
014064 | LOT 032 6500 MALONEY AVE |  | PVC | Yes |  | 2023-03-06 |  | PVC | 1960 | Yes |  | 2023-03-06 |  | Non-lead
014065 | 17337 DOLPHIN ST |  | Polytube | Yes |  | 2022-07-12 |  | Polytube | 1962 | Yes |  | 2022-07-12 |  | Non-lead
014066 | LOT H 1213 14TH ST |  | Polytube | Yes |  | 2022-07-22 |  | PVC | 1965 | Yes |  | 2022-07-22 |  | Non-lead
014067 | 19 BEACH DR |  | Polytube | Yes |  | 2022-06-28 |  | PVC | 1978 | Yes |  | 2022-06-28 |  | Non-lead
014068 | 167 FONTAINE DR |  | Polytube | Yes |  | 2023-01-10 |  | PVC | 1965 | Yes |  | 2023-01-10 |  | Non-lead
014069 | 621 ASH AKA 1121 ANG ST |  | Polytube | Yes |  | 2023-02-22 |  | PVC | 1933 | Yes |  | 2023-02-22 |  | Non-lead
014070 | LOT E 1213 14TH ST |  | Polytube | Yes |  | 2022-07-22 |  | Polytube | 1965 | Yes |  | 2022-07-22 |  | Non-lead
014071 | 21060 5TH EAST AVE |  | Polytube | Yes |  | 2023-05-23 |  | PVC | 1965 | Yes |  | 2023-05-23 |  | Non-lead
014072 | 905 18TH TER |  | Polytube | Yes |  | 2022-05-18 |  | Copper | 1963 | Yes |  | 2022-05-18 |  | Non-lead
014073 | 3629 NORTHSIDE DR |  | Polytube | Yes |  | 2022-05-18 |  | PVC | 1963 | Yes |  | 2022-05-18 |  | Non-lead
014074 | 26 AMARYLLIS DR |  | Polytube | Yes |  | 2023-11-29 |  | PVC | 1964 | Yes |  | 2023-11-29 |  | Non-lead
014075 | 138 FIRST RD |  | Polytube | Yes |  | 2022-10-17 |  | PVC | 1964 | Yes |  | 2022-10-17 |  | Non-lead
014076 | 77 TARPON BASIN DR |  | Polytube | Yes |  | 2023-01-05 |  | PVC | 1970 | Yes |  | 2023-01-05 |  | Non-lead
014077 | 25 GARDEN COVE DR |  | Unknown | Yes |  | 2023-06-02 |  | Unknown | 1962 | Yes |  | 2023-06-02 |  | Lead Status Unknown
014078 | 1405 18TH ST |  | Polytube | Yes |  | 2023-05-04 |  | PVC | 1968 | Yes |  | 2023-05-04 |  | Non-lead
014079 | 7 PUERTA DR |  | Polytube | Yes |  | 2023-07-31 |  | PVC | 1974 | Yes |  | 2023-07-31 |  | Non-lead
014080 | LOT 55 1300 15TH CT |  | Polytube | Yes |  | 2023-05-04 |  | PVC | 1966 | Yes |  | 2023-05-04 |  | Non-lead
014081 | LOT 60 1300 15TH CT |  | Polytube | Yes |  | 2023-05-04 |  | PVC | 1966 | Yes |  | 2023-05-04 |  | Non-lead
014082 | 34 AVENUE E |  | Unknown, Non-Lead | No |  |  |  | No Piping | 1960 | No |  |  |  | Non-lead
014083 | 73 AVE C |  | Polytube | Yes |  | 2023-01-05 |  | PVC | 1972 | Yes |  | 2023-01-05 |  | Non-lead
014084 | 119 HARBOR DR |  | Polytube | Yes |  | 2023-11-08 |  | PVC | 1963 | Yes |  | 2023-11-08 |  | Non-lead
014085 | 274 JASMINE ST |  | Polytube | Yes |  | 2023-04-20 |  | PVC | 1963 | Yes |  | 2023-04-20 |  | Non-lead
014086 | LOT 54 1300 15TH CT |  | Polytube | Yes |  | 2023-05-04 |  | PVC | 1966 | Yes |  | 2023-05-04 |  | Non-lead
014087 | LOT 51 1300 15TH CT |  | Polytube | Yes |  | 2023-10-31 |  | PVC | 1966 | Yes |  | 2023-10-31 |  | Non-lead
014088 | 19552 AZTEC ST |  | Polytube | Yes |  | 2023-01-13 |  | PVC | 1953 | Yes |  | 2023-01-13 |  | Non-lead
014089 | LOT 52 1300 15TH CT |  | Polytube | Yes |  | 2024-04-22 |  | PVC | 1966 | Yes |  | 2024-04-22 |  | Non-lead
014090 | 19594 CALOOSA ST |  | Polytube | Yes |  | 2023-01-26 |  | PVC | 1968 | Yes |  | 2023-01-26 |  | Non-lead
014091 | 11 ARBUTUS DR |  | Polytube | Yes |  | 2023-08-04 |  | PVC | 1958 | Yes |  | 2023-08-04 |  | Non-lead
014092 | 18 PALM DR |  | Unknown, Non-Lead | No |  |  |  | Unknown, Non-Lead | 2006 | No |  |  |  | Non-lead
014093 | 58 PALM DR |  | Polytube | Yes |  | 2022-07-13 |  | PVC | 2017 | Yes |  | 2022-07-13 |  | Non-lead
014094 | LOT J 1213 14TH ST |  | Polytube | Yes |  | 2022-07-22 |  | PVC | 1965 | Yes |  | 2022-07-22 |  | Non-lead
014095 | 2 RIVIERA DR |  | Polytube | Yes |  | 2023-07-31 |  | PVC | 1975 | Yes |  | 2023-07-31 |  | Non-lead
014097 | 3812 GILLOTT RD |  | Polytube | Yes |  | 2023-01-11 |  | PVC | 1968 | Yes |  | 2023-01-11 |  | Non-lead
014098 | 1053 28TH OCEAN ST |  | Unknown, Non-Lead | Yes |  | 2020-07-17 |  | Polytube | 2018 | Yes |  | 2020-07-17 |  | Non-lead
014099 | 565 65TH OCEAN ST |  | Polytube | Yes |  | 2023-03-07 |  | PVC | 1959 | Yes |  | 2023-03-07 |  | Non-lead
014100 | 360 9TH STREET ST |  | Polytube | Yes |  | 2024-07-08 |  | PVC | 1963 | Yes |  | 2024-07-08 |  | Non-lead
014102 | 2408 YELLOWTAIL DR |  | Polytube | Yes |  | 2023-08-14 |  | PVC | 1962 | Yes |  | 2023-08-14 |  | Non-lead
014103 | 1403 GROUPER DR |  | Polytube | Yes |  | 2023-02-09 |  | PVC | 1962 | Yes |  | 2023-02-09 |  | Non-lead
014104 | 326 92ND OCEAN ST |  | Polytube | Yes |  | 2022-12-29 |  | PVC | 1979 | Yes |  | 2022-12-29 |  | Non-lead
014105 | 10 72ND ST OCEAN |  | PVC | Yes |  | 2023-04-21 |  | PVC | 1961 | Yes |  | 2023-04-21 |  | Non-lead
014108 | 599 W 105TH ST |  | Unknown, Non-Lead | Yes |  | 2021-09-08 |  | Unknown, Non-Lead | 2018 | Yes |  | 2021-09-08 |  | Non-lead
014109 | LOT 62 1300 15TH CT |  | Polytube | Yes |  | 2022-11-02 |  | PVC | 1966 | Yes |  | 2022-11-02 |  | Non-lead
014110 | 35 GASPARILLA DR |  | Polytube | Yes |  | 2023-01-30 |  | PVC | 1961 | Yes |  | 2023-01-30 |  | Non-lead
014111 | 134 HARBOR DR |  | Unknown, Non-Lead | Yes |  | 2022-02-09 |  | Unknown, Non-Lead | 2012 | Yes |  | 2022-02-09 |  | Non-lead
014112 | 607 PORTIA CIRCLE |  | Polytube | Yes |  | 2023-01-31 |  | PVC | 1961 | Yes |  | 2023-01-31 |  | Non-lead
014113 | 24 VENTANA LN |  | Unknown, Non-Lead | No |  |  |  | Unknown, Non-Lead | 2009 | No |  |  |  | Non-lead
014115 | 20 VENTANA LN |  | Polytube | Yes |  | 2023-01-27 |  | PVC | 2007 | Yes |  | 2023-01-27 |  | Non-lead
014116 | 18 VENTANA LN |  | Polytube | Yes |  | 2024-07-18 |  | Polytube |  | Yes |  | 2024-07-18 |  | Non-Lead
014117 | L17B6 16 VENTANA LN |  | Polytube | Yes |  | 2023-08-07 |  | PVC | 1979 | Yes |  | 2023-08-07 |  | Non-lead
014118 | 14 VENTANA LN |  | Unknown | Yes |  | 2024-09-27 |  | Unknown | 1979 | Yes |  | 2024-09-27 |  | Lead Status Unknown
014119 | 12 VENTANA LN |  | Unknown, Non-Lead | No |  |  |  | Unknown, Non-Lead | 2005 | No |  |  |  | Non-lead
014120 | 10 VENTANA LN |  | Unknown, Non-Lead | Yes |  | 2019-01-31 |  | Unknown, Non-Lead | 2021 | Yes |  | 2019-01-31 |  | Non-lead
014121 | 8 VENTANA LN |  | Unknown, Non-Lead | Yes |  | 2018-12-03 |  | Unknown, Non-Lead | 2013 | Yes |  | 2018-12-03 |  | Non-lead
014122 | 6 VENTANA LN |  | Unknown, Non-Lead | Yes |  | 2020-09-09 |  | Unknown, Non-Lead | 2007 | Yes |  | 2020-09-09 |  | Non-lead
014123 | 4 VENTANA LN |  | Polytube | Yes |  | 2023-08-04 |  | PVC | 1972 | Yes |  | 2023-08-04 |  | Non-lead
014124 | 2 VENTANA LN |  | Polytube | Yes |  | 2023-08-04 |  | PVC | 1962 | Yes |  | 2023-08-04 |  | Non-lead
014125 | 12 RIVIERA DR |  | Unknown, Non-Lead | No |  |  |  | Unknown, Non-Lead | 2007 | No |  |  |  | Non-lead
014126 | 10 RIVIERA DR |  | Unknown, Non-Lead | No |  |  |  | Unknown, Non-Lead | 2011 | No |  |  |  | Non-lead
014127 | 8 RIVIERA DR |  | Unknown, Non-Lead | Yes |  | 2019-06-26 |  | Unknown, Non-Lead | 2011 | Yes |  | 2019-06-26 |  | Non-lead
014128 | 6 RIVIERA DR |  | Polytube | Yes |  | 2023-09-20 |  | PVC | 1974 | Yes |  | 2023-09-20 |  | Non-lead
014129 | 4 RIVIERA DR |  | Polytube | Yes |  | 2023-07-31 |  | PVC | 1974 | Yes |  | 2023-07-31 |  | Non-lead
014130 | 24 KEY HAVEN TER |  | Unknown, Non-Lead | Yes |  | 2022-04-29 |  | Unknown, Non-Lead | 2011 | Yes |  | 2022-04-29 |  | Non-lead
014131 | 143 GARDEN ST |  | Polytube | Yes |  | 2023-01-09 |  | PVC | 1983 | Yes |  | 2023-01-09 |  | Non-lead
014132 | 528 SOUND DR |  | Polytube | Yes |  | 2023-06-07 |  | None | 1964 | Yes |  | 2023-06-07 |  | Non-lead
014133 | LOT 53 1300 15TH CT |  | Polytube | Yes |  | 2023-05-04 |  | PVC | 1966 | Yes |  | 2023-05-04 |  | Non-lead
014134 | LOT 58 1300 15TH CT |  | Polytube | Yes |  | 2022-09-21 |  | PVC | 1966 | Yes |  | 2022-09-21 |  | Non-lead
014135 | LOT 64 1300 15TH CT |  | Unknown, Non-Lead | Yes |  | 2019-09-23 |  | Unknown, Non-Lead | 1989 | Yes |  | 2019-09-23 |  | Non-lead
014146 | 1 PUERTA DR |  | Unknown, Non-Lead | Yes |  | 2021-03-29 |  | Unknown, Non-Lead | 2009 | Yes |  | 2021-03-29 |  | Non-lead
014149 | 35 JUDY PLACE |  | Polytube | Yes |  | 2022-11-14 |  | PVC | 1968 | Yes |  | 2022-11-14 |  | Non-lead
014151 | 1109 GRAND ST |  | Polytube | Yes |  | 2023-02-01 |  | PVC | 1978 | Yes |  | 2023-02-01 |  | Non-lead
014152 | 111 ARBOR LN |  | Polytube | Yes |  | 2023-02-13 |  | PVC | 1980 | Yes |  | 2023-02-13 |  | Non-lead
014153 | 108 OLD FASHION RD |  | Unknown, Non-Lead | Yes |  | 2021-08-16 |  | Unknown, Non-Lead | 2007 | Yes |  | 2021-08-16 |  | Non-lead
014154 | 198 GARDEN ST |  | Polytube | Yes |  | 2024-08-09 |  | PVC | 1972 | Yes |  | 2024-08-09 |  | Non-lead
014155 | 900 OLEANDER RD |  | Polytube | Yes |  | 2023-11-17 |  | PVC | 1959 | Yes |  | 2023-11-17 |  | Non-lead
014156 | 51 AVENUE A AVE |  | Polytube | Yes |  | 2023-01-05 |  | PVC | 1957 | Yes |  | 2023-01-05 |  | Non-lead
014158 | 19 PUERTA DR |  | Polytube | Yes |  | 2023-07-31 |  | PVC | 1962 | Yes |  | 2023-07-31 |  | Non-lead
014159 | 15 PUERTA DR |  | Polytube | Yes |  | 2023-07-31 |  | PVC | 1966 | Yes |  | 2023-07-31 |  | Non-lead
014160 | 9 KEY HAVEN TER |  | Unknown | Yes |  | 2024-10-01 |  | Unknown | 1958 | Yes |  | 2024-10-01 |  | Lead Status Unknown
014161 | 24 AZALEA DR |  | Polytube | Yes |  | 2023-07-07 |  | Polytube | 1962 | Yes |  | 2023-07-07 |  | Non-lead
014162 | LOT B 1213 14TH ST |  | Polytube | Yes |  | 2022-07-24 |  | Polytube | 1965 | Yes |  | 2022-07-24 |  | Non-lead
014163 | LOT C 1213 14TH ST |  | Polytube | Yes |  | 2022-07-22 |  | Polytube | 1965 | Yes |  | 2022-07-22 |  | Non-lead
014164 | LOT 122 1213 14TH ST |  | Polytube | Yes |  | 2022-07-22 |  | PVC | 1965 | Yes |  | 2022-07-22 |  | Non-lead
014165 | 15 KEY HAVEN TERR |  | Polytube | Yes |  | 2022-04-29 |  | PVC | 1962 | Yes |  | 2022-04-29 |  | Non-lead
014166 | 129 4TH ST |  | Polytube | Yes |  | 2023-07-27 |  | PVC | 1962 | Yes |  | 2023-07-27 |  | Non-lead
014167 | LOT 63 1300 15TH CT |  | Unknown, Non-Lead | No |  |  |  | Unknown, Non-Lead | 1989 | No |  |  |  | Non-lead
014168 | 149 VENETIAN DR |  | Unknown, Non-Lead | Yes |  | 2021-04-19 |  | Unknown, Non-Lead | 1999 | Yes |  | 2021-04-19 |  | Non-lead
014169 | 5640 MCDONALD AVE |  | Polytube | Yes |  | 2023-03-08 |  | PVC | 1969 | Yes |  | 2023-03-08 |  | Non-lead
014171 | 19 VILLAGE DR |  | Polytube | Yes |  | 2023-01-05 |  | PVC | 1976 | Yes |  | 2023-01-05 |  | Non-lead
014190 | LOT F 1213 14TH ST |  | Polytube | Yes |  | 2023-02-21 |  | PVC | 1965 | Yes |  | 2023-02-21 |  | Non-lead
014191 | 2800 PATTERSON AVE |  | Polytube | Yes |  | 2024-06-27 |  | PVC | 1958 | Yes |  | 2024-06-27 |  | Non-lead
014192 | FKEC SUBSTATION 80571 OLD HWY |  | Polytube | Yes |  | 2022-06-22 |  | PVC | 1965 | Yes |  | 2022-06-22 |  | Non-lead
014193 | 57539 BAILEY ST |  | Polytube | Yes |  | 2022-10-22 |  | PVC | 1963 | Yes |  | 2022-10-22 |  | Non-lead
014194 | APT 1 DOWN 1107 GRINNELL ST |  | Polytube | Yes |  | 2022-09-19 |  | PVC | 1963 | Yes |  | 2022-09-19 |  | Non-lead
014195 | APT 2 UP 1107 GRINNELL ST |  | Polytube | Yes |  | 2023-03-16 |  | PVC | 1963 | Yes |  | 2023-03-16 |  | Non-lead
014196 | (REAR) 1109 GRINNELL ST |  | Polytube | Yes |  | 2023-03-16 |  | Polytube | 1963 | Yes |  | 2023-03-16 |  | Non-lead
014199 | 3730 FLAGLER AVE |  | Polytube | Yes |  | 2022-07-07 |  | PVC | 1958 | Yes |  | 2022-07-07 |  | Non-lead
014200 | 30372 PALM DR |  | Polytube | Yes |  | 2024-08-23 |  | PVC | 1968 | Yes |  | 2024-08-23 |  | Non-lead
014201 | 910 CATHERINE ST |  | Polytube | Yes |  | 2023-03-30 |  | PVC | 1953 | Yes |  | 2023-03-30 |  | Non-lead
014202 | 456 BAYSHORE DR |  | Polytube | Yes |  | 2023-03-24 |  | PVC |  | Yes |  | 2023-03-24 |  | Non-lead
014203 | 426 BAY SHORE DR |  | Unknown, Non-Lead | Yes |  | 2023-06-15 |  | Unknown, Non-Lead | 2015 | Yes |  | 2023-06-15 |  | Non-lead
014204 | 8 PALM DR |  | Polytube | Yes |  | 2022-11-21 |  | PVC | 2009 | Yes |  | 2022-11-21 |  | Non-lead
014205 | 1612 JOHNSON ST |  | Polytube | Yes |  | 2022-10-25 |  | Copper | 1963 | Yes |  | 2022-10-25 |  | Non-lead
014206 | 24 AMARYLLIS DR |  | Polytube | Yes |  | 2023-06-30 |  | PVC | 1963 | Yes |  | 2023-06-30 |  | Non-lead
014207 | APT DOWN 1126 OLIVIA ST |  | Polytube | Yes |  | 2022-08-15 |  | PVC | 1992 | Yes |  | 2022-08-15 |  | Non-lead
014209 | 148 GARDEN ST |  | Polytube | Yes |  | 2023-02-09 |  | PVC | 1969 | Yes |  | 2023-02-09 |  | Non-lead
014210 | 110 OLEANDER CIRCLE |  | Polytube | Yes |  | 2023-01-31 |  | PVC | 1963 | Yes |  | 2023-01-31 |  | Non-lead
014211 | 20 OCEAN DR |  | Polytube | Yes |  | 2022-10-03 |  | PVC | 1963 | Yes |  | 2022-10-03 |  | Non-lead
014212 | 618 LOUISA ST |  | Polytube | Yes |  | 2024-03-13 |  | PVC | 1938 | Yes |  | 2024-03-13 |  | Non-lead
014213 | 3 BEACH DR |  | Unknown, Non-Lead | Yes |  | 2023-11-28 |  | Unknown, Non-Lead | 2006 | Yes |  | 2023-11-28 |  | Non-lead
014214 | LOT 61 1300 15TH CT |  | Polytube | Yes |  | 2024-01-03 |  | PVC | 1966 | Yes |  | 2024-01-03 |  | Non-lead
014216 | 3 PUERTA DRIVE |  | Polytube | Yes |  | 2024-07-18 |  | PVC | 1974 | Yes |  | 2024-07-18 |  | Non-lead
014217 | 5 PUERTA DR |  | Polytube | Yes |  | 2022-05-27 |  | PVC | 1982 | Yes |  | 2022-05-27 |  | Non-lead
014219 | 9 PUERTA DR |  | Polytube | Yes |  | 2023-07-31 |  | PVC | 1963 | Yes |  | 2023-07-31 |  | Non-lead
014220 | 11 PUERTA DR |  | Polytube | Yes |  | 2023-07-31 |  | PVC | 1963 | Yes |  | 2023-07-31 |  | Non-lead
014221 | 13 PUERTA DR |  | Polytube | Yes |  | 2023-07-31 |  | PVC | 1976 | Yes |  | 2023-07-31 |  | Non-lead
014223 | 21 PUERTA DR |  | Unknown, Non-Lead | Yes |  | 2018-08-31 |  | Unknown, Non-Lead | 2010 | Yes |  | 2018-08-31 |  | Non-lead
014224 | 23 PUERTA DR |  | Unknown, Non-Lead | Yes |  | 2020-02-03 |  | Unknown, Non-Lead | 1998 | Yes |  | 2020-02-03 |  | Non-lead
014225 | 25 PUERTA DR |  | Unknown, Non-Lead | Yes |  | 2018-07-31 |  | Unknown, Non-Lead | 2006 | Yes |  | 2018-07-31 |  | Non-lead
014226 | 28950 WATSON BLVD |  | Unknown, Non-Lead | No |  |  |  | Unknown, Non-Lead | 2008 | No |  |  |  | Non-lead
014227 | UNIT REAR 3228 FLAGLER AVE |  | Polytube | Yes |  | 2023-06-21 |  | PVC | 1969 | Yes |  | 2023-06-21 |  | Non-lead
014228 | 1106 16TH TERR |  | Polytube | Yes |  | 2022-05-11 |  | Copper | 1965 | Yes |  | 2022-05-11 |  | Non-lead
014229 | 1110 16TH TERR |  | Polytube | Yes |  | 2024-06-04 |  | PVC | 1963 | Yes |  | 2024-06-04 |  | Non-lead
014230 | 1114 16 TERR |  | Polytube | Yes |  | 2022-05-18 |  | Copper | 1965 | Yes |  | 2022-05-18 |  | Non-lead
014231 | 1118 16TH TER |  | PVC | Yes |  | 2023-05-04 |  | Copper | 1965 | Yes |  | 2023-05-04 |  | Non-lead
014232 | 1122 16TH TERR |  | Polytube | Yes |  | 2024-01-26 |  | PVC | 1965 | Yes |  | 2024-01-26 |  | Non-lead
014233 | 1202 16TH TERR |  | Polytube | Yes |  | 2022-06-17 |  | Copper | 1965 | Yes |  | 2022-06-17 |  | Non-lead
014234 | 1206 16TH TERR |  | Polytube | Yes |  | 2024-09-20 |  | Copper | 1965 | Yes |  | 2024-09-20 |  | Non-lead
014235 | 1210 16TH TERR |  | PVC | Yes |  | 2023-05-04 |  | Copper | 1965 | Yes |  | 2023-05-04 |  | Non-lead
014236 | 1214 16TH TERR |  | Polytube | Yes |  | 2022-05-11 |  | PVC | 1965 | Yes |  | 2022-05-11 |  | Non-lead
014237 | 1218 16TH TERR |  | Polytube | Yes |  | 2022-05-11 |  | PVC | 1965 | Yes |  | 2022-05-11 |  | Non-lead
014238 | 2418 STAPLES AVE |  | Polytube | Yes |  | 2022-08-15 |  | Copper | 1963 | Yes |  | 2022-08-15 |  | Non-lead
014239 | 1413 ROSE ST |  | Polytube | Yes |  | 2023-06-09 |  | PVC | 1958 | Yes |  | 2023-06-09 |  | Non-lead
014240 | 119 ARBOR LANE |  | Polytube | Yes |  | 2023-02-13 |  | PVC | 1977 | Yes |  | 2023-02-13 |  | Non-lead
014242 | 350 SOUND DR |  | Polytube | Yes |  | 2022-10-31 |  | PVC | 1972 | Yes |  | 2022-10-31 |  | Non-lead
014246 | 12 AVENUE D |  | Polytube | Yes |  | 2023-01-05 |  | PVC | 1969 | Yes |  | 2023-01-05 |  | Non-lead
014247 | 92001 OVERSEAS HWY |  | Polytube | Yes |  | 2022-11-03 |  | PVC | 1938 | Yes |  | 2022-11-03 |  | Non-lead
014248 | 116 GARDEN ST |  | Copper | Yes |  | 2023-02-09 |  | PVC | 1974 | Yes |  | 2023-02-09 |  | Non-lead
014249 | KENNEDY DR |  | Polytube | Yes |  | 2022-05-18 |  | PVC | 1954 | Yes |  | 2022-05-18 |  | Non-lead
014250 | 344 S AIRPORT DR |  | Polytube | Yes |  | 2024-09-09 |  | PVC | 1984 | Yes |  | 2024-09-09 |  | Non-lead
014251 | APT 2 808 FLEMING ST |  | Polytube | Yes |  | 2022-12-02 |  | Polytube | 1933 | Yes |  | 2022-12-02 |  | Non-lead
014252 | 14 RIVIERA DR |  | Polytube | Yes |  | 2023-07-31 |  | PVC | 1969 | Yes |  | 2023-07-31 |  | Non-lead
014253 | 114 PALM DR |  | Polytube | Yes |  | 2023-05-04 |  | PVC | 1962 | Yes |  | 2023-05-04 |  | Non-lead
014255 | APT A 10 W CIRCLE DR |  | Polytube | Yes |  | 2022-11-21 |  | PVC | 1964 | Yes |  | 2022-11-21 |  | Non-lead
014257 | 147 PLANTATION AVE |  | Polytube | Yes |  | 2022-06-09 |  | PVC | 1963 | Yes |  | 2022-06-09 |  | Non-lead
014258 | 151 PLANTATION AVE |  | Polytube | Yes |  | 2022-06-09 |  | PVC | 1963 | Yes |  | 2022-06-09 |  | Non-lead
014259 | 415 COLLINS AVE |  | Polytube | Yes |  | 2022-11-03 |  | PVC | 1963 | Yes |  | 2022-11-03 |  | Non-lead
014260 | 36 E SECOND ST |  | Polytube | Yes |  | 2024-08-27 |  | PVC | 1967 | Yes |  | 2024-08-27 |  | Non-lead
014261 | 654 W 105TH OCEAN ST |  | Polytube | Yes |  | 2023-11-13 |  | PVC | 1964 | Yes |  | 2023-11-13 |  | Non-lead
014263 | 575 105TH St |  | Unknown, Non-Lead | Yes |  | 2024-09-10 |  | No Piping |  | Yes |  | 2024-09-10 |  | Non-lead
014264 | OCEAN 884 W 105TH ST |  | Unknown, Non-Lead | No |  |  |  | Unknown, Non-Lead | 2019 | No |  |  |  | Non-lead
014265 | 473 W 105TH OCEAN ST |  | Polytube | Yes |  | 2022-10-25 |  | PVC | 1972 | Yes |  | 2022-10-25 |  | Non-lead
014266 | 780 91ST CT |  | Copper | Yes |  | 2024-09-16 |  | PVC | 1967 | Yes |  | 2024-09-16 |  | Non-lead
014267 | 880 91ST OCEAN CT |  | Unknown, Non-Lead | Yes |  | 2023-12-15 |  | Unknown, Non-Lead | 2008 | Yes |  | 2023-12-15 |  | Non-lead
014269 | 1150 91ST OCEAN CT |  | Polytube | Yes |  | 2023-05-15 |  | PVC | 1979 | Yes |  | 2023-05-15 |  | Non-lead
014270 | OCEAN 1190 91ST CT |  | Polytube | Yes |  | 2024-01-22 |  | PVC | 2005 | Yes |  | 2024-01-22 |  | Non-lead
014271 | 1240 91ST OCEAN ST |  | Unknown, Non-Lead | Yes |  | 2023-01-31 |  | Unknown, Non-Lead | 2001 | Yes |  | 2023-01-31 |  | Non-lead
014272 | 1290 91ST CT |  | Unknown, Non-Lead | Yes |  | 2024-06-21 |  | Unknown, Non-Lead | 2007 | Yes |  | 2024-06-21 |  | Non-lead
014273 | APT 103 624 73RD OCEAN ST |  | Unknown, Non-Lead | No |  |  |  | Unknown, Non-Lead | 2016 | No |  |  |  | Non-lead
014274 | 3103 OVERSEAS HWY |  | Polytube | Yes |  | 2022-07-15 |  | Polytube | 1986 | Yes |  | 2022-07-15 |  | Non-Lead
014275 | 1090 82ND OCEAN ST |  | Polytube | Yes |  | 2024-05-20 |  | PVC | 1962 | Yes |  | 2024-05-20 |  | Non-lead
014276 | 355 97TH OCEAN ST |  | Polytube | Yes |  | 2022-11-16 |  | PVC | 1962 | Yes |  | 2022-11-16 |  | Non-lead
014277 | 850 85TH OCEAN ST |  | Polytube | Yes |  | 2023-01-19 |  | PVC | 1962 | Yes |  | 2023-01-19 |  | Non-lead
014279 | 5191 OVERSEAS HWY |  | Unknown, Non-Lead | Yes |  | 2022-12-06 |  | PVC | 1959 | Yes |  | 2022-12-06 |  | Non-lead
014280 | 9200 OVERSEAS HWY |  | Polytube | Yes |  | 2022-07-21 |  | PVC | 1980 | Yes |  | 2022-07-21 |  | Non-lead
014281 | 13688 OVERSEAS Hwy |  | Polytube | Yes |  | 2024-02-12 |  | Polytube | 1961 | Yes |  | 2024-02-12 |  | Non-lead
014283 | OCEAN 721 84TH ST |  | Polytube | Yes |  | 2023-03-29 |  | PVC | 2006 | Yes |  | 2023-03-29 |  | Non-lead
014284 | 1 ARBUTUS DR |  | PVC | Yes |  | 2022-04-29 |  | Polytube | 1962 | Yes |  | 2022-04-29 |  | Non-lead
014285 | 901 CASA MARINA CT |  | Polytube | Yes |  | 2024-01-26 |  | PVC | 1963 | Yes |  | 2024-01-26 |  | Non-lead
014286 | 136 SUGARLOAF DR |  | Polytube | Yes |  | 2023-05-04 |  | PVC | 1981 | Yes |  | 2023-05-04 |  | Non-lead
014287 | 420 COUNTY RD |  | Polytube | Yes |  | 2023-03-08 |  | PVC | 1963 | Yes |  | 2023-03-08 |  | Non-lead
014288 | 410 COUNTY RD |  | Polytube | Yes |  | 2024-05-02 |  | PVC | 1964 | Yes |  | 2024-05-02 |  | Non-lead
014289 | 164 JASMINE ST |  | Polytube | Yes |  | 2022-06-15 |  | PVC | 1960 | Yes |  | 2022-06-15 |  | Non-lead
014290 | 28 AVENUE E |  | Unknown, Non-Lead | Yes |  | 2017-06-27 |  | Unknown, Non-Lead | 2007 | Yes |  | 2017-06-27 |  | Non-lead
014291 | 7 AVENUE D |  | Polytube | Yes |  | 2022-12-19 |  | Copper | 1971 | Yes |  | 2022-12-19 |  | Non-lead
014292 | 114 INDIAN AVE |  | Polytube | Yes |  | 2023-02-02 |  | None | 1967 | Yes |  | 2023-02-02 |  | Non-lead
014293 | 146 ARBOR LANE |  | Polytube | Yes |  | 2023-02-13 |  | PVC | 1971 | Yes |  | 2023-02-13 |  | Non-lead
014295 | 306 ELIZABETH ST |  | Polytube | Yes |  | 2023-02-01 |  | PVC | 1930 | Yes |  | 2023-02-01 |  | Non-lead
014296 | 60 RIVIERA DR |  | Polytube | Yes |  | 2024-08-28 |  | PVC | 1972 | Yes |  | 2024-08-28 |  | Non-lead
014297 | 126 SHORE LN |  | Polytube | Yes |  | 2024-10-04 |  | PVC | 1962 | Yes |  | 2024-10-04 |  | Non-lead
014298 | 58 RIVIERA DR |  | Polytube | Yes |  | 2023-08-04 |  | PVC | 1972 | Yes |  | 2023-08-04 |  | Non-lead
014299 | CORN LINDA & GOVERNMENT RD |  | Polytube | Yes |  | 2024-04-10 |  | PVC |  | Yes |  | 2024-04-10 |  | Non-lead
014300 | 50 HIGH POINT RD |  | PVC | Yes |  | 2022-06-15 |  | PVC | 1970 | Yes |  | 2022-06-15 |  | Non-lead
014301 | 609 PORTIA CIRCLE |  | Copper | Yes |  | 2023-01-31 |  | PVC | 1961 | Yes |  | 2023-01-31 |  | Non-lead
014302 | LOT 57 1300 15TH CT |  | Polytube | Yes |  | 2023-05-04 |  | PVC | 1966 | Yes |  | 2023-05-04 |  | Non-lead
014305 | 142 GARDEN ST |  | Polytube | Yes |  | 2023-02-09 |  | PVC | 1971 | Yes |  | 2023-02-09 |  | Non-lead
014306 | 99 AVE C |  | Polytube | Yes |  | 2023-01-05 |  | PVC | 1976 | Yes |  | 2023-01-05 |  | Non-lead
014307 | 25 N OCEAN DR |  | Polytube | Yes |  | 2022-10-03 |  | PVC | 1958 | Yes |  | 2022-10-03 |  | Non-lead
014308 | 1717 WASHINGTON ST |  | Polytube | Yes |  | 2022-10-14 |  | PVC | 1938 | Yes |  | 2022-10-14 |  | Non-lead
014309 | 7 BEACH DR |  | Polytube | Yes |  | 2022-11-21 |  | PVC | 1976 | Yes |  | 2022-11-21 |  | Non-lead
014310 | APT 3 817 WASHINGTON ST |  | Unknown, Non-Lead | Yes |  | 2017-05-11 |  | Unknown, Non-Lead | 2007 | Yes |  | 2017-05-11 |  | Non-lead
014311 | APT 4 817 WASHINGTON ST |  | Unknown, Non-Lead | Yes |  | 2019-01-07 |  | Unknown, Non-Lead | 2007 | Yes |  | 2019-01-07 |  | Non-lead
014312 | APT 2 817 WASHINGTON ST |  | Polytube | Yes |  | 2023-04-25 |  | PVC | 1963 | Yes |  | 2023-04-25 |  | Non-lead
014313 | 1166 FERN AVE |  | Polytube | Yes |  | 2022-12-14 |  | PVC | 1963 | Yes |  | 2022-12-14 |  | Non-lead
014314 | 1154 FERN AVE |  | Polytube | Yes |  | 2022-12-14 |  | PVC | 1970 | Yes |  | 2022-12-14 |  | Non-lead
014316 | 6 AZALEA DR |  | Polytube | Yes |  | 2022-04-29 |  | Copper | 1953 | Yes |  | 2022-04-29 |  | Non-lead
014317 | 5 ASTER TERR |  | PVC | Yes |  | 2024-01-17 |  | PVC | 1962 | Yes |  | 2024-01-17 |  | Non-lead
014320 | 1300 FLAGLER AVE |  | Polytube | Yes |  | 2022-08-12 |  | PVC | 1963 | Yes |  | 2022-08-12 |  | Non-lead
014321 | 119 GARDEN ST |  | Polytube | Yes |  | 2023-02-09 |  | PVC | 1964 | Yes |  | 2023-02-09 |  | Non-lead
014322 | 1204 MOCKINGBIRD RD |  | Polytube | Yes |  | 2022-07-21 |  | PVC | 1970 | Yes |  | 2022-07-21 |  | Non-lead
014323 | LOT 59 1300 15TH CT |  | Polytube | Yes |  | 2023-08-23 |  | PVC | 1966 | Yes |  | 2023-08-23 |  | Non-lead
014324 | 19461 CANAL DR |  | Polytube | Yes |  | 2024-03-27 |  | PVC | 1963 | Yes |  | 2024-03-27 |  | Non-lead
014325 | 13 KEY HAVEN TERR |  | Polytube | Yes |  | 2022-04-29 |  | Copper | 1958 | Yes |  | 2022-04-29 |  | Non-lead
014327 | LOT 56 1300 15TH CT |  | Polytube | Yes |  | 2024-04-19 |  | PVC | 1966 | Yes |  | 2024-04-19 |  | Non-lead
014328 | 233 GULFVIEW DR |  | Polytube | Yes |  | 2023-02-21 |  | PVC | 1962 | Yes |  | 2023-02-21 |  | Non-lead
014329 | 149 SUNSET DR |  | Polytube | Yes |  | 2022-06-28 |  | PVC | 1962 | Yes |  | 2022-06-28 |  | Non-lead
014330 | 157 CALOOSA ST |  | Polytube | Yes |  | 2022-06-24 |  | PVC | 1960 | Yes |  | 2022-06-24 |  | Non-lead
014331 | 80501 OLD HWY |  | Polytube | Yes |  | 2022-06-22 |  | PVC | 1950 | Yes |  | 2022-06-22 |  | Non-lead
014332 | IRRIGATION 21 GARDEN COVE DR |  | Polytube | Yes |  | 2022-10-13 |  | PVC | 1962 | Yes |  | 2022-10-13 |  | Non-lead
014333 | 61 AVE E |  | Polytube | Yes |  | 2022-12-12 |  | PVC | 1968 | Yes |  | 2022-12-12 |  | Non-lead
014334 | 31 AVENUE F |  | Polytube | Yes |  | 2022-12-12 |  | PVC | 1986 | Yes |  | 2022-12-12 |  | Non-lead
014335 | 11 AVENUE D |  | Polytube | Yes |  | 2023-01-05 |  | PVC | 1971 | Yes |  | 2023-01-05 |  | Non-lead
014336 | 60 BIRD LN |  | Polytube | Yes |  | 2022-12-12 |  | PVC | 1957 | Yes |  | 2022-12-12 |  | Non-lead
014337 | 91 AVE C |  | Unknown, Non-Lead | No |  |  |  | Unknown, Non-Lead | 2006 | No |  |  |  | Non-lead
014338 | 805 BONITO LN |  | Unknown, Non-Lead | Yes |  | 2019-02-06 |  | Unknown, Non-Lead | 2014 | Yes |  | 2019-02-06 |  | Non-lead
014339 | 190 HARBORVIEW DR |  | Polytube | Yes |  | 2023-01-30 |  | PVC | 1951 | Yes |  | 2023-01-30 |  | Non-lead
014340 | 135 GARDEN ST |  | Polytube | Yes |  | 2024-09-05 |  | PVC | 1957 | Yes |  | 2024-09-05 |  | Non-lead
014341 | 343 SOUND DR |  | Polytube | Yes |  | 2023-02-08 |  | PVC | 1958 | Yes |  | 2023-02-08 |  | Non-lead
014343 | 90400 OVERSEAS HWY |  | Polytube | Yes |  | 2023-03-23 |  | PVC | 1968 | Yes |  | 2023-03-23 |  | Non-lead
014344 | 36 PALMETTO DR |  | Polytube | Yes |  | 2023-07-25 |  | Copper | 1963 | Yes |  | 2023-07-25 |  | Non-lead
014345 | 98200 ROCK HARBOR ESTA |  | Polytube | Yes |  | 2023-02-03 |  | PVC | 1963 | Yes |  | 2023-02-03 |  | Non-lead
014346 | 21 HIBISCUS LN |  | Polytube | Yes |  | 2023-01-30 |  | PVC | 1964 | Yes |  | 2023-01-30 |  | Non-lead
014347 | 3624 NORTHSIDE CT |  | Polytube | Yes |  | 2023-09-19 |  | Copper | 1963 | Yes |  | 2023-09-19 |  | Non-lead
014348 | 3625 NORTHSIDE DR |  | Polytube | Yes |  | 2022-06-16 |  | PVC | 1963 | Yes |  | 2022-06-16 |  | Non-lead
014349 | 908 18TH ST |  | Polytube | Yes |  | 2022-07-08 |  | Polytube | 1965 | Yes |  | 2022-07-08 |  | Non-lead
014350 | 3621 NORTHSIDE DR |  | Polytube | Yes |  | 2022-05-19 |  | PVC | 1963 | Yes |  | 2022-05-19 |  | Non-lead
014351 | 3640 NORTHSIDE CT |  | Polytube | Yes |  | 2022-05-19 |  | Copper | 1968 | Yes |  | 2022-05-19 |  | Non-lead
014352 | APT C 1614 DENNIS ST |  | Polytube | Yes |  | 2024-04-17 |  | PVC | 1968 | Yes |  | 2024-04-17 |  | Non-lead
014353 | 235 SECOND RD |  | Polytube | Yes |  | 2022-08-02 |  | PVC | 1958 | Yes |  | 2022-08-02 |  | Non-lead
014354 | 10 PALM BEACH DR |  | Polytube | Yes |  | 2023-02-06 |  | PVC | 1971 | Yes |  | 2023-02-06 |  | Non-lead
014356 | 1178 FERN AVE |  | Polytube | Yes |  | 2022-12-14 |  | PVC | 1963 | Yes |  | 2022-12-14 |  | Non-lead
014357 | 27388 JAMAICA LN |  | Polytube | Yes |  | 2023-02-22 |  | PVC | 2020 | Yes |  | 2023-02-22 |  | Non-lead
014358 | 21054 2ND AVE |  | Polytube | Yes |  | 2022-10-31 |  | PVC | 1965 | Yes |  | 2022-10-31 |  | Non-lead
014359 | 424 COUNTY RD |  | Polytube | Yes |  | 2023-03-08 |  | PVC | 1963 | Yes |  | 2023-03-08 |  | Non-lead
014360 | 17 AVE C |  | Polytube | Yes |  | 2023-01-05 |  | PVC | 1965 | Yes |  | 2023-01-05 |  | Non-lead
014362 | 75 BAY DR |  | Unknown, Non-Lead | Yes |  | 2024-09-04 |  | Unknown, Non-Lead | 2003 | Yes |  | 2024-09-04 |  | Non-lead
014363 | UNIT 2 605 UNITED ST |  | PVC | Yes |  | 2024-08-13 |  | Copper | 1968 | Yes |  | 2024-08-13 |  | Non-lead
014364 | #1 605 UNITED ST |  | Polytube | Yes |  | 2024-09-16 |  | Polytube | 1968 | Yes |  | 2024-09-16 |  | Non-Lead
014365 | 1822 FOGARTY AVE |  | Polytube | Yes |  | 2023-01-04 |  | PVC | 1953 | Yes |  | 2023-01-04 |  | Non-lead
014366 | 739 OLIVIA ST |  | Polytube | Yes |  | 2023-01-12 |  | PVC | 1958 | Yes |  | 2023-01-12 |  | Non-lead
014367 | 237 W SHORE DR |  | Polytube | Yes |  | 2023-04-25 |  | PVC | 1963 | Yes |  | 2023-04-25 |  | Non-lead
014368 | MARINA 800 35TH OCEAN St |  | Polytube | Yes |  | 2022-10-20 |  | PVC | 1963 | Yes |  | 2022-10-20 |  | Non-lead
014369 | 11285 6TH GULF Ave |  | Polytube | Yes |  | 2022-09-30 |  | PVC | 1963 | Yes |  | 2022-09-30 |  | Non-lead
014370 | 11285 3RD GULF AVE |  | Polytube | Yes |  | 2022-08-22 |  | PVC | 1964 | Yes |  | 2022-08-22 |  | Non-lead
014372 | 71 COCO PLUM DR |  | Unknown | Yes |  | 2024-09-27 |  | Unknown | 1959 | Yes |  | 2024-09-27 |  | Lead Status Unknown
014373 | 379 97TH OCEAN ST |  | Polytube | Yes |  | 2022-12-05 |  | PVC | 1962 | Yes |  | 2022-12-05 |  | Non-lead
014374 | 260 41ST GULF ST |  | Unknown, Non-Lead | Yes |  | 2024-09-18 |  | PVC | 1988 | Yes |  | 2024-09-18 |  | Non-lead
014375 | 421 97TH OCEAN ST |  | Polytube | Yes |  | 2022-11-23 |  | PVC | 1962 | Yes |  | 2022-11-23 |  | Non-lead
014376 | OCEAN 977 79TH ST |  | Polytube | Yes |  | 2023-01-27 |  | PVC | 1965 | Yes |  | 2023-01-27 |  | Non-lead
014377 | 45 72ND ST OCEAN |  | PVC | Yes |  | 2022-10-19 |  | PVC | 1961 | Yes |  | 2022-10-19 |  | Non-lead
014378 | 2600 PATTERSON AVE |  | Polytube | Yes |  | 2022-08-11 |  | Polytube | 1948 | Yes |  | 2022-08-11 |  | Non-lead
014379 | 815 E SHORE DR |  | Polytube | Yes |  | 2022-11-21 |  | PVC | 1961 | Yes |  | 2022-11-21 |  | Non-lead
014380 | APT REAR 2523 SEIDENBERG AVE |  | Polytube | Yes |  | 2022-08-18 |  | PVC | 1969 | Yes |  | 2022-08-18 |  | Non-lead
014381 | 507 GEIGER CIR |  | Polytube | Yes |  | 2023-01-31 |  | PVC | 1962 | Yes |  | 2023-01-31 |  | Non-lead
014382 | 1270 FERN AVE |  | Polytube | Yes |  | 2022-12-14 |  | PVC | 1965 | Yes |  | 2022-12-14 |  | Non-lead
014383 | 314 CATHERINE ST |  | Polytube | Yes |  | 2022-06-21 |  | PVC | 1978 | Yes |  | 2022-06-21 |  | Non-lead
014384 | 3626 EAGLE AVE |  | Polytube | Yes |  | 2022-06-14 |  | PVC | 1963 | Yes |  | 2022-06-14 |  | Non-lead
014385 | FRONT 710 BAKERS LN |  | Polytube | Yes |  | 2023-02-14 |  | PVC | 1901 | Yes |  | 2023-02-14 |  | Non-lead
014386 | 568 S AIRPORT DR |  | Polytube | Yes |  | 2023-04-24 |  | PVC | 1963 | Yes |  | 2023-04-24 |  | Non-lead
014388 | 22 EXUMA RD |  | Polytube | Yes |  | 2022-10-03 |  | PVC | 1951 | Yes |  | 2022-10-03 |  | Non-lead
014389 | 39 HIBISCUS LN |  | Polytube | Yes |  | 2023-02-06 |  | PVC | 1970 | Yes |  | 2023-02-06 |  | Non-lead
014390 | 82262 OVERSEAS HWY |  | Polytube | Yes |  | 2022-07-12 |  | PVC | 1958 | Yes |  | 2022-07-12 |  | Non-lead
014391 | 28 ARBUTUS DR |  | Unknown | Yes |  | 2023-08-14 |  | Unknown | 1956 | Yes |  | 2023-08-14 |  | Lead Status Unknown
014392 | 3608 NORTHSIDE CT |  | Polytube | Yes |  | 2024-03-19 |  | Copper | 1963 | Yes |  | 2024-03-19 |  | Non-lead
014393 | APT UP 517 1/2 GRINNELL ST |  | Unknown, Non-Lead | No |  |  |  | Unknown, Non-Lead | 2010 | No |  |  |  | Non-lead
014394 | UP 1401 REYNOLDS ST |  | Polytube | Yes |  | 2022-08-24 |  | PVC | 1933 | Yes |  | 2022-08-24 |  | Non-lead
014395 | 17257 ALLAMANDA DR |  | Polytube | Yes |  | 2022-05-25 |  | PVC | 1970 | Yes |  | 2022-05-25 |  | Non-lead
014396 | 205 DOVE LAKE DR |  | Polytube | Yes |  | 2022-07-20 |  | PVC | 1962 | Yes |  | 2022-07-20 |  | Non-lead
014397 | 349 MAHOGANY DR |  | Polytube | Yes |  | 2023-01-23 |  | PVC | 1966 | Yes |  | 2023-01-23 |  | Non-lead
014398 | 3838 FLAGLER AVE |  | Polytube | Yes |  | 2022-07-07 |  | PVC | 1968 | Yes |  | 2022-07-07 |  | Non-lead
014400 | 115 ZANE GREY CREEK DR |  | Polytube | Yes |  | 2022-05-20 |  | PVC | 1986 | Yes |  | 2022-05-20 |  | Non-lead
014402 | 11 KEY HAVEN TERR |  | Polytube | Yes |  | 2023-11-01 |  | Copper | 1962 | Yes |  | 2023-11-01 |  | Non-lead
014403 | 751 STATE 4A RD |  | Unknown, Non-Lead | Yes |  | 2018-03-06 |  | PVC | 2005 | Yes |  | 2018-03-06 |  | Non-lead
014404 | 853 ELLEN DR |  | Polytube | Yes |  | 2023-01-30 |  | PVC | 1958 | Yes |  | 2023-01-30 |  | Non-lead
014405 | 148 POINTVIEW RD |  | Polytube | Yes |  | 2023-01-30 |  | PVC | 1962 | Yes |  | 2023-01-30 |  | Non-lead
014406 | 245 SUNSET DR |  | Polytube | Yes |  | 2022-06-28 |  | PVC | 1963 | Yes |  | 2022-06-28 |  | Non-lead
014407 | 47 72ND ST OCEAN |  | PVC | Yes |  | 2024-04-17 |  | PVC | 1961 | Yes |  | 2024-04-17 |  | Non-lead
014409 | 44 COCO PLUM DR |  | Polytube | Yes |  | 2025-02-26 |  | Copper | 1953 | Yes |  | 2025-02-26 |  | Non-lead
014410 | 7705 WAHOO DR |  | Polytube | Yes |  | 2023-01-26 |  | PVC | 1968 | Yes |  | 2023-01-26 |  | Non-lead
014411 | OCEAN 504 84TH ST |  | Polytube | Yes |  | 2022-12-16 |  | PVC | 2019 | Yes |  | 2022-12-16 |  | Non-lead
014412 | OCEAN 877 79TH ST |  | Polytube | Yes |  | 2023-01-12 |  | Copper | 1963 | Yes |  | 2023-01-12 |  | Non-lead
014413 | GULF 557 63RD CT |  | Polytube | Yes |  | 2023-04-19 |  | PVC | 1962 | Yes |  | 2023-04-19 |  | Non-lead
014414 | 11499 6TH OCEAN AVE |  | Polytube | Yes |  | 2022-10-04 |  | Unknown | 1961 | Yes |  | 2022-10-04 |  | Lead Status Unknown
014415 | OCEAN 485 90TH ST |  | Polytube | Yes |  | 2023-01-20 |  | PVC | 1964 | Yes |  | 2023-01-20 |  | Non-lead
014416 | GULF 553 63RD CT |  | Polytube | Yes |  | 2023-03-08 |  | PVC | 1962 | Yes |  | 2023-03-08 |  | Non-lead
014417 | 27415 GUADELOUPE LN |  | Unknown, Non-Lead | Yes |  | 2021-04-29 |  | Unknown, Non-Lead | 2008 | Yes |  | 2021-04-29 |  | Non-lead
014418 | 719 PRADO CIR |  | Polytube | Yes |  | 2023-03-02 |  | PVC |  | Yes |  | 2023-03-02 |  | Non-lead
014419 | 4 HUTCHINSON LN |  | Polytube | Yes |  | 2022-07-13 |  | Polytube | 1938 | Yes |  | 2022-07-13 |  | Non-lead
014420 | 11 TINA PL |  | Polytube | Yes |  | 2022-11-30 |  | PVC | 1976 | Yes |  | 2022-11-30 |  | Non-lead
014421 | 25347 3RD ST |  | Polytube | Yes |  | 2023-11-13 |  | PVC | 1963 | Yes |  | 2023-11-13 |  | Non-lead
014422 | 681 4A STATE RD |  | Polytube | Yes |  | 2023-01-25 |  | PVC | 1963 | Yes |  | 2023-01-25 |  | Non-lead
014424 | 451 OVERSEAS HWY |  | Polytube | Yes |  | 2023-09-20 |  | PVC | 1923 | Yes |  | 2023-09-20 |  | Non-lead
014425 | 25 AMARYLLIS DR |  | Polytube | Yes |  | 2023-06-30 |  | PVC | 1963 | Yes |  | 2023-06-30 |  | Non-lead
014426 | STE 105 700 FRONT ST |  | Polytube | Yes |  | 2022-10-28 |  | PVC | 1953 | Yes |  | 2022-10-28 |  | Non-lead
014427 | SUITE B 615 UNITED ST |  | Polytube | Yes |  | 2020-10-19 |  | Unknown | 1968 | Yes |  | 2020-10-19 |  | Lead Status Unknown
014428 | #A 615 UNITED ST |  | Polytube | Yes |  | 2016-12-19 |  | Polytube | 1968 | Yes |  | 2016-12-19 |  | Non-Lead
014429 | 22 ARBUTUS DR |  | Polytube | Yes |  | 2024-08-23 |  | PVC | 1953 | Yes |  | 2024-08-23 |  | Non-lead
014431 | 607 MARGARET ST |  | PVC | Yes |  | 2023-02-14 |  | Galvanized | 1901 | Yes |  | 2023-02-14 |  | Galvanized Requiring Replacement
014432 | 30 ALLAMANDA AVE |  | Polytube | Yes |  | 2022-05-04 |  | PVC | 1962 | Yes |  | 2022-05-04 |  | Non-lead
014433 | 1115 SOUTHARD ST |  | Polytube | Yes |  | 2023-01-04 |  | PVC | 1928 | Yes |  | 2023-01-04 |  | Non-lead
014434 | 108 BUTTONWOOD LN |  | Polytube | Yes |  | 2022-06-27 |  | PVC | 1964 | Yes |  | 2022-06-27 |  | Non-lead
014437 | 94002 OVERSEAS HWY RND DOME |  | Polytube | Yes |  | 2023-05-04 |  | PVC | 1964 | Yes |  | 2023-05-04 |  | Non-lead
014438 | 25151 CENTER ST |  | Polytube | Yes |  | 2023-04-24 |  | PVC | 1958 | Yes |  | 2023-04-24 |  | Non-lead
014439 | 1077 79TH OCEAN ST |  | Polytube | Yes |  | 2024-05-22 |  | PVC | 1965 | Yes |  | 2024-05-22 |  | Non-lead
014440 | 1 KNIGHTS KEY BLVD |  | Unknown, Non-Lead | Yes |  | 2024-09-11 |  | Cast Iron | 2019 | Yes |  | 2024-09-11 |  | Unknown
014441 | 58620 MORTON ST |  | Polytube | Yes |  | 2023-05-11 |  | PVC | 1948 | Yes |  | 2023-05-11 |  | Non-lead
014442 | 795 27TH St |  | Polytube | Yes |  | 2023-07-12 |  | Polytube | 1963 | Yes |  | 2023-07-12 |  | Non-Lead
014443 | 715 65TH ST OCEAN |  | Polytube | Yes |  | 2023-03-08 |  | PVC | 1959 | Yes |  | 2023-03-08 |  | Non-lead
014444 | 7961 GULFSTREAM BLVD |  | Polytube | Yes |  | 2023-04-13 |  | PVC | 1969 | Yes |  | 2023-04-13 |  | Non-lead
014445 | 8051 BONITO DR |  | Polytube | Yes |  | 2024-08-16 |  | PVC | 1963 | Yes |  | 2024-08-16 |  | Non-lead
014446 | 8877 OVERSEAS HWY |  | Polytube | Yes |  | 2023-01-13 |  | PVC | 1968 | Yes |  | 2023-01-13 |  | Non-lead
014447 | 854 92ND OCEAN ST |  | Polytube | Yes |  | 2024-01-29 |  | PVC |  | Yes |  | 2024-01-29 |  | Non-lead
014448 | 503 27TH OCEAN ST |  | Polytube | Yes |  | 2022-06-02 |  | PVC | 1961 | Yes |  | 2022-06-02 |  | Non-lead
014449 | 1452 51ST GULF ST |  | Unknown, Non-Lead | Yes |  | 2024-01-24 |  | PVC | 1975 | Yes |  | 2024-01-24 |  | Non-lead
014450 | OCEAN 934 92ND ST |  | Unknown, Non-Lead | Yes |  | 2017-10-25 |  | Unknown, Non-Lead | 2021 | Yes |  | 2017-10-25 |  | Non-lead
014451 | 511 28TH OCEAN ST |  | Polytube | Yes |  | 2023-01-05 |  | Polytube | 1962 | Yes |  | 2023-01-05 |  | Non-lead
014452 | 3 ARBUTUS DR |  | Polytube | Yes |  | 2023-06-30 |  | PVC | 1965 | Yes |  | 2023-06-30 |  | Non-lead
014453 | APT 1 6410 2ND ST |  | Polytube | Yes |  | 2023-09-27 |  | Galvanized | 1958 | Yes |  | 2023-09-27 |  | Galvanized Requiring Replacement
014454 | APT 2 6410 2ND ST |  | Polytube | Yes |  | 2023-03-07 |  | PVC | 1958 | Yes |  | 2023-03-07 |  | Non-lead
014455 | 30883 BAYSHORE DR |  | Polytube | Yes |  | 2024-05-28 |  | PVC | 1962 | Yes |  | 2024-05-28 |  | Non-lead
014456 | 29170 AZALEA LN |  | Polytube | Yes |  | 2022-12-14 |  | PVC | 1970 | Yes |  | 2022-12-14 |  | Non-lead
014457 | 6 ARBUTUS DR |  | Polytube | Yes |  | 2022-05-02 |  | PVC | 1963 | Yes |  | 2022-05-02 |  | Non-lead
014459 | 135 SUNSET GARDENS L DR |  | Polytube | Yes |  | 2022-10-11 |  | Polytube | 1960 | Yes |  | 2022-10-11 |  | Non-lead
014460 | 130 N HAMMOCK RD |  | Polytube | Yes |  | 2024-06-14 |  | PVC | 1962 | Yes |  | 2024-06-14 |  | Non-lead
014461 | 75433 OVERSEAS HWY |  | Polytube | Yes |  | 2022-07-07 |  | PVC | 1970 | Yes |  | 2022-07-07 |  | Non-lead
014462 | 303 AVE D |  | Unknown, Non-Lead | No |  |  |  | Unknown, Non-Lead | 2021 | No |  |  |  | Non-lead
014463 | 68 AVENUE A |  | Polytube | Yes |  | 2023-01-05 |  | PVC | 1972 | Yes |  | 2023-01-05 |  | Non-lead
014464 | 409 S COCONUT PALM BLVD |  | Polytube | Yes |  | 2022-06-13 |  | PVC | 1963 | Yes |  | 2022-06-13 |  | Non-lead
014465 | 168 N COCONUT PALM Blvd |  | Polytube | Yes |  | 2022-06-14 |  | PVC | 1975 | Yes |  | 2022-06-14 |  | Non-lead
014466 | 52 JEWFISH AVE |  | Polytube | Yes |  | 2022-10-31 |  | PVC | 1953 | Yes |  | 2022-10-31 |  | Non-lead
014467 | 1415 ALBERTA ST |  | Polytube | Yes |  | 2023-04-24 |  | PVC | 1963 | Yes |  | 2023-04-24 |  | Non-lead
014468 | 1022 THOMAS ST |  | Polytube | Yes |  | 2023-04-18 |  | PVC | 1968 | Yes |  | 2023-04-18 |  | Non-lead
014469 | 41 PALMETTO DR |  | Polytube | Yes |  | 2023-07-25 |  | Copper | 1971 | Yes |  | 2023-07-25 |  | Non-lead
014470 | APT 2C 5312 3RD AVE |  | Polytube | Yes |  | 2023-03-08 |  | PVC | 1953 | Yes |  | 2023-03-08 |  | Non-lead
014471 | 147 SONNY RD |  | Polytube | Yes |  | 2022-05-17 |  | PVC | 1963 | Yes |  | 2022-05-17 |  | Non-lead
014474 | 716 PRADO CIRCLE |  | PVC | Yes |  | 2024-01-23 |  | Copper | 1963 | Yes |  | 2024-01-23 |  | Non-lead
014476 | 6420 SUNSHINE ST |  | Polytube | Yes |  | 2023-03-08 |  | PVC | 1966 | Yes |  | 2023-03-08 |  | Non-lead
014477 | 718 OLIVIA ST |  | Polytube | Yes |  | 2023-01-12 |  | Copper | 1938 | Yes |  | 2023-01-12 |  | Non-lead
014478 | 830 FRANCES ST |  | Polytube | Yes |  | 2023-09-14 |  | PVC |  | Yes |  | 2023-09-14 |  | Non-lead
014479 | 13 ATLANTIC AVE |  | Polytube | Yes |  | 2023-02-02 |  | PVC | 1964 | Yes |  | 2023-02-02 |  | Non-lead
014480 | 67 TARPON BASIN DR |  | Polytube | Yes |  | 2023-01-05 |  | PVC | 1967 | Yes |  | 2023-01-05 |  | Non-lead
014481 | 113 MOCKINGBIRD RD |  | Polytube | Yes |  | 2022-07-19 |  | PVC | 1980 | Yes |  | 2022-07-19 |  | Non-lead
014482 | LOT O 1213 14TH ST |  | Polytube | Yes |  | 2022-07-22 |  | Polytube | 1965 | Yes |  | 2022-07-22 |  | Non-lead
014483 | LOT C02 5031 5TH AVE |  | Unknown, Non-Lead | No |  |  |  | No Piping | Vacant | No |  |  |  | Non-lead
014484 | LOT P 1213 14TH ST |  | Polytube | Yes |  | 2024-02-26 |  | Polytube | 1965 | Yes |  | 2024-02-26 |  | Non-lead
014485 | 17 SHORELAND DR |  | Polytube | Yes |  | 2022-10-27 |  | PVC | 1963 | Yes |  | 2022-10-27 |  | Non-lead
014487 | 1502 1/2 SOUTH ST |  | Polytube | Yes |  | 2023-08-15 |  | PVC | 1938 | Yes |  | 2023-08-15 |  | Non-lead
014488 | 3600 NORTHSIDE CT |  | Polytube | Yes |  | 2024-09-23 |  | PVC | 1965 | Yes |  | 2024-09-23 |  | Non-lead
014489 | 3605 NORTHSIDE DR |  | Polytube | Yes |  | 2022-06-16 |  | PVC | 1965 | Yes |  | 2022-06-16 |  | Non-lead
014490 | 6400 SUNSHINE ST |  | Polytube | Yes |  | 2022-07-27 |  | PVC | 1966 | Yes |  | 2022-07-27 |  | Non-lead
014491 | 457 PALM DR |  | Polytube | Yes |  | 2022-06-28 |  | PVC | 1972 | Yes |  | 2022-06-28 |  | Non-lead
014493 | 232 OLEANDER DR |  | Polytube | Yes |  | 2023-02-13 |  | PVC | 1984 | Yes |  | 2023-02-13 |  | Non-lead
014494 | 76 BAY DRIVE |  | Polytube | Yes |  | 2022-11-22 |  | PVC | 1963 | Yes |  | 2022-11-22 |  | Non-lead
014495 | LOT C14 5031 5TH AVE |  | Unknown, Non-Lead | No |  |  |  | No Piping | Vacant | No |  |  |  | Non-lead
014497 | LOT C8 5031 5TH AVE |  | Unknown, Non-Lead | No |  |  |  | No Piping | Vacant | No |  |  |  | Non-lead
014498 | LOT N 1213 14TH ST |  | Polytube | Yes |  | 2022-07-22 |  | PVC | 1965 | Yes |  | 2022-07-22 |  | Non-lead
014499 | LOT S 1213 14TH ST |  | Polytube | Yes |  | 2022-07-22 |  | PVC | 1965 | Yes |  | 2022-07-22 |  | Non-lead
014500 | LOT D18 5031 5TH AVE |  | Unknown, Non-Lead | No |  |  |  | No Piping | Vacant | No |  |  |  | Non-lead
014501 | UNIT 04 5031 5TH AVE |  | Polytube | Yes |  | 2023-03-08 |  | Polytube |  | Yes |  | 2023-03-08 |  | Non-lead
014502 | UNIT 10 5031 5TH AVE |  | Polytube | No |  |  |  | Polytube |  | No |  |  |  | Non-lead
014505 | 1180 GOVERNMENT RD |  | Unknown, Non-Lead | Yes |  | 2024-07-12 |  | Unknown, Non-Lead | 1989 | Yes |  | 2024-07-12 |  | Non-lead
014506 | 10980 OVERSEAS HWY |  | Polytube | Yes |  | 2022-10-27 |  | Unknown | 1963 | Yes |  | 2022-10-27 |  | Lead Status Unknown
014508 | 1701 109TH GULF ST |  | Polytube | Yes |  | 2022-12-14 |  | PVC | 1963 | Yes |  | 2022-12-14 |  | Non-lead
014510 | 438 E OCEAN DR |  | Polytube | Yes |  | 2022-10-22 |  | PVC | 1959 | Yes |  | 2022-10-22 |  | Non-lead
014512 | 1415 E 79TH OCEAN ST |  | Polytube | Yes |  | 2023-03-13 |  | PVC | 2019 | Yes |  | 2023-03-13 |  | Non-lead
014513 | 1050 27TH OCEAN ST |  | Polytube | Yes |  | 2023-01-18 |  | PVC | 1961 | Yes |  | 2023-01-18 |  | Non-lead
014515 | OCEAN 651 92ND ST |  | Polytube | Yes |  | 2023-01-25 |  | PVC | 1953 | Yes |  | 2023-01-25 |  | Non-lead
014517 | LOT D02 5031 5TH AVE |  | Unknown, Non-Lead | No |  |  |  | No Piping | Vacant | No |  |  |  | Non-lead
014518 | LOT D05 5031 5TH AVE |  | Unknown, Non-Lead | No |  |  |  | No Piping | Vacant | No |  |  |  | Non-lead
014519 | LOT B08 5031 5TH AVE |  | Unknown, Non-Lead | No |  |  |  | No Piping | Vacant | No |  |  |  | Non-lead
014520 | UNIT 06 5031 5TH AVE |  | Polytube | Yes |  | 2023-03-08 |  | Polytube |  | Yes |  | 2023-03-08 |  | Non-lead
014521 | LOT C19 5031 5TH AVE |  | Unknown, Non-Lead | No |  |  |  | No Piping | Vacant | No |  |  |  | Non-lead
014522 | 238 APACHE ST |  | Polytube | Yes |  | 2022-06-07 |  | PVC | 1963 | Yes |  | 2022-06-07 |  | Non-lead
014523 | 143 PUEBLO ST |  | Polytube | Yes |  | 2022-06-02 |  | PVC | 1963 | Yes |  | 2022-06-02 |  | Non-lead
014524 | 11 DAVIS LN |  | Polytube | Yes |  | 2022-07-07 |  | PVC | 1962 | Yes |  | 2022-07-07 |  | Non-lead
014528 | LOT D13 5031 5TH AVE |  | Unknown, Non-Lead | No |  |  |  | No Piping | Vacant | No |  |  |  | Non-lead
014529 | 1328 SOUTH ST |  | Polytube | Yes |  | 2024-03-20 |  | Polytube | 1961 | Yes |  | 2024-03-20 |  | Non-lead
014530 | LOT C13 5031 5TH AVE |  | Unknown, Non-Lead | No |  |  |  | No Piping | Vacant | No |  |  |  | Non-lead
014531 | LOT C5 5031 5TH AVE |  | Unknown, Non-Lead | No |  |  |  | No Piping | Vacant | No |  |  |  | Non-lead
014532 | LOT C06 5031 5TH AVE |  | Unknown, Non-Lead | No |  |  |  | No Piping | Vacant | No |  |  |  | Non-lead
014533 | LOT C15 5031 5TH AVE |  | Unknown, Non-Lead | No |  |  |  | No Piping | Vacant | No |  |  |  | Non-lead
014534 | LOT C09 5031 5TH AVE |  | Unknown, Non-Lead | No |  |  |  | No Piping | Vacant | No |  |  |  | Non-lead
014535 | UNIT 03 5031 5TH AVE |  | Polytube | Yes |  | 2023-03-08 |  | Polytube |  | Yes |  | 2023-03-08 |  | Non-lead
014536 | UNIT 15 5031 5TH AVE |  | Polytube | Yes |  | 2023-03-08 |  | Polytube |  | Yes |  | 2023-03-08 |  | Non-lead
014537 | UNIT 09 5031 5TH AVE |  | Polytube | Yes |  | 2025-03-31 |  | PVC |  | Yes |  | 2025-03-31 |  | Non-lead
014538 | UNIT 02 5031 5TH AVE |  | Polytube | Yes |  | 2023-03-08 |  | Polytube |  | Yes |  | 2023-03-08 |  | Non-lead
014539 | UNIT 11 5031 5TH AVE |  | Polytube | Yes |  | 2023-07-06 |  | Polytube |  | Yes |  | 2023-07-06 |  | Non-lead
014542 | LOT B09 5031 5TH AVE |  | Unknown, Non-Lead | No |  |  |  | No Piping | Vacant | No |  |  |  | Non-lead
014545 | LOT C20 5031 5TH AVE |  | Unknown, Non-Lead | No |  |  |  | No Piping | Vacant | No |  |  |  | Non-lead
014546 | LOT D23 5031 5TH AVE |  | Unknown, Non-Lead | No |  |  |  | No Piping | Vacant | No |  |  |  | Non-lead
014548 | UNIT 13 5031 5TH AVE |  | Polytube | Yes |  | 2023-03-08 |  | Polytube |  | Yes |  | 2023-03-08 |  | Non-lead
014549 | UNIT 08 5031 5TH AVE |  | Polytube | Yes |  | 2023-03-08 |  | Polytube |  | Yes |  | 2023-03-08 |  | Non-lead
014550 | LOT D06 5031 5TH AVE |  | Unknown, Non-Lead | No |  |  |  | No Piping | Vacant | No |  |  |  | Non-lead
014552 | LOT Q 1213 14TH ST |  | Polytube | Yes |  | 2022-07-22 |  | PVC | 1965 | Yes |  | 2022-07-22 |  | Non-lead
014553 | LOT C03 5031 5TH AVE |  | Unknown, Non-Lead | No |  |  |  | No Piping | Vacant | No |  |  |  | Non-lead
014554 | LOT D07 5031 5TH AVE |  | Unknown, Non-Lead | No |  |  |  | No Piping | Vacant | No |  |  |  | Non-lead
014555 | LOT C17 5031 5TH AVE |  | Unknown, Non-Lead | No |  |  |  | No Piping | Vacant | No |  |  |  | Non-lead
014556 | 1612 DENNIS ST |  | Polytube | Yes |  | 2024-07-03 |  | PVC | 1958 | Yes |  | 2024-07-03 |  | Non-lead
014558 | 5620 MACDONALD AVE |  | Polytube | Yes |  | 2023-03-08 |  | PVC | 1975 | Yes |  | 2023-03-08 |  | Non-lead
014559 | UNIT 05 5031 5TH AVE |  | Polytube | Yes |  | 2023-03-10 |  | Polytube |  | Yes |  | 2023-03-10 |  | Non-lead
014560 | 264 HIBISCUS ST |  | Polytube | Yes |  | 2022-06-21 |  | PVC | 1962 | Yes |  | 2022-06-21 |  | Non-lead
014561 | 53 N BLACKWATER LN |  | Polytube | Yes |  | 2023-05-04 |  | PVC | 1973 | Yes |  | 2023-05-04 |  | Non-lead
014562 | LOT C23 5031 5TH AVE |  | Unknown, Non-Lead | No |  |  |  | No Piping | Vacant | No |  |  |  | Non-lead
014564 | LOT B14 5031 5TH AVE |  | Unknown, Non-Lead | No |  |  |  | No Piping | Vacant | No |  |  |  | Non-lead
014566 | LOT B03 5031 5TH AVE |  | Unknown, Non-Lead | No |  |  |  | No Piping | Vacant | No |  |  |  | Non-lead
014567 | LOT A01 OFFICE 5031 5TH AVE |  | Polytube | Yes |  | 2024-02-27 |  | PVC |  | Yes |  | 2024-02-27 |  | Non-lead
014569 | 184 CUTTHROAT DR |  | Polytube | Yes |  | 2023-06-27 |  | PVC | 1963 | Yes |  | 2023-06-27 |  | Non-lead
014570 | 31466 I AVE |  | Polytube | Yes |  | 2022-05-20 |  | PVC | 2021 | Yes |  | 2022-05-20 |  | Non-lead
014571 | LOT B12 5031 5TH AVE |  | Unknown, Non-Lead | No |  |  |  | No Piping | Vacant | No |  |  |  | Non-lead
014572 | 3412 RIVIERA DR |  | Polytube | Yes |  | 2022-06-01 |  | PVC | 1958 | Yes |  | 2022-06-01 |  | Non-lead
014573 | 3416 RIVIERA DR |  | Polytube | Yes |  | 2024-04-17 |  | PVC | 1963 | Yes |  | 2024-04-17 |  | Non-lead
014574 | LOT U 1213 14TH ST |  | Polytube | Yes |  | 2024-06-17 |  | Polytube | 1965 | Yes |  | 2024-06-17 |  | Non-lead
014576 | 701 SANDS RD |  | Unknown, Non-Lead | Yes |  | 2021-07-15 |  | Unknown, Non-Lead | 2008 | Yes |  | 2021-07-15 |  | Non-lead
014577 | 275 PUEBLO ST |  | Polytube | Yes |  | 2024-02-16 |  | PVC | 1963 | Yes |  | 2024-02-16 |  | Non-lead
014579 | UNIT 07 5031 5TH AVE |  | Polytube | Yes |  | 2022-07-28 |  | Polytube |  | Yes |  | 2022-07-28 |  | Non-lead
014580 | 743 TRINIDAD LN |  | PVC | Yes |  | 2023-03-02 |  | PVC | 1987 | Yes |  | 2023-03-02 |  | Non-lead
014583 | LOT Z 1213 14TH ST |  | Polytube | Yes |  | 2022-07-22 |  | Polytube | 1965 | Yes |  | 2022-07-22 |  | Non-lead
014584 | LOT R 1213 14TH ST |  | Polytube | Yes |  | 2022-07-22 |  | PVC | 1965 | Yes |  | 2022-07-22 |  | Non-lead
014585 | 221 ALHAMBRA DR |  | Polytube | Yes |  | 2023-01-31 |  | PVC | 1962 | Yes |  | 2023-01-31 |  | Non-lead
014586 | 154 BUTTONWOOD AVE |  | Polytube | Yes |  | 2023-02-01 |  | PVC | 1968 | Yes |  | 2023-02-01 |  | Non-lead
014587 | LOT B11 5031 5TH AVE |  | Unknown, Non-Lead | No |  |  |  | No Piping | Vacant | No |  |  |  | Non-lead
014588 | LOT C22 5031 5TH AVE |  | Unknown, Non-Lead | No |  |  |  | No Piping | Vacant | No |  |  |  | Non-lead
014589 | 20 SHORE TER |  | Polytube | Yes |  | 2023-12-22 |  | PVC | 1953 | Yes |  | 2023-12-22 |  | Non-lead
014590 | LOT D15 5031 5TH AVE |  | Unknown, Non-Lead | No |  |  |  | No Piping | 1960 | No |  |  |  | Non-lead
014591 | 1608 DENNIS ST |  | Polytube | Yes |  | 2023-08-15 |  | PVC | 1998 | Yes |  | 2023-08-15 |  | Non-lead
014592 | 7 6200 3RD ST |  | Polytube | Yes |  | 2023-06-28 |  | PVC | 2001 | Yes |  | 2023-06-28 |  | Non-lead
014593 | #12 6200 3RD ST |  | Unknown, Non-Lead | Yes |  | 2021-05-14 |  | Unknown, Non-Lead | 2001 | Yes |  | 2021-05-14 |  | Non-lead
014594 | LOT C10 5031 5TH AVE |  | Unknown, Non-Lead | No |  |  |  | No Piping | Vacant | No |  |  |  | Non-lead
014595 | 11 6200 3RD ST |  | Polytube | Yes |  | 2023-03-08 |  | PVC | 1959 | Yes |  | 2023-03-08 |  | Non-lead
014596 | 1554 SUNRISE DR |  | Polytube | Yes |  | 2022-11-16 |  | PVC | 1963 | Yes |  | 2022-11-16 |  | Non-lead
014598 | APT B 10 W CIRCLE DR |  | Polytube | Yes |  | 2022-11-22 |  | PVC | 1964 | Yes |  | 2022-11-22 |  | Non-lead
014599 | 118 2ND CT |  | Polytube | Yes |  | 2023-01-05 |  | PVC | 1969 | Yes |  | 2023-01-05 |  | Non-lead
014600 | 226 MOHAWK ST |  | Polytube | Yes |  | 2022-05-31 |  | PVC | 1964 | Yes |  | 2022-05-31 |  | Non-lead
014601 | 130 PALERMO DR |  | Polytube | Yes |  | 2022-06-08 |  | PVC | 1982 | Yes |  | 2022-06-08 |  | Non-lead
014602 | 2224 SEIDENBERG AVE |  | Copper | Yes |  | 2023-04-26 |  | PVC | 1963 | Yes |  | 2023-04-26 |  | Non-lead
014603 | 7 KEY HAVEN TERR |  | Polytube | Yes |  | 2022-05-02 |  | Galvanized | 1958 | Yes |  | 2022-05-02 |  | Galvanized Requiring Replacement
014604 | UNIT 12 5031 5TH AVE |  | Polytube | Yes |  | 2024-02-27 |  | Polytube |  | Yes |  | 2024-02-27 |  | Non-lead
014605 | #2 813 DUVAL ST |  | Polytube | Yes |  | 2022-12-19 |  | PVC | 1924 | Yes |  | 2022-12-19 |  | Non-lead
014607 | LOT X 1213 14TH ST |  | Polytube | Yes |  | 2022-07-22 |  | PVC | 1965 | Yes |  | 2022-07-22 |  | Non-lead
014609 | 6639 MALONEY AVE |  | Polytube | Yes |  | 2023-10-20 |  | Polytube | 1981 | Yes |  | 2023-10-20 |  | Non-Lead
014610 | 92 FIRST CT |  | Polytube | Yes |  | 2023-01-05 |  | PVC | 1958 | Yes |  | 2023-01-05 |  | Non-lead
014611 | 44 JENNY LN |  | Polytube | Yes |  | 2023-02-16 |  | PVC | 1955 | Yes |  | 2023-02-16 |  | Non-lead
014612 | 21 AVE C |  | Polytube | Yes |  | 2023-01-05 |  | PVC | 1965 | Yes |  | 2023-01-05 |  | Non-lead
014613 | 120 W AVE A |  | Polytube | Yes |  | 2020-08-04 |  | PVC | 1965 | Yes |  | 2020-08-04 |  | Non-lead
014615 | 31328 AVENUE I |  | Unknown, Non-Lead | Yes |  | 2024-04-26 |  | Unknown, Non-Lead | 2021 | Yes |  | 2024-04-26 |  | Non-lead
014616 | 80951 OLD HWY |  | PVC | Yes |  | 2022-06-22 |  | PVC | 1963 | Yes |  | 2022-06-22 |  | Non-lead
014618 | LOT C11 5031 5TH AVE |  | Unknown, Non-Lead | No |  |  |  | No Piping | Vacant | No |  |  |  | Non-lead
014619 | LOT W 1213 14TH ST |  | Polytube | Yes |  | 2022-09-20 |  | Polytube | 1965 | Yes |  | 2022-09-20 |  | Non-lead
014621 | 130 FONTAINE DR |  | Polytube | Yes |  | 2022-06-14 |  | PVC | 1964 | Yes |  | 2022-06-14 |  | Non-lead
014622 | 150 HARBOR DR |  | Polytube | Yes |  | 2022-06-14 |  | PVC | 1963 | Yes |  | 2022-06-14 |  | Non-lead
014623 | 119 IROQUOIS DR |  | Copper | Yes |  | 2022-06-28 |  | PVC | 1968 | Yes |  | 2022-06-28 |  | Non-lead
014624 | 65 THIRD CT |  | Polytube | Yes |  | 2023-07-26 |  | PVC | 1963 | Yes |  | 2023-07-26 |  | Non-lead
014626 | LOT Y 1213 14TH ST |  | Polytube | Yes |  | 2021-12-06 |  | PVC | 1965 | Yes |  | 2021-12-06 |  | Non-lead
014628 | BLVD 2330 N ROOSEVELT |  | Polytube | Yes |  | 2022-09-16 |  | PVC | 1963 | Yes |  | 2022-09-16 |  | Non-lead
014629 | LOT C18 5031 5TH AVE |  | Unknown, Non-Lead | No |  |  |  | No Piping | Vacant | No |  |  |  | Non-lead
014630 | 519 ELIZABETH ST |  | Polytube | Yes |  | 2023-02-01 |  | Polytube | 1938 | Yes |  | 2023-02-01 |  | Non-lead
014631 | 3870 GEORGE RD |  | Unknown, Non-Lead | No |  |  |  | Unknown, Non-Lead | 2016 | No |  |  |  | Non-lead
014632 | 1707 JOSEPHINE ST |  | Polytube | Yes |  | 2022-10-19 |  | PVC | 1965 | Yes |  | 2022-10-19 |  | Non-lead
014633 | 22 AVENUE B |  | Polytube | Yes |  | 2023-01-05 |  | PVC | 1970 | Yes |  | 2023-01-05 |  | Non-lead
014634 | 102 SECOND CT |  | Polytube | Yes |  | 2022-08-24 |  | PVC | 1963 | Yes |  | 2022-08-24 |  | Non-lead
014638 | 732 DIANE AVE |  | Polytube | Yes |  | 2023-01-25 |  | PVC | 1965 | Yes |  | 2023-01-25 |  | Non-lead
014639 | 325 AMELIA ST |  | Polytube | Yes |  | 2022-06-16 |  | PVC | 1943 | Yes |  | 2022-06-16 |  | Non-lead
014640 | LOT V 1213 14TH ST |  | Polytube | Yes |  | 2024-05-22 |  | Polytube | 1965 | Yes |  | 2024-05-22 |  | Non-lead
014641 | LOT 08 6200 3RD ST |  | Unknown, Non-Lead | Yes |  | 2024-06-05 |  | Unknown, Non-Lead | 2001 | Yes |  | 2024-06-05 |  | Non-lead
014642 | 17218 BONEFISH LN W |  | Polytube | Yes |  | 2023-08-02 |  | PVC | 1963 | Yes |  | 2023-08-02 |  | Non-lead
014643 | #13 6200 3RD ST |  | Unknown, Non-Lead | Yes |  | 2019-12-02 |  | Unknown, Non-Lead | 2001 | Yes |  | 2019-12-02 |  | Non-lead
014644 | 3 KEY HAVEN TERR |  | Polytube | Yes |  | 2022-05-02 |  | PVC | 1958 | Yes |  | 2022-05-02 |  | Non-lead
014646 | 117 PRIMROSE LN |  | Polytube | Yes |  | 2022-06-27 |  | PVC | 1974 | Yes |  | 2022-06-27 |  | Non-lead
014647 | 243 SECOND RD |  | Unknown, Non-Lead | No |  |  |  | Unknown, Non-Lead | 2014 | No |  |  |  | Non-lead
014648 | LOT C24 5031 5TH AVE |  | Unknown, Non-Lead | No |  |  |  | No Piping | Vacant | No |  |  |  | Non-lead
014649 | 3609 NORTHSIDE DR |  | Polytube | Yes |  | 2023-12-13 |  | PVC | 1965 | Yes |  | 2023-12-13 |  | Non-lead
014650 | 900 18TH TERR |  | Polytube | Yes |  | 2022-07-20 |  | PVC | 1963 | Yes |  | 2022-07-20 |  | Non-lead
014654 | 139 GARDENIA ST |  | Polytube | Yes |  | 2022-06-16 |  | PVC | 1960 | Yes |  | 2022-06-16 |  | Non-lead
014656 | APT 5B 5312 3RD AVE |  | Polytube | Yes |  | 2023-03-08 |  | PVC | 1953 | Yes |  | 2023-03-08 |  | Non-lead
014657 | LOT 077 1213 14TH ST |  | Polytube | Yes |  | 2022-07-22 |  | Polytube | 1965 | Yes |  | 2022-07-22 |  | Non-lead
014658 | APT A 2503 HARRIS AVE |  | Polytube | Yes |  | 2023-07-17 |  | Copper | 1953 | Yes |  | 2023-07-17 |  | Non-lead
014659 | 2503 HARRIS APT B |  | Polytube | Yes |  | 2022-08-16 |  | Copper | 1963 | Yes |  | 2022-08-16 |  | Non-lead
014660 | 138 GARDEN ST |  | Polytube | Yes |  | 2023-10-11 |  | PVC | 1985 | Yes |  | 2023-10-11 |  | Non-lead
014661 | 970 SHAW DR |  | Polytube | Yes |  | 2023-05-04 |  | PVC | 1960 | Yes |  | 2023-05-04 |  | Non-lead
014663 | LOT 079 1213 14TH ST |  | Polytube | Yes |  | 2022-07-22 |  | PVC | 1965 | Yes |  | 2022-07-22 |  | Non-lead
014664 | LOT 078 1213 14TH ST |  | Polytube | Yes |  | 2022-07-22 |  | Polytube | 1965 | Yes |  | 2022-07-22 |  | Non-lead
014665 | 105 SUNSET DR |  | Polytube | Yes |  | 2022-06-28 |  | PVC | 1969 | Yes |  | 2022-06-28 |  | Non-lead
014668 | 426 GREENE ST |  | Unknown, Non-Lead | Yes |  | 2023-05-04 |  | No Piping | 1948 | Yes |  | 2023-05-04 |  | Non-lead
014669 | REAR 318 JULIA ST |  | Unknown, Non-Lead | No |  |  |  | Unknown, Non-Lead | 2016 | No |  |  |  | Non-lead
014670 | 6440 SUNSHINE ST |  | Polytube | Yes |  | 2022-06-24 |  | PVC | 1980 | Yes |  | 2022-06-24 |  | Non-lead
014671 | 345 THIRD RD |  | Unknown, Non-Lead | Yes |  | 2021-10-08 |  | Unknown, Non-Lead | 1990 | Yes |  | 2021-10-08 |  | Non-lead
014673 | APT 2B 5312 3RD AVE |  | Polytube | Yes |  | 2023-03-08 |  | PVC | 1953 | Yes |  | 2023-03-08 |  | Non-lead
014674 | 160 W AVE A |  | Polytube | Yes |  | 2022-12-12 |  | PVC | 1984 | Yes |  | 2022-12-12 |  | Non-lead
014675 | 140 W AVE A |  | Polytube | Yes |  | 2023-02-01 |  | PVC | 1964 | Yes |  | 2023-02-01 |  | Non-lead
014676 | 106309 OVERSEAS HWY |  | Polytube | Yes |  | 2024-02-05 |  | PVC | 1962 | Yes |  | 2024-02-05 |  | Non-lead
014678 | 168 JASMINE ST |  | Polytube | Yes |  | 2022-06-16 |  | PVC | 1961 | Yes |  | 2022-06-16 |  | Non-lead
014679 | 134 FIRST CT |  | Copper | Yes |  | 2023-05-15 |  | PVC | 1981 | Yes |  | 2023-05-15 |  | Non-lead
014680 | 182 SECOND CT |  | Polytube | Yes |  | 2023-01-05 |  | PVC | 1975 | Yes |  | 2023-01-05 |  | Non-lead
014681 | 149 1ST CT |  | Polytube | Yes |  | 2023-01-05 |  | PVC | 1972 | Yes |  | 2023-01-05 |  | Non-lead
014682 | 861 CRANE BLVD |  | Polytube | Yes |  | 2023-01-13 |  | PVC | 1940 | Yes |  | 2023-01-13 |  | Non-lead
014683 | 25021 OVERSEAS HWY |  | Polytube | Yes |  | 2023-04-25 |  | PVC |  | Yes |  | 2023-04-25 |  | Non-lead
014684 | 1421 1ST ST |  | Unknown | Yes |  | 2024-05-20 |  | Unknown | 1948 | Yes |  | 2024-05-20 |  | Lead Status Unknown
014685 | 1011 16TH TERR |  | Polytube | Yes |  | 2022-05-11 |  | PVC | 1965 | Yes |  | 2022-05-11 |  | Non-lead
014686 | 1001 16TH TERR |  | Polytube | Yes |  | 2022-06-16 |  | Copper | 1963 | Yes |  | 2022-06-16 |  | Non-lead
014687 | 1015 16TH TERR |  | Polytube | Yes |  | 2022-06-16 |  | Copper | 1963 | Yes |  | 2022-06-16 |  | Non-lead
014688 | 63 3RD CT |  | Polytube | Yes |  | 2022-12-12 |  | PVC | 1964 | Yes |  | 2022-12-12 |  | Non-lead
014690 | 3860 GILLOTT RD |  | Polytube | Yes |  | 2023-01-11 |  | PVC | 1963 | Yes |  | 2023-01-11 |  | Non-lead
014691 | 64 TINGLER LANE |  | Polytube | Yes |  | 2024-08-29 |  | PVC | 1964 | Yes |  | 2024-08-29 |  | Non-lead
014692 | 57784 OVERSEAS HWY |  | Polytube | Yes |  | 2023-04-06 |  | PVC | 1963 | Yes |  | 2023-04-06 |  | Non-lead
014694 | 81 COCO PLUM DR |  | Polytube | Yes |  | 2024-06-21 |  | PVC | 1971 | Yes |  | 2024-06-21 |  | Non-lead
014695 | RS 755 101ST OCEAN ST |  | Polytube | Yes |  | 2024-08-07 |  | PVC | 1973 | Yes |  | 2024-08-07 |  | Non-lead
014696 | 10935 OVERSEAS HWY |  | Polytube | Yes |  | 2024-08-07 |  | PVC | 1951 | Yes |  | 2024-08-07 |  | Non-lead
014697 | 8000 SHARK DRIVE |  | Polytube | Yes |  | 2023-01-31 |  | PVC | 1968 | Yes |  | 2023-01-31 |  | Non-lead
014698 | 675 46TH GULF ST |  | PVC | Yes |  | 2023-03-06 |  | PVC | 1974 | Yes |  | 2022-10-20 |  | Non-lead
014700 | 39 TREASURE RD |  | Polytube | Yes |  | 2022-06-21 |  | PVC | 2006 | Yes |  | 2022-06-21 |  | Non-lead
014701 | FRONT 2503 FOGARTY AVE |  | Polytube | Yes |  | 2022-08-23 |  | Copper | 1943 | Yes |  | 2022-08-23 |  | Non-lead
014702 | 244 TREASURE RD |  | Polytube | Yes |  | 2022-06-21 |  | PVC | 1972 | Yes |  | 2022-06-21 |  | Non-lead
014703 | 7 VENTANA LN |  | Polytube | Yes |  | 2023-08-04 |  | PVC | 1964 | Yes |  | 2023-08-04 |  | Non-lead
014704 | 49 N BLACKWATER LN |  | Polytube | Yes |  | 2022-11-21 |  | PVC | 1976 | Yes |  | 2022-11-21 |  | Non-lead
014705 | APT A 115 PETRONIA ST |  | Polytube | Yes |  | 2023-05-04 |  | PVC | 1928 | Yes |  | 2023-05-04 |  | Non-lead
014706 | APT B 115 PETRONIA ST |  | Polytube | Yes |  | 2023-05-04 |  | PVC | 1943 | Yes |  | 2023-05-04 |  | Non-lead
014708 | 286 S COCONUT PALM BLVD |  | Polytube | Yes |  | 2022-06-14 |  | PVC | 1964 | Yes |  | 2022-06-14 |  | Non-lead
014709 | APT 1B 5312 3RD AVE |  | Polytube | Yes |  | 2023-03-08 |  | PVC | 1953 | Yes |  | 2023-03-08 |  | Non-lead
014710 | 31363 B AVE |  | Unknown, Non-Lead | No |  |  |  | No Piping | Vacant | No |  |  |  | Non-lead
014711 | 106 BUTTONWOOD AVE |  | Polytube | Yes |  | 2023-02-01 |  | PVC | 1972 | Yes |  | 2023-02-01 |  | Non-lead
014712 | 124 FIRST CT |  | Unknown | Yes |  | 2023-05-04 |  | Unknown | 1951 | Yes |  | 2023-05-04 |  | Lead Status Unknown
014713 | 186 2ND CT |  | Polytube | Yes |  | 2023-01-05 |  | PVC | 1975 | Yes |  | 2023-01-05 |  | Non-lead
014714 | APT 1A 5312 3RD AVE |  | Polytube | Yes |  | 2023-03-08 |  | PVC | 1953 | Yes |  | 2023-03-08 |  | Non-lead
014715 | #2 921 CENTER ST |  | Polytube | Yes |  | 2022-10-27 |  | PVC | 1980 | Yes |  | 2022-10-27 |  | Non-lead
014716 | 3504 DUCK AVE |  | Polytube | Yes |  | 2023-05-04 |  | PVC |  | Yes |  | 2023-05-04 |  | Non-lead
014717 | APT REAR 603 ELIZABETH ST |  | Polytube | Yes |  | 2023-02-01 |  | PVC | 1928 | Yes |  | 2023-02-01 |  | Non-lead
014718 | APT FRONT 603 ELIZABETH ST |  | Polytube | Yes |  | 2023-02-01 |  | PVC | 1928 | Yes |  | 2023-02-01 |  | Non-lead
014719 | NO SIDE GOLF COU |  | Unknown, Non-Lead | No |  |  |  | Unknown, Non-Lead | 1996 | No |  |  |  | Non-lead
014720 | 388 PALM DR |  | Polytube | Yes |  | 2022-06-28 |  | PVC | 1963 | Yes |  | 2022-06-28 |  | Non-lead
014721 | 19542 AZTEC ST |  | Polytube | Yes |  | 2023-01-13 |  | PVC | 1953 | Yes |  | 2023-01-13 |  | Non-lead
014722 | 78 1ST CT |  | Polytube | Yes |  | 2023-01-05 |  | PVC | 1976 | Yes |  | 2023-01-05 |  | Non-lead
014723 | 129 SECOND CT |  | Polytube | Yes |  | 2023-05-09 |  | PVC | 1967 | Yes |  | 2023-05-09 |  | Non-lead
014724 | 19572 AZTEC ST |  | Polytube | Yes |  | 2023-01-13 |  | PVC | 1953 | Yes |  | 2023-01-13 |  | Non-lead
014725 | PENNEKAMP 102601 OVERSEAS HWY |  | Polytube | Yes |  | 2023-02-08 |  | PVC | 1984 | Yes |  | 2023-02-08 |  | Non-lead
014726 | 102601 OVERSEAS HWY |  | Polytube | Yes |  | 2023-03-23 |  | PVC | 1984 | Yes |  | 2023-03-23 |  | Non-lead
014727 | 71 JOHNSON RD |  | Polytube | Yes |  | 2024-01-08 |  | PVC | 1938 | Yes |  | 2024-01-08 |  | Non-lead
014728 | 1550 VENETIAN DR |  | Copper | Yes |  | 2023-04-24 |  | PVC | 1963 | Yes |  | 2023-04-24 |  | Non-lead
014729 | 1680 HELLENGA DR |  | Polytube | Yes |  | 2022-11-28 |  | PVC | 1962 | Yes |  | 2022-11-28 |  | Non-lead
014730 | 89 3RD CT |  | Polytube | Yes |  | 2022-12-12 |  | PVC | 1978 | Yes |  | 2022-12-12 |  | Non-lead
014731 | 77 E 2ND CT |  | Polytube | Yes |  | 2022-12-19 |  | PVC | 1972 | Yes |  | 2022-12-19 |  | Non-lead
014732 | 638 ISLAND DR |  | Polytube | Yes |  | 2022-10-13 |  | PVC | 1968 | Yes |  | 2022-10-13 |  | Non-lead
014733 | 85 FIRST CT |  | Polytube | Yes |  | 2023-01-05 |  | PVC | 1958 | Yes |  | 2023-01-05 |  | Non-lead
014734 | L6 B11 67 FIRST COURT |  | Polytube | Yes |  | 2023-01-05 |  | PVC | 1973 | Yes |  | 2023-01-05 |  | Non-lead
014735 | 87 2ND CT |  | Polytube | Yes |  | 2022-12-19 |  | PVC | 1965 | Yes |  | 2022-12-19 |  | Non-lead
014736 | 61 1ST CT |  | Polytube | Yes |  | 2022-09-30 |  | PVC | 1973 | Yes |  | 2022-09-30 |  | Non-lead
014737 | 119 BUTTONWOOD AVE |  | Polytube | Yes |  | 2022-12-12 |  | PVC | 1969 | Yes |  | 2022-12-12 |  | Non-lead
014738 | 31220 AVENUE I |  | Polytube | Yes |  | 2024-08-27 |  | PVC | 1963 | Yes |  | 2024-08-27 |  | Non-lead
014739 | 1019 16TH TERR |  | Polytube | Yes |  | 2022-09-23 |  | Copper | 1965 | Yes |  | 2022-09-23 |  | Non-lead
014740 | 1025 16TH TERR |  | Polytube | Yes |  | 2022-05-11 |  | PVC | 1963 | Yes |  | 2022-05-11 |  | Non-lead
014741 | 1103 16 TERR |  | Polytube | Yes |  | 2022-05-11 |  | Copper | 1965 | Yes |  | 2022-05-11 |  | Non-lead
014742 | 1107 16TH TERR |  | Polytube | Yes |  | 2022-06-16 |  | Copper | 1965 | Yes |  | 2022-06-16 |  | Non-lead
014743 | 1111 16TH TERR |  | Polytube | Yes |  | 2024-04-16 |  | Copper | 1965 | Yes |  | 2024-04-16 |  | Non-lead
014744 | 1115 16TH TERR |  | Polytube | Yes |  | 2024-05-22 |  | PVC | 1963 | Yes |  | 2024-05-22 |  | Non-lead
014745 | 1119 16TH TERR |  | Polytube | Yes |  | 2022-05-11 |  | Copper | 1968 | Yes |  | 2022-05-11 |  | Non-lead
014746 | UNIT 1 & 2 601 DUVAL ST |  | Polytube | Yes |  | 2022-09-26 |  | PVC | 1956 | Yes |  | 2022-09-26 |  | Non-lead
014747 | 3504 EAGLE AVE |  | Polytube | Yes |  | 2022-06-14 |  | Copper | 1963 | Yes |  | 2022-06-14 |  | Non-lead
014749 | 19582 AZTEC ST |  | Polytube | Yes |  | 2023-01-13 |  | PVC | 1948 | Yes |  | 2023-01-13 |  | Non-lead
014750 | UNIT REAR 231 COPPITT RD |  | Polytube | Yes |  | 2024-05-01 |  | PVC | 1948 | Yes |  | 2024-05-01 |  | Non-lead
014751 | 2927 STAPLES AVE |  | Polytube | Yes |  | 2022-07-20 |  | PVC | 1938 | Yes |  | 2022-07-20 |  | Non-lead
014753 | 19616 AZTEC ST |  | Polytube | Yes |  | 2023-01-13 |  | PVC | 1953 | Yes |  | 2023-01-13 |  | Non-lead
014754 | APT 2 819 WASHINGTON ST |  | Unknown | Yes |  | 2023-11-17 |  | PVC | 1964 | Yes |  | 2023-11-17 |  | Lead Status Unknown
014755 | 6515 5TH ST |  | Polytube | Yes |  | 2024-02-28 |  | PVC | 1962 | Yes |  | 2024-02-28 |  | Non-lead
014756 | 5421 ROBYNS LN |  | Polytube | Yes |  | 2024-11-13 |  | PVC | 2006 | Yes |  | 2024-11-13 |  | Non-lead
014757 | #5 5405 3RD AVE |  | Polytube | Yes |  | 2022-08-25 |  | PVC | 1985 | Yes |  | 2022-08-25 |  | Non-lead
014758 | 841 CRANE BLVD |  | Polytube | Yes |  | 2023-08-02 |  | PVC | 1940 | Yes |  | 2023-08-02 |  | Non-lead
014760 | 424 GREENE ST |  | Polytube | Yes |  | 2022-12-02 |  | PVC | 1940 | Yes |  | 2022-12-02 |  | Non-lead
014761 | 202 DUVAL ST |  | Polytube | Yes |  | 2022-11-30 |  | PVC | 1933 | Yes |  | 2022-11-30 |  | Non-lead
014763 | 25073 CENTER ST |  | Polytube | Yes |  | 2023-04-24 |  | PVC | 1987 | Yes |  | 2023-04-24 |  | Non-lead
014764 | 19672 INDIAN MOUNDS DR |  | Polytube | Yes |  | 2023-01-18 |  | PVC | 1953 | Yes |  | 2023-01-18 |  | Non-lead
014765 | 812 BONITO LN |  | Polytube | Yes |  | 2022-09-20 |  | PVC | 1981 | Yes |  | 2022-09-20 |  | Non-lead
014766 | APT 6 416 PETRONIA ST |  | PVC | Yes |  | 2022-09-26 |  | PVC | 1928 | Yes |  | 2022-09-26 |  | Non-lead
014767 | 78 BAY DR |  | Polytube | Yes |  | 2024-05-30 |  | PVC | 1963 | Yes |  | 2024-05-30 |  | Non-lead
014768 | 10 PEN KEY CLUB |  | Polytube | Yes |  | 2019-05-24 |  | PVC | 2016 | Yes |  | 2019-05-24 |  | Non-lead
014769 | 17 PEN KEY CLUB |  | Polytube | Yes |  | 2022-06-23 |  | PVC | 1962 | Yes |  | 2022-06-23 |  | Non-lead
014770 | 19 PEN KEY CLUB |  | Polytube | Yes |  | 2022-06-23 |  | PVC | 1962 | Yes |  | 2022-06-23 |  | Non-lead
014771 | 29 PEN KEY CLUB |  | Polytube | Yes |  | 2022-06-01 |  | PVC | 1994 | Yes |  | 2022-06-01 |  | Non-lead
014772 | 126 INDIAN MOUND TR |  | Polytube | Yes |  | 2022-06-03 |  | PVC | 1986 | Yes |  | 2022-06-03 |  | Non-lead
014773 | 163 HARBOR Dr |  | Polytube | Yes |  | 2022-06-14 |  | PVC | 1984 | Yes |  | 2022-06-14 |  | Non-lead
014774 | 166 SUGARLOAF DR |  | Polytube | Yes |  | 2023-05-04 |  | PVC | 1963 | Yes |  | 2023-05-04 |  | Non-lead
014775 | 9 BEACH DR |  | Unknown | No |  |  |  | Unknown | 1976 | No |  |  |  | Lead Status Unknown
014776 | 301 CROSS ST |  | Polytube | Yes |  | 2023-03-08 |  | PVC | 1964 | Yes |  | 2023-03-08 |  | Non-lead
014777 | 109 W AVE A |  | Polytube | Yes |  | 2023-02-01 |  | PVC | 1973 | Yes |  | 2023-02-01 |  | Non-lead
014778 | APT 1 26 HIBISCUS LN |  | Polytube | Yes |  | 2023-08-29 |  | PVC | 1962 | Yes |  | 2023-08-29 |  | Non-lead
014779 | 125 FIRST CT |  | Unknown, Non-Lead | Yes |  | 2019-10-22 |  | PVC | 2014 | Yes |  | 2019-10-22 |  | Non-lead
014780 | LOT 085 1213 14TH ST |  | Polytube | Yes |  | 2022-07-22 |  | PVC | 1965 | Yes |  | 2022-07-22 |  | Non-lead
014781 | LOT 083 1213 14TH ST |  | Polytube | Yes |  | 2022-07-22 |  | PVC | 1965 | Yes |  | 2022-07-22 |  | Non-lead
014782 | 30461 POINCIANA RD |  | Polytube | Yes |  | 2024-09-23 |  | PVC | 1948 | Yes |  | 2024-09-23 |  | Non-lead
014783 | LOT 080 1213 14TH ST |  | Polytube | Yes |  | 2023-11-07 |  | Polytube | 1965 | Yes |  | 2023-11-07 |  | Non-lead
014784 | 213 PUEBLO ST |  | Polytube | Yes |  | 2023-02-02 |  | PVC | 1964 | Yes |  | 2023-02-02 |  | Non-lead
014785 | 17225 KINGFISH LN E |  | Polytube | Yes |  | 2022-07-11 |  | PVC | 1963 | Yes |  | 2022-07-11 |  | Non-lead
014786 | 8 SUNSET ROAD LT 5 |  | Polytube | Yes |  | 2023-07-28 |  | PVC | 1961 | Yes |  | 2023-07-28 |  | Non-lead
014787 | 100 BUTTONWOOD AVE |  | PVC | Yes |  | 2023-07-26 |  | PVC | 1968 | Yes |  | 2023-07-26 |  | Non-lead
014788 | 888 ELLEN DR |  | Polytube | Yes |  | 2023-02-16 |  | PVC | 1958 | Yes |  | 2023-02-16 |  | Non-lead
014789 | 179 FIRST CT |  | Unknown, Non-Lead | Yes |  | 2018-04-30 |  | PVC | 1993 | Yes |  | 2018-04-30 |  | Non-lead
014790 | 1257 WARNER RD |  | Polytube | Yes |  | 2024-06-04 |  | PVC | 1938 | Yes |  | 2024-06-04 |  | Non-lead
014791 | LOT 081 1213 14TH ST |  | Polytube | Yes |  | 2022-07-22 |  | Polytube | 1965 | Yes |  | 2022-07-22 |  | Non-lead
014792 | 984 OLEANDER RD |  | Polytube | Yes |  | 2023-02-08 |  | PVC | 1962 | Yes |  | 2023-02-08 |  | Non-lead
014793 | 549 PLANTE ST |  | Polytube | Yes |  | 2022-10-31 |  | PVC | 1964 | Yes |  | 2022-10-31 |  | Non-lead
014794 | 509 ANGELA ST |  | Polytube | Yes |  | 2022-11-18 |  | Polytube | 1958 | Yes |  | 2022-11-18 |  | Non-lead
014795 | 135 BESSIE RD |  | Polytube | Yes |  | 2022-05-17 |  | PVC | 1982 | Yes |  | 2022-05-17 |  | Non-lead
014796 | UNIT 12 5655 3RD AVE |  | Polytube | Yes |  | 2024-07-17 |  | PVC | 1958 | Yes |  | 2024-07-17 |  | Non-lead
014797 | UNIT 13 5655 3RD AVE |  | Polytube | Yes |  | 2024-07-17 |  | PVC | 1958 | Yes |  | 2024-07-17 |  | Non-lead
014798 | 23 AMARYLLIS DR |  | Polytube | Yes |  | 2023-06-30 |  | PVC | 1963 | Yes |  | 2023-06-30 |  | Non-lead
014799 | 1014 ELGIN LN |  | Polytube | Yes |  | 2023-03-06 |  | PVC | 1918 | Yes |  | 2023-03-06 |  | Non-lead
014800 | 1631 SUNRISE DR |  | Polytube | Yes |  | 2022-11-16 |  | Polytube |  | Yes |  | 2022-11-16 |  | Non-lead
014802 | 17 KEY HAVEN TER |  | Polytube | Yes |  | 2022-11-07 |  | PVC | 1962 | Yes |  | 2022-11-07 |  | Non-lead
014803 | LOT 082 1213 14TH ST |  | Polytube | Yes |  | 2023-01-09 |  | None | 1965 | Yes |  | 2023-01-09 |  | Non-lead
014804 | LOT D20 5031 5TH AVE |  | Unknown, Non-Lead | No |  |  |  | No Piping | Vacant | No |  |  |  | Non-lead
014805 | 1705 JOSEPHINE ST |  | Polytube | Yes |  | 2023-03-14 |  | PVC | 1968 | Yes |  | 2023-03-14 |  | Non-lead
014806 | 126 HARBOR DR |  | Polytube | Yes |  | 2022-06-15 |  | PVC | 1963 | Yes |  | 2022-06-15 |  | Non-lead
014807 | UNIT 3 905 WHITE ST |  | Polytube | Yes |  | 2022-09-09 |  | PVC | 1938 | Yes |  | 2022-09-09 |  | Non-lead
014808 | 34 PALMETTO DR |  | Unknown | Yes |  | 2023-06-02 |  | Unknown | 1963 | Yes |  | 2023-06-02 |  | Lead Status Unknown
014809 | #2 927 EATON ST |  | Polytube | Yes |  | 2023-03-06 |  | PVC | 1963 | Yes |  | 2023-03-06 |  | Non-lead
014810 | COMM2 927 EATON ST |  | Polytube | Yes |  | 2023-03-06 |  | PVC | 1963 | Yes |  | 2023-03-06 |  | Non-lead
014811 | 320 TRUMAN AVE |  | Polytube | Yes |  | 2023-05-04 |  | PVC | 1918 | Yes |  | 2023-05-04 |  | Non-lead
014812 | 88 2ND CT |  | Polytube | Yes |  | 2022-12-19 |  | Copper | 1968 | Yes |  | 2022-12-19 |  | Non-lead
014813 | 100 FIRST CT |  | Polytube | Yes |  | 2023-01-05 |  | PVC | 1966 | Yes |  | 2023-01-05 |  | Non-lead
014814 | 53 E 2ND CT |  | Polytube | Yes |  | 2022-12-19 |  | PVC | 1968 | Yes |  | 2022-12-19 |  | Non-lead
014815 | 18 AVENUE D |  | Polytube | Yes |  | 2023-01-05 |  | PVC | 1969 | Yes |  | 2023-01-05 |  | Non-lead
014817 | 119 HARBOR VIEW DR |  | Polytube | Yes |  | 2023-01-30 |  | PVC | 1963 | Yes |  | 2023-01-30 |  | Non-lead
014818 | 3616 SUNRISE DR |  | Polytube | Yes |  | 2022-05-25 |  | Polytube | 1962 | Yes |  | 2022-05-25 |  | Non-lead
014819 | 19583 SEMINOLE ST |  | Polytube | Yes |  | 2023-02-02 |  | PVC | 1953 | Yes |  | 2023-02-02 |  | Non-lead
014820 | 29943 OVERSEAS HWY |  | Polytube | Yes |  | 2022-12-08 |  | PVC | 1963 | Yes |  | 2022-12-08 |  | Non-lead
014822 | 31532 G AVE |  | Unknown, Non-Lead | Yes |  | 2023-10-18 |  | Unknown, Non-Lead | 1999 | Yes |  | 2023-10-18 |  | Non-lead
014823 | REAR 1317 CATHERINE ST |  | Polytube | Yes |  | 2022-08-29 |  | PVC | 1933 | Yes |  | 2022-08-29 |  | Non-lead
014824 | 30736 HAMMOCK DR |  | Polytube | Yes |  | 2024-02-07 |  | PVC | 1980 | Yes |  | 2024-02-07 |  | Non-lead
014825 | 186 1ST CT |  | Polytube | Yes |  | 2023-01-05 |  | PVC | 1965 | Yes |  | 2023-01-05 |  | Non-lead
014826 | 50 FIRST CT |  | Polytube | Yes |  | 2023-01-05 |  | PVC | 1971 | Yes |  | 2023-01-05 |  | Non-lead
014827 | 1/2 UP 709 EATON ST |  | Polytube | Yes |  | 2022-12-16 |  | PVC | 1940 | Yes |  | 2022-12-16 |  | Non-lead
014828 | 909 18TH ST |  | Polytube | Yes |  | 2022-07-20 |  | PVC | 1965 | Yes |  | 2022-07-20 |  | Non-lead
014829 | 908 18TH TER |  | Polytube | Yes |  | 2022-05-19 |  | PVC | 1963 | Yes |  | 2022-05-19 |  | Non-lead
014830 | FRONT & BACK 3230 DUCK AVE |  | Copper | Yes |  | 2022-07-19 |  | Polytube | 1943 | Yes |  | 2022-07-19 |  | Non-lead
014831 | 922 THOMAS ST |  | Polytube | Yes |  | 2023-02-15 |  | PVC | 1938 | Yes |  | 2023-02-15 |  | Non-lead
014832 | LOT 084 1213 14TH ST |  | Polytube | Yes |  | 2024-01-31 |  | PVC | 1965 | Yes |  | 2024-01-31 |  | Non-lead
014833 | LOT 125 1213 14TH ST |  | Polytube | Yes |  | 2022-07-22 |  | PVC | 1965 | Yes |  | 2022-07-22 |  | Non-lead
014834 | 14 AMARYLLIS DR |  | Copper | Yes |  | 2023-06-30 |  | PVC | 1963 | Yes |  | 2023-06-30 |  | Non-lead
014835 | 1719 ASHBY ST |  | Polytube | Yes |  | 2024-07-10 |  | PVC | 1968 | Yes |  | 2024-07-10 |  | Non-lead
014836 | APT 3 6410 2ND ST |  | Polytube | Yes |  | 2023-03-07 |  | Galvanized | 1958 | Yes |  | 2023-03-07 |  | Galvanized Requiring Replacement
014837 | APT 4 6410 2ND ST |  | Polytube | Yes |  | 2019-10-03 |  | PVC | 1958 | Yes |  | 2019-10-03 |  | Non-lead
014841 | 44 BAHAMA AVE |  | Polytube | Yes |  | 2022-11-29 |  | PVC | 1964 | Yes |  | 2022-11-29 |  | Non-lead
014843 | 1318 WILLIAM ST |  | Polytube | Yes |  | 2024-05-31 |  | PVC | 1958 | Yes |  | 2024-05-31 |  | Non-lead
014844 | 32 BLUEWATER DR |  | Polytube | Yes |  | 2022-07-07 |  | PVC | 1963 | Yes |  | 2022-07-07 |  | Non-lead
014845 | 164 N COCONUT PALM BLVD |  | Polytube | Yes |  | 2022-06-14 |  | PVC | 1964 | Yes |  | 2022-06-14 |  | Non-lead
014846 | #5 300 AVE B |  | Unknown, Non-Lead | Yes |  | 2022-10-21 |  | No Piping | 1965 | Yes |  | 2022-10-21 |  | Non-lead
014847 | APT 2 300 AVE B |  | Unknown, Non-Lead | No |  |  |  | Unknown, Non-Lead | 2013 | No |  |  |  | Non-lead
014848 | 16991 SHORE DR |  | Polytube | Yes |  | 2024-01-25 |  | PVC | 1958 | Yes |  | 2024-01-25 |  | Non-lead
014849 | 22757 JOLLY ROGER DR |  | Polytube | Yes |  | 2022-11-07 |  | PVC | 1963 | Yes |  | 2022-11-07 |  | Non-lead
014850 | LOT 126 1213 14TH ST |  | Polytube | Yes |  | 2024-08-07 |  | Polytube | 1965 | Yes |  | 2024-08-07 |  | Non-lead
014851 | 123 SECOND CT |  | Polytube | Yes |  | 2023-01-05 |  | PVC | 1971 | Yes |  | 2023-01-05 |  | Non-lead
014852 | 166 FIRST CT |  | Polytube | Yes |  | 2023-01-05 |  | PVC | 1974 | Yes |  | 2023-01-05 |  | Non-lead
014853 | 167 FIRST CT |  | Unknown, Non-Lead | Yes |  | 2018-11-27 |  | Unknown, Non-Lead | 2007 | Yes |  | 2018-11-27 |  | Non-lead
014854 | STE A 1411 1ST ST |  | PVC | Yes |  | 2023-09-06 |  | PVC | 1968 | Yes |  | 2023-09-06 |  | Non-lead
014855 | 46 PALM DR |  | Polytube | Yes |  | 2022-12-27 |  | PVC | 2015 | Yes |  | 2022-12-27 |  | Non-lead
014856 | LOT B4 5031 5TH AVE |  | Unknown, Non-Lead | No |  |  |  | No Piping | Vacant | No |  |  |  | Non-lead
014857 | 1430 FLAGLER AVE |  | Polytube | Yes |  | 2024-06-14 |  | Copper | 1963 | Yes |  | 2024-06-14 |  | Non-lead
014858 | #1 80 CRUIKSHANK LN |  | Unknown, Non-Lead | Yes |  | 2023-05-04 |  | No Piping | 1938 | Yes |  | 2023-05-04 |  | Non-lead
014860 | 250 APACHE ST |  | Polytube | Yes |  | 2022-06-07 |  | PVC | 1967 | Yes |  | 2022-06-07 |  | Non-lead
014861 | #81 US1 BAYSIDE MM |  | Polytube | Yes |  | 2022-06-22 |  | PVC | 1963 | Yes |  | 2022-06-22 |  | Non-lead
014862 | 132 N HAMMOCK RD |  | Polytube | Yes |  | 2022-05-13 |  | PVC | 1962 | Yes |  | 2022-05-13 |  | Non-lead
014863 | 1215 W SHORE DR |  | Polytube | Yes |  | 2022-12-15 |  | PVC | 1969 | Yes |  | 2022-12-15 |  | Non-lead
014864 | 324 ELIZABETH ST |  | Polytube | Yes |  | 2023-02-01 |  | PVC | 1933 | Yes |  | 2023-02-01 |  | Non-lead
014865 | LOT 124 1213 14TH ST |  | Polytube | Yes |  | 2022-07-22 |  | PVC | 1965 | Yes |  | 2022-07-22 |  | Non-lead
014866 | 519 PALM DR |  | Polytube | Yes |  | 2022-07-06 |  | PVC | 1948 | Yes |  | 2022-07-06 |  | Non-lead
014867 | 163 JASMINE ST |  | Polytube | Yes |  | 2022-07-19 |  | PVC | 1962 | Yes |  | 2022-07-19 |  | Non-lead
014868 | 105 S LAYTON DR |  | Polytube | Yes |  | 2022-06-27 |  | PVC | 1972 | Yes |  | 2022-06-27 |  | Non-lead
014869 | 74840 OVERSEAS HWY |  | Polytube | Yes |  | 2022-07-05 |  | PVC | 1967 | Yes |  | 2022-07-05 |  | Non-lead
014870 | 490 BARRACUDA BLVD |  | Polytube | Yes |  | 2022-05-20 |  | PVC |  | Yes |  | 2022-05-20 |  | Non-lead
014871 | 118 MARINA AVE |  | Polytube | Yes |  | 2022-11-30 |  | PVC | 1962 | Yes |  | 2022-11-30 |  | Non-lead
014872 | 181 SECOND CT |  | Polytube | Yes |  | 2023-01-05 |  | PVC | 1974 | Yes |  | 2023-01-05 |  | Non-lead
014873 | 78 2ND CT |  | Polytube | Yes |  | 2022-12-19 |  | Copper | 1968 | Yes |  | 2022-12-19 |  | Non-lead
014874 | 108 W AVE A |  | Polytube | Yes |  | 2022-12-13 |  | Galvanized | 1960 | Yes |  | 2022-12-13 |  | Galvanized Requiring Replacement
014875 | 52 HIBISCUS LN |  | Polytube | Yes |  | 2023-02-06 |  | PVC | 1965 | Yes |  | 2023-02-06 |  | Non-lead
014876 | LOT 132 1213 14TH ST |  | Polytube | Yes |  | 2022-07-22 |  | Polytube | 1965 | Yes |  | 2022-07-22 |  | Non-lead
014881 | 1215 PETRONIA ST |  | Polytube | Yes |  | 2022-09-19 |  | PVC | 1925 | Yes |  | 2022-09-19 |  | Non-lead
014882 | 3617 NORTHSIDE DR |  | Polytube | Yes |  | 2022-05-19 |  | PVC | 1964 | Yes |  | 2022-05-19 |  | Non-lead
014884 | APT 3 831 THOMAS ST |  | Polytube | Yes |  | 2022-12-27 |  | PVC | 1964 | Yes |  | 2022-12-27 |  | Non-lead
014885 | APT 2 831 THOMAS ST |  | Polytube | Yes |  | 2023-05-04 |  | PVC | 1964 | Yes |  | 2023-05-04 |  | Non-lead
014886 | #B 202 ANGELA ST |  | Unknown, Non-Lead | Yes |  | 2021-05-14 |  | Unknown, Non-Lead | 2000 | Yes |  | 2021-05-14 |  | Non-lead
014887 | APT A 701 EMMA ST |  | Unknown, Non-Lead | Yes |  | 2021-03-08 |  | Unknown, Non-Lead | 2000 | Yes |  | 2021-03-08 |  | Non-lead
014888 | 93 TARPON BASIN DR |  | Polytube | Yes |  | 2022-12-12 |  | PVC | 1968 | Yes |  | 2022-12-12 |  | Non-lead
014889 | 134 ARBOR LANE |  | Polytube | Yes |  | 2023-02-13 |  | PVC | 1968 | Yes |  | 2023-02-13 |  | Non-lead
014890 | APT 2 30 HIBISCUS LN |  | Polytube | Yes |  | 2023-01-30 |  | PVC | 1960 | Yes |  | 2023-01-30 |  | Non-lead
014891 | 102600 OVERSEAS HWY |  | Polytube | Yes |  | 2023-01-30 |  | PVC | 1963 | Yes |  | 2023-01-30 |  | Non-lead
014892 | 60 BAHAMA AVE |  | Polytube | Yes |  | 2022-08-24 |  | PVC | 1963 | Yes |  | 2022-08-24 |  | Non-lead
014893 | LOT 120 1213 14TH ST |  | Polytube | Yes |  | 2022-07-22 |  | Polytube | 1965 | Yes |  | 2022-07-22 |  | Non-lead
014894 | APT 2 UP 705 ASHE ST |  | Polytube | Yes |  | 2023-03-10 |  | PVC | 1924 | Yes |  | 2023-03-10 |  | Non-lead
014895 | APT 3 REAR 705 ASHE ST |  | Polytube | Yes |  | 2023-03-10 |  | PVC | 1934 | Yes |  | 2023-03-10 |  | Non-lead
014896 | LOT 127 1213 14TH ST |  | Polytube | Yes |  | 2022-07-22 |  | PVC | 1965 | Yes |  | 2022-07-22 |  | Non-lead
014897 | LOT 66 1300 15TH CT |  | Polytube | Yes |  | 2023-01-23 |  | PVC | 1966 | Yes |  | 2023-01-23 |  | Non-lead
014898 | LOT 65 1300 15TH CT |  | Polytube | Yes |  | 2023-05-04 |  | PVC | 1966 | Yes |  | 2023-05-04 |  | Non-lead
014899 | 29013 MARIGOLD DR |  | Polytube | Yes |  | 2023-01-10 |  | PVC | 1969 | Yes |  | 2023-01-10 |  | Non-lead
014900 | 102 AZALEA ST |  | Polytube | Yes |  | 2022-06-16 |  | PVC | 1962 | Yes |  | 2022-06-16 |  | Non-lead
014901 | IRRIGATION 83400 OVERSEAS HWY |  | Unknown | Yes |  | 2022-06-23 |  | Unknown | 1978 | Yes |  | 2022-06-23 |  | Lead Status Unknown
014902 | SHELL 24838 OVERSEAS HWY |  | Polytube | Yes |  | 2023-04-25 |  | PVC | 1958 | Yes |  | 2023-04-25 |  | Non-lead
014903 | 3620 SUNRISE DR |  | Polytube | Yes |  | 2022-05-25 |  | PVC | 1963 | Yes |  | 2022-05-25 |  | Non-lead
014904 | 79 1ST CT |  | Polytube | Yes |  | 2023-01-05 |  | PVC | 1963 | Yes |  | 2023-01-05 |  | Non-lead
014905 | LOT 129 1213 14TH ST |  | Polytube | Yes |  | 2022-10-24 |  | Polytube | 1965 | Yes |  | 2022-10-24 |  | Non-lead
014906 | 4 ARBUTUS DR |  | Polytube | Yes |  | 2022-05-05 |  | PVC | 1963 | Yes |  | 2022-05-05 |  | Non-lead
014907 | LOT 119 1213 14TH ST |  | Polytube | Yes |  | 2022-10-13 |  | PVC | 1965 | Yes |  | 2022-10-13 |  | Non-lead
014908 | 120 N HAMMOCK RD |  | Polytube | Yes |  | 2022-06-23 |  | PVC | 1964 | Yes |  | 2022-06-23 |  | Non-lead
014909 | LOT 79 1300 15TH CT |  | Polytube | Yes |  | 2022-10-19 |  | PVC | 1966 | Yes |  | 2022-10-19 |  | Non-lead
014910 | LOT 123 1213 14TH ST |  | Polytube | Yes |  | 2023-03-24 |  | PVC | 1965 | Yes |  | 2023-03-24 |  | Non-lead
014911 | LOT 78 1300 15TH CT |  | Polytube | Yes |  | 2024-08-21 |  | PVC | 1966 | Yes |  | 2024-08-21 |  | Non-lead
014912 | 19629 INDIAN MOUND DR |  | Polytube | Yes |  | 2023-01-18 |  | PVC | 1948 | Yes |  | 2023-01-18 |  | Non-lead
014913 | 5 BEACH DR |  | Polytube | Yes |  | 2022-05-12 |  | PVC | 2006 | Yes |  | 2022-05-12 |  | Non-lead
014914 | 548 PLANTE ST |  | Polytube | Yes |  | 2022-10-31 |  | PVC | 1958 | Yes |  | 2022-10-31 |  | Non-lead
014915 | 155 GARDEN ST |  | Polytube | Yes |  | 2023-02-09 |  | PVC | 1965 | Yes |  | 2023-02-09 |  | Non-lead
014916 | 75 AVENUE A |  | Unknown, Non-Lead | Yes |  | 2020-10-07 |  | PVC | 2014 | Yes |  | 2020-10-07 |  | Non-lead
014918 | LOT 67 1300 15TH CT |  | Polytube | Yes |  | 2023-10-06 |  | PVC | 1966 | Yes |  | 2023-10-06 |  | Non-lead
014919 | LOT 70 1300 15TH CT |  | Polytube | Yes |  | 2023-06-21 |  | PVC | 1966 | Yes |  | 2023-06-21 |  | Non-lead
014920 | BLVD 2224 N ROOSEVELT |  | Polytube | Yes |  | 2022-09-16 |  | PVC | 1964 | Yes |  | 2022-09-16 |  | Non-lead
014921 | 675 SHRIMP RD |  | Polytube | Yes |  | 2023-03-08 |  | PVC | 1968 | Yes |  | 2023-03-08 |  | Non-lead
014923 | LOT 77 1300 15TH CT |  | Polytube | Yes |  | 2022-06-17 |  | PVC | 1966 | Yes |  | 2022-06-17 |  | Non-lead
014924 | 2306 PATTERSON AVE |  | Polytube | Yes |  | 2023-05-04 |  | Polytube | 1958 | Yes |  | 2023-05-04 |  | Non-lead
014925 | 961 WEST INDIES DR |  | Unknown, Non-Lead | Yes |  | 2021-05-26 |  | Unknown, Non-Lead | 1998 | Yes |  | 2021-05-26 |  | Non-lead
014926 | HOB JR HIGH 1105 LEON ST |  | Polytube | Yes |  | 2022-08-31 |  | None | 1970 | Yes |  | 2022-08-31 |  | Non-lead
014927 | 402 WALL ST |  | Polytube | Yes |  | 2023-08-10 |  | PVC | 1985 | Yes |  | 2023-08-10 |  | Non-lead
014928 | 220 GULF TER |  | Polytube | Yes |  | 2024-09-23 |  | PVC | 1955 | Yes |  | 2024-09-23 |  | Non-lead
014929 | 900 85TH OCEAN ST |  | Unknown, Non-Lead | Yes |  | 2022-01-18 |  | Unknown, Non-Lead | 2018 | Yes |  | 2022-01-18 |  | Non-lead
014930 | 65 TINGLER LANE |  | Polytube | Yes |  | 2024-04-17 |  | PVC | 1959 | Yes |  | 2024-04-17 |  | Non-lead
014931 | OCEAN 401 25TH ST |  | Polytube | Yes |  | 2018-01-05 |  | PVC | 1962 | Yes |  | 2018-01-05 |  | Non-lead
014933 | 443 97TH St |  | Polytube | Yes |  | 2022-11-02 |  | PVC | 1960 | Yes |  | 2022-11-02 |  | Non-lead
014934 | 445 97TH OCEAN ST |  | Polytube | Yes |  | 2024-06-18 |  | PVC | 1962 | Yes |  | 2024-06-18 |  | Non-lead
014935 | 200 TREASURE RD |  | Polytube | Yes |  | 2022-07-18 |  | PVC | 1964 | Yes |  | 2022-07-18 |  | Non-lead
014936 | 421 121ST GULF |  | Polytube | Yes |  | 2024-09-16 |  | Copper | 1961 | Yes |  | 2024-09-16 |  | Non-lead
014937 | 620 85TH OCEAN ST |  | Polytube | Yes |  | 2023-01-19 |  | PVC | 1960 | Yes |  | 2023-01-19 |  | Non-lead
014938 | 822 82ND OCEAN ST |  | Polytube | Yes |  | 2023-01-24 |  | PVC | 1958 | Yes |  | 2023-01-24 |  | Non-lead
014942 | RAGGED EDGE 243 TREASURE HARBOR RD |  | PVC | Yes |  | 2022-06-21 |  | PVC | 1967 | Yes |  | 2022-06-21 |  | Non-lead
014943 | UNIT B 151 INDIAN MOUND TR |  | Polytube | Yes |  | 2022-06-03 |  | PVC | 1963 | Yes |  | 2022-06-03 |  | Non-lead
014944 | LOT D16 5031 5TH AVE |  | Unknown, Non-Lead | No |  |  |  | No Piping | Vacant | No |  |  |  | Non-lead
014945 | LOT 76 1300 15TH CT |  | Polytube | Yes |  | 2024-03-21 |  | PVC | 1966 | Yes |  | 2024-03-21 |  | Non-lead
014946 | 245 HIBISCUS ST |  | Polytube | Yes |  | 2022-06-21 |  | PVC | 1962 | Yes |  | 2022-06-21 |  | Non-lead
014947 | 30556 ANTHONY DR |  | Polytube | Yes |  | 2023-02-23 |  | PVC | 1963 | Yes |  | 2023-02-23 |  | Non-lead
014948 | 678 DOLPHIN AVE |  | Polytube | Yes |  | 2022-10-24 |  | PVC | 1964 | Yes |  | 2022-10-24 |  | Non-lead
014949 | 3814 NO NAME RD |  | Polytube | Yes |  | 2023-01-11 |  | PVC | 1963 | Yes |  | 2023-01-11 |  | Non-lead
014950 | UNIT A 9 HILTON HAVEN RD |  | Polytube | Yes |  | 2022-10-25 |  | PVC | 1959 | Yes |  | 2022-10-25 |  | Non-lead
014951 | APT B 9 HILTON HAVEN RD |  | PVC | Yes |  | 2022-10-25 |  | PVC | 1959 | Yes |  | 2022-10-25 |  | Non-lead
014952 | APT C 9 HILTON HAVEN RD |  | Polytube | Yes |  | 2024-03-08 |  | PVC | 1959 | Yes |  | 2024-03-08 |  | Non-lead
014953 | 9 HILTON HAVEN RD |  | Polytube | Yes |  | 2022-08-01 |  | PVC | 1959 | Yes |  | 2022-08-01 |  | Non-lead
014954 | LOT 131 1213 14TH ST |  | Polytube | Yes |  | 2022-07-22 |  | Polytube | 1965 | Yes |  | 2022-07-22 |  | Non-lead
014955 | LOT 74 1300 15TH CT |  | Polytube | Yes |  | 2023-02-14 |  | PVC | 1966 | Yes |  | 2023-02-14 |  | Non-lead
014956 | 200 COPPITT RD |  | Polytube | Yes |  | 2023-09-20 |  | PVC | 1963 | Yes |  | 2023-09-20 |  | Non-lead
014957 | L38 B2 340 W SHORE DR |  | Polytube | Yes |  | 2024-09-09 |  | PVC | 1963 | Yes |  | 2024-09-09 |  | Non-lead
014958 | LOT 75 1300 15TH CT |  | Polytube | Yes |  | 2024-09-13 |  | PVC | 1966 | Yes |  | 2024-09-13 |  | Non-lead
014959 | LOT C12 5031 5TH AVE |  | Unknown, Non-Lead | No |  |  |  | No Piping | Vacant | No |  |  |  | Non-lead
014960 | 57 PALMETTO DR |  | Polytube | No |  |  |  | PVC | 1981 | No |  |  |  | Non-lead
014961 | 19B EAST CIRCLE DR |  | Polytube | Yes |  | 2022-06-29 |  | PVC | 1963 | Yes |  | 2022-06-29 |  | Non-lead
014962 | 19A EAST CIRCLE DR |  | Polytube | Yes |  | 2023-03-24 |  | PVC | 1963 | Yes |  | 2023-03-24 |  | Non-lead
014963 | 6449 6TH ST |  | Unknown, Non-Lead | No |  |  |  | Unknown, Non-Lead | 2000 | No |  |  |  | Non-lead
014964 | 127 CARIBBEAN AVE |  | Polytube | Yes |  | 2022-07-19 |  | PVC | 1963 | Yes |  | 2022-07-19 |  | Non-lead
014966 | LOT 69 1300 15TH CT |  | Polytube | Yes |  | 2023-07-18 |  | PVC | 1966 | Yes |  | 2023-07-18 |  | Non-lead
014967 | UNIT 14 5031 5TH AVE |  | Polytube | Yes |  | 2022-07-28 |  | Polytube |  | Yes |  | 2022-07-28 |  | Non-lead
014968 | #A 430 GREEN DBA PALADI ST |  | Unknown, Non-Lead | Yes |  | 2023-05-04 |  | No Piping | 1958 | Yes |  | 2023-05-04 |  | Non-lead
014969 | 180 SUGARLOAF DR |  | Polytube | Yes |  | 2023-05-04 |  | PVC | 1963 | Yes |  | 2023-05-04 |  | Non-lead
014970 | 10641 AVIATION BLVD |  | Polytube | Yes |  | 2022-11-18 |  | PVC | 1961 | Yes |  | 2022-11-18 |  | Non-lead
014971 | 29027 MAGNOLIA LN |  | Polytube | Yes |  | 2022-12-15 |  | PVC | 1963 | Yes |  | 2022-12-15 |  | Non-lead
014972 | 122 SECOND CT |  | Polytube | Yes |  | 2023-01-05 |  | PVC | 1958 | Yes |  | 2023-01-05 |  | Non-lead
014973 | 56 SNAPPER AVE |  | Polytube | Yes |  | 2022-10-31 |  | PVC | 1964 | Yes |  | 2022-10-31 |  | Non-lead
014974 | 122 MARINA AVE |  | Copper | Yes |  | 2022-11-29 |  | PVC | 1963 | Yes |  | 2022-11-29 |  | Non-lead
014976 | 3180 US1 BAY PT SHOPP |  | Polytube | Yes |  | 2023-10-24 |  | PVC | 1963 | Yes |  | 2023-10-24 |  | Non-lead
014978 | 59001 OVERSEAS HWY |  | Unknown, Non-Lead | Yes |  | 2022-03-18 |  | PVC | 2007 | Yes |  | 2022-03-18 |  | Non-lead
014979 | 2001 SOMBRERO BCH RD |  | Polytube | Yes |  | 2022-09-02 |  | PVC | 1987 | Yes |  | 2022-09-02 |  | Non-lead
014980 | 2920 YELLOWTAIL DR |  | Polytube | Yes |  | 2023-02-02 |  | PVC | 1967 | Yes |  | 2023-02-02 |  | Non-lead
014981 | 1600 122ND OCEAN ST |  | Unknown, Non-Lead | Yes |  | 2019-04-16 |  | PVC | 2006 | Yes |  | 2019-04-16 |  | Non-lead
014982 | LOT 128 1213 14TH ST |  | Polytube | Yes |  | 2024-09-13 |  | Polytube | 1965 | Yes |  | 2024-09-13 |  | Non-lead
014983 | LOT 121 1213 14TH ST |  | Polytube | Yes |  | 2024-07-08 |  | Polytube | 1965 | Yes |  | 2024-07-08 |  | Non-lead
014984 | 139 ARBOR LN |  | Unknown, Non-Lead | Yes |  | 2019-07-09 |  | Unknown, Non-Lead | 2013 | Yes |  | 2019-07-09 |  | Non-lead
014985 | 16 BONITA AVE |  | Polytube | Yes |  | 2022-07-25 |  | PVC | 1958 | Yes |  | 2022-07-25 |  | Non-lead
014987 | 280 KEY DEER BLVD |  | Polytube | Yes |  | 2022-12-06 |  | PVC | 1979 | Yes |  | 2022-12-06 |  | Non-lead
014989 | 501 PARK DR |  | Polytube | Yes |  | 2022-07-06 |  | PVC | 1970 | Yes |  | 2022-07-06 |  | Non-lead
014992 | LOT 11 6621 MALONEY AVE |  | PVC | Yes |  | 2023-03-06 |  | PVC | 1943 | Yes |  | 2023-03-06 |  | Non-lead
014993 | 110 OCEAN DR |  | Polytube | Yes |  | 2024-03-05 |  | PVC | 1963 | Yes |  | 2024-03-05 |  | Non-lead
014994 | 103 W AVE A |  | Polytube | Yes |  | 2022-08-29 |  | PVC | 2017 | Yes |  | 2022-08-29 |  | Non-lead
014995 | 12 SUNSET RD |  | Polytube | Yes |  | 2022-07-21 |  | PVC | 1961 | Yes |  | 2022-07-21 |  | Non-lead
014996 | 122 W AVE A |  | Polytube | Yes |  | 2023-02-01 |  | PVC | 1962 | Yes |  | 2023-02-01 |  | Non-lead
014997 | MM 100 1500 OCEAN BAY DR |  | Unknown | Yes |  | 2024-01-23 |  | Unknown | 1987 | Yes |  | 2024-01-23 |  | Lead Status Unknown
014998 | 1701 ATLANTIC BLVD |  | Polytube | Yes |  | 2023-04-26 |  | PVC | 1968 | Yes |  | 2023-04-26 |  | Non-lead
014999 | LOT B01 5031 5TH AVE |  | Polytube | Yes |  | 2023-05-11 |  | No Piping | Vacant | Yes |  | 2023-05-11 |  | Non-lead
015000 | LOT 73 1300 15TH CT |  | Polytube | Yes |  | 2024-07-15 |  | PVC | 1966 | Yes |  | 2024-07-15 |  | Non-lead
015002 | APT 2 6417 2ND TER |  | Polytube | Yes |  | 2023-03-07 |  | PVC | 1958 | Yes |  | 2023-03-07 |  | Non-lead
015003 | UNIT 4 6419 2ND TER |  | Polytube | Yes |  | 2024-06-17 |  | PVC | 1958 | Yes |  | 2024-06-17 |  | Non-lead
015004 | 127 W AVE A |  | Polytube | Yes |  | 2022-09-16 |  | PVC | 1988 | Yes |  | 2022-09-16 |  | Non-lead
015005 | 809 LAPALOMA RD |  | Polytube | Yes |  | 2023-05-04 |  | PVC | 1963 | Yes |  | 2023-05-04 |  | Non-lead
015006 | LOT 68 1300 15TH CT |  | Polytube | Yes |  | 2022-07-25 |  | PVC | 1966 | Yes |  | 2022-07-25 |  | Non-lead
015007 | 299 WOODS AVE |  | Polytube | Yes |  | 2022-06-14 |  | PVC | 1968 | Yes |  | 2022-06-14 |  | Non-lead
015008 | 5210 JR COLLEGE RD |  | Polytube | Yes |  | 2024-08-29 |  | PVC | 1947 | Yes |  | 2024-08-29 |  | Non-lead
015009 | LOT 130 1213 14TH ST |  | Polytube | Yes |  | 2022-07-25 |  | Polytube | 1965 | Yes |  | 2022-07-25 |  | Non-lead
015010 | 90270 OVERSEAS HWY |  | Polytube | Yes |  | 2022-06-13 |  | PVC | 1963 | Yes |  | 2022-06-13 |  | Non-lead
015011 | 135 TEQUESTA ST |  | Polytube | Yes |  | 2022-06-03 |  | PVC | 1964 | Yes |  | 2022-06-03 |  | Non-lead
015012 | APT 3 1110 EATON ST |  | Polytube | Yes |  | 2023-08-09 |  | PVC | 1930 | Yes |  | 2023-08-09 |  | Non-lead
015013 | APT 5 1110 EATON ST |  | Polytube | Yes |  | 2024-07-03 |  | PVC | 1930 | Yes |  | 2024-07-03 |  | Non-lead
015014 | APT 1 1045 COPPITT RD |  | Polytube | Yes |  | 2024-01-30 |  | PVC | 1958 | Yes |  | 2024-01-30 |  | Non-lead
015015 | 121 W AVE A |  | Unknown, Non-Lead | Yes |  | 2020-01-09 |  | PVC | 2018 | Yes |  | 2020-01-09 |  | Non-lead
015016 | 411 CRANE BLVD |  | Polytube | Yes |  | 2023-01-13 |  | PVC | 1943 | Yes |  | 2023-01-13 |  | Non-lead
015017 | LOT 72 1300 15TH CT |  | Polytube | Yes |  | 2022-11-15 |  | PVC | 1966 | Yes |  | 2022-11-15 |  | Non-lead
015018 | 46 PALMETTO DR |  | Unknown | Yes |  | 2023-06-30 |  | Unknown | 1965 | Yes |  | 2023-06-30 |  | Lead Status Unknown
015020 | 119 FIRST CT |  | Polytube | Yes |  | 2024-04-18 |  | PVC | 1964 | Yes |  | 2024-04-18 |  | Non-lead
015021 | 44 JEWFISH AVE |  | Polytube | Yes |  | 2023-12-05 |  | PVC | 1958 | Yes |  | 2023-12-05 |  | Non-lead
015022 | 22 ROSE PL |  | Polytube | Yes |  | 2023-02-08 |  | PVC | 1969 | Yes |  | 2023-02-08 |  | Non-lead
015023 | 172 BUTTONWOOD AVE |  | Unknown, Non-Lead | Yes |  | 2021-04-26 |  | PVC | 1990 | Yes |  | 2021-04-26 |  | Non-lead
015024 | 518 TINA PL |  | Polytube | Yes |  | 2023-02-08 |  | PVC | 1987 | Yes |  | 2023-02-08 |  | Non-lead
015025 | 31333 AVENUE G |  | Polytube | Yes |  | 2022-11-30 |  | PVC | 1980 | Yes |  | 2022-11-30 |  | Non-lead
015026 | LOT 71 1300 15TH CT |  | Polytube | Yes |  | 2023-03-23 |  | PVC | 1966 | Yes |  | 2023-03-23 |  | Non-lead
015027 | 201 SHORE AVE |  | Polytube | Yes |  | 2023-07-05 |  | PVC | 1953 | Yes |  | 2023-07-05 |  | Non-lead
015028 | APT 1A 6415 2ND TER |  | Polytube | Yes |  | 2023-03-07 |  | PVC | 1953 | Yes |  | 2023-03-07 |  | Non-lead
015029 | APT B 6415 2ND TERR |  | Polytube | Yes |  | 2023-03-07 |  | PVC | 1953 | Yes |  | 2023-03-07 |  | Non-lead
015030 | 18 AMARYLLIS DR |  | Polytube | Yes |  | 2022-05-05 |  | Copper | 1964 | Yes |  | 2022-05-05 |  | Non-lead
015031 | 21 KEY HAVEN TERR |  | Polytube | Yes |  | 2022-11-07 |  | PVC | 1964 | Yes |  | 2022-11-07 |  | Non-lead
015032 | 10 ARBUTUS DR |  | Polytube | Yes |  | 2024-01-03 |  | PVC | 1960 | Yes |  | 2024-01-03 |  | Non-lead
015034 | 142 HARBOR DR |  | Polytube | Yes |  | 2022-06-14 |  | PVC | 1963 | Yes |  | 2022-06-14 |  | Non-lead
015035 | 930 WEST INDIES DR |  | Polytube | Yes |  | 2023-05-04 |  | Copper | 1963 | Yes |  | 2023-05-04 |  | Non-lead
015036 | 714 SOUTH ST |  | Polytube | Yes |  | 2023-07-14 |  | Copper | 1968 | Yes |  | 2023-07-14 |  | Non-lead
015037 | 16 AMARYLLIS DR |  | Polytube | Yes |  | 2022-05-05 |  | Galvanized | 1963 | Yes |  | 2022-05-05 |  | Galvanized Requiring Replacement
015038 | 47 BLUEWATER DR |  | Unknown, Non-Lead | No |  |  |  | Unknown, Non-Lead | 1997 | No |  |  |  | Non-lead
015039 | 251 APACHE ST |  | Polytube | Yes |  | 2022-06-07 |  | PVC | 1965 | Yes |  | 2022-06-07 |  | Non-lead
015040 | APT 2 1723 JOSEPHINE ST |  | PVC | Yes |  | 2022-06-23 |  | Copper | 1963 | Yes |  | 2022-06-23 |  | Non-lead
015041 | APT B 1725 JOSEPHINE ST |  | Polytube | Yes |  | 2024-05-20 |  | Copper | 1963 | Yes |  | 2024-05-20 |  | Non-lead
015043 | 80441 OLD HWY |  | Polytube | Yes |  | 2023-06-01 |  | PVC | 1964 | Yes |  | 2023-06-01 |  | Non-lead
015044 | 1006 ADAMS DR |  | Polytube | Yes |  | 2023-02-22 |  | PVC | 1962 | Yes |  | 2023-02-22 |  | Non-lead
015045 | 182 GULFVIEW DR |  | Unknown, Non-Lead | Yes |  | 2021-11-18 |  | PVC | 1989 | Yes |  | 2021-11-18 |  | Non-lead
015046 | 25 KEY HAVEN TERR |  | Unknown, Non-Lead | No |  |  |  | Unknown, Non-Lead | 2011 | No |  |  |  | Non-lead
015047 | 22 AMARYLLIS DR |  | Polytube | Yes |  | 2024-06-06 |  | PVC | 1963 | Yes |  | 2024-06-06 |  | Non-lead
015048 | 90 BAY DR |  | Polytube | Yes |  | 2023-08-29 |  | Copper | 1963 | Yes |  | 2023-08-29 |  | Non-lead
015049 | 19507 INDIAN MOUND DR |  | Polytube | Yes |  | 2024-03-13 |  | PVC | 1958 | Yes |  | 2024-03-13 |  | Non-lead
015050 | 26875 STATE & MUNSON L RD |  | Unknown, Non-Lead | No |  |  |  | Unknown, Non-Lead | 2001 | No |  |  |  | Non-lead
015051 | 2621 FOGARTY AVE |  | Copper | Yes |  | 2023-07-31 |  | Copper | 1963 | Yes |  | 2023-07-31 |  | Non-lead
015052 | 533 WHITEHEAD ST |  | Polytube | Yes |  | 2022-12-29 |  | PVC | 1963 | Yes |  | 2022-12-29 |  | Non-lead
015053 | UNIT 10 3414 DUCK AVE |  | Copper | Yes |  | 2022-08-05 |  | Copper | 1945 | Yes |  | 2022-08-05 |  | Non-lead
015054 | 26822 SHANAHAN RD |  | Polytube | Yes |  | 2023-07-26 |  | PVC | 1998 | Yes |  | 2023-07-26 |  | Non-lead
015056 | 106 N HAMMOCK RD |  | Polytube | Yes |  | 2022-06-23 |  | PVC | 1958 | Yes |  | 2022-06-23 |  | Non-lead
015057 | 261 BOUGANVILLA ST |  | Polytube | Yes |  | 2022-06-15 |  | PVC | 1963 | Yes |  | 2022-06-15 |  | Non-lead
015058 | BLK 5171 OVERSEAS HWY |  | Polytube | Yes |  | 2023-12-20 |  | Copper | 1959 | Yes |  | 2023-12-20 |  | Non-lead
015059 | 88 HENRY MORGAN DR |  | Polytube | Yes |  | 2023-02-01 |  | PVC | 1958 | Yes |  | 2023-02-01 |  | Non-lead
015060 | 138 W AVENUE A |  | Polytube | Yes |  | 2023-02-01 |  | PVC | 1972 | Yes |  | 2023-02-01 |  | Non-lead
015061 | UNIT 11 3414 DUCK AVE |  | Polytube | Yes |  | 2023-03-21 |  | PVC | 1945 | Yes |  | 2023-03-21 |  | Non-lead
015062 | 41 AVENUE F |  | Polytube | Yes |  | 2024-07-31 |  | PVC | 1975 | Yes |  | 2024-07-31 |  | Non-lead
015063 | 160 SUNSET GARDENS Dr |  | Polytube | Yes |  | 2022-07-07 |  | PVC | 1963 | Yes |  | 2022-07-07 |  | Non-lead
015064 | 168 SUNSET GARDENS DR |  | Polytube | Yes |  | 2022-06-14 |  | PVC | 1962 | Yes |  | 2022-06-14 |  | Non-lead
015065 | 510 GREENE ST |  | Polytube | Yes |  | 2022-12-02 |  | Copper | 1891 | Yes |  | 2022-12-02 |  | Non-lead
015067 | 217 G AVE |  | Polytube | Yes |  | 2022-07-29 |  | PVC | 2008 | Yes |  | 2022-07-29 |  | Non-lead
015068 | UNIT A 132 MAKO AVE |  | Polytube | Yes |  | 2022-10-13 |  | PVC | 1974 | Yes |  | 2022-10-13 |  | Non-lead
015069 | 31151 HIBISCUS DR |  | Polytube | Yes |  | 2022-11-14 |  | PVC | 1969 | Yes |  | 2022-11-14 |  | Non-lead
015070 | 6810 FRONT ST |  | Polytube | Yes |  | 2023-03-07 |  | PVC | 1980 | Yes |  | 2023-03-07 |  | Non-lead
015073 | 156 BOUGAINVILLEA ST |  | Unknown, Non-Lead | Yes |  | 2019-01-07 |  | PVC | 2008 | Yes |  | 2019-01-07 |  | Non-lead
015074 | 3 CINDY PLACE |  | Polytube | Yes |  | 2023-04-10 |  | PVC | 1972 | Yes |  | 2023-04-10 |  | Non-lead
015075 | 306 FRONT ST |  | Polytube | Yes |  | 2023-08-11 |  | PVC | 1963 | Yes |  | 2023-08-11 |  | Non-lead
015076 | 279 AZALEA ST |  | Polytube | Yes |  | 2022-06-16 |  | PVC | 1964 | Yes |  | 2022-06-16 |  | Non-lead
015077 | 3629 FLAGLER AVE |  | Unknown, Non-Lead | Yes |  | 2021-01-29 |  | Unknown, Non-Lead | 2012 | Yes |  | 2021-01-29 |  | Non-lead
015078 | APT UP 1401 PETRONIA ST |  | Polytube | Yes |  | 2022-09-19 |  | PVC | 1938 | Yes |  | 2022-09-19 |  | Non-lead
015079 | 1709 BERTHA ST |  | Polytube | Yes |  | 2022-09-22 |  | PVC | 1963 | Yes |  | 2022-09-22 |  | Non-lead
015080 | 1301 8TH ST |  | Polytube | Yes |  | 2023-08-09 |  | Copper | 1964 | Yes |  | 2023-08-09 |  | Non-lead
015081 | 1303 8TH ST |  | Polytube | Yes |  | 2022-08-12 |  | Copper | 1964 | Yes |  | 2022-08-12 |  | Non-lead
015082 | 824 BAPTIST LN |  | Polytube | Yes |  | 2022-07-12 |  | PVC | 1964 | Yes |  | 2022-07-12 |  | Non-lead
015083 | 1430 SOUTH ST |  | Polytube | Yes |  | 2022-10-27 |  | PVC | 1963 | Yes |  | 2022-10-27 |  | Non-lead
015084 | 604 SIMONTON ST |  | Polytube | Yes |  | 2022-10-31 |  | PVC | 1968 | Yes |  | 2022-10-31 |  | Non-lead
015086 | 1 GO LN |  | Unknown, Non-Lead | Yes |  | 2023-09-19 |  | Unknown, Non-Lead | 2005 | Yes |  | 2023-09-19 |  | Non-lead
015087 | 3 GO LN |  | Polytube | Yes |  | 2022-07-15 |  | PVC | 1965 | Yes |  | 2022-07-15 |  | Non-lead
015088 | QUEST HOUSE 2 GO LN |  | Unknown, Non-Lead | Yes |  | 2019-03-25 |  | PVC | 2005 | Yes |  | 2019-03-25 |  | Non-lead
015089 | 116 W AVE C |  | Polytube | Yes |  | 2023-07-28 |  | PVC | 1996 | Yes |  | 2023-07-28 |  | Non-lead
015090 | LOT 043A 1213 14TH ST |  | Polytube | Yes |  | 2023-02-21 |  | PVC | 1965 | Yes |  | 2023-02-21 |  | Non-lead
015091 | 105 WILLOW LN |  | Polytube | Yes |  | 2022-06-28 |  | PVC | 1963 | Yes |  | 2022-06-28 |  | Non-lead
015092 | 3524 EAGLE AVE |  | Polytube | Yes |  | 2022-06-14 |  | PVC | 1963 | Yes |  | 2022-06-14 |  | Non-lead
015093 | 3613 NORTHSIDE DR |  | Polytube | Yes |  | 2022-05-19 |  | PVC | 1963 | Yes |  | 2022-05-19 |  | Non-lead
015094 | 331 AVE F |  | Unknown | Yes |  | 2023-05-04 |  | Polytube | 1933 | Yes |  | 2023-05-04 |  | Lead Status Unknown
015095 | LOT 071A 1213 14TH ST |  | Polytube | Yes |  | 2022-07-22 |  | PVC | 1965 | Yes |  | 2022-07-22 |  | Non-lead
015096 | 2120 N ROOSEVELT BLVD |  | Polytube | Yes |  | 2023-04-26 |  | PVC | 1963 | Yes |  | 2023-04-26 |  | Non-lead
015097 | 130 DOUBLOON LN |  | Polytube | Yes |  | 2022-11-01 |  | PVC | 1987 | Yes |  | 2022-11-01 |  | Non-lead
015098 | 153 W AVE A |  | Unknown, Non-Lead | Yes |  | 2022-02-25 |  | PVC | 2013 | Yes |  | 2022-02-25 |  | Non-lead
015099 | 920 ALHAMBRA DR |  | Polytube | Yes |  | 2023-08-30 |  | PVC | 1955 | Yes |  | 2023-08-30 |  | Non-lead
015100 | 191 DOUBLOON LN |  | Polytube | Yes |  | 2022-11-01 |  | PVC | 1963 | Yes |  | 2022-11-01 |  | Non-lead
015103 | 1604 BERTHA ST |  | Polytube | Yes |  | 2022-09-22 |  | Copper | 1965 | Yes |  | 2022-09-22 |  | Non-lead
015104 | 5311 3RD AVE |  | Polytube | Yes |  | 2023-04-26 |  | PVC |  | Yes |  | 2023-04-26 |  | Non-lead
015105 | 1219 ROYAL ST |  | Polytube | Yes |  | 2023-03-23 |  | PVC | 1965 | Yes |  | 2023-03-23 |  | Non-lead
015106 | 208 ELVA RD |  | Polytube | Yes |  | 2022-05-20 |  | PVC | 1964 | Yes |  | 2022-05-20 |  | Non-lead
015107 | 101 SHORE AVE |  | Polytube | Yes |  | 2023-07-05 |  | PVC | 1963 | Yes |  | 2023-07-05 |  | Non-lead
015108 | UNIT 1 1117 DUVAL ST |  | Polytube | Yes |  | 2022-09-26 |  | PVC | 1943 | Yes |  | 2022-09-26 |  | Non-lead
015109 | 1570 52ND GULF ST |  | Polytube | Yes |  | 2023-06-09 |  | PVC | 1968 | Yes |  | 2023-06-09 |  | Non-lead
015110 | 524 81ST OCEAN ST |  | Polytube | Yes |  | 2022-07-07 |  | PVC | 1975 | Yes |  | 2022-07-07 |  | Non-lead
015111 | 721 W OCEAN Dr |  | PVC | Yes |  | 2023-02-24 |  | PVC | 1964 | Yes |  | 2023-02-24 |  | Non-lead
015112 | 1200 28TH OCEAN ST |  | Polytube | Yes |  | 2022-10-05 |  | PVC | 1966 | Yes |  | 2022-10-05 |  | Non-lead
015113 | 30914 DELGADO LANE |  | Unknown, Non-Lead | Yes |  | 2018-10-15 |  | Unknown, Non-Lead | 2018 | Yes |  | 2018-10-15 |  | Non-lead
015114 | 550 5TH ST |  | Polytube | Yes |  | 2023-07-27 |  | Copper | 1971 | Yes |  | 2023-07-27 |  | Non-lead
015116 | 31480 G AVE |  | Unknown, Non-Lead | No |  |  |  | Unknown, Non-Lead | 2001 | No |  |  |  | Non-lead
015117 | 227 W SEAVIEW DR |  | Unknown, Non-Lead | Yes |  | 2021-04-07 |  | PVC | 2009 | Yes |  | 2021-04-07 |  | Non-lead
015118 | 1290 92ND OCEAN ST |  | Unknown, Non-Lead | Yes |  | 2023-06-20 |  | Unknown, Non-Lead | 1999 | Yes |  | 2023-06-20 |  | Non-lead
015119 | 1313 28TH OCEAN ST |  | Polytube | Yes |  | 2023-01-09 |  | Polytube | 1964 | Yes |  | 2023-01-09 |  | Non-lead
015120 | OCEAN 1019 27TH ST |  | Unknown, Non-Lead | Yes |  | 2024-01-19 |  | Unknown, Non-Lead | 2019 | Yes |  | 2024-01-19 |  | Non-lead
015121 | 480 W 105TH OCEAN ST |  | Polytube | Yes |  | 2022-11-16 |  | PVC |  | Yes |  | 2022-11-16 |  | Non-lead
015122 | OCEAN 848 28TH ST |  | Polytube | Yes |  | 2023-01-05 |  | PVC | 1963 | Yes |  | 2023-01-05 |  | Non-lead
015123 | 11245 6TH GULF Ave |  | Polytube | Yes |  | 2022-08-25 |  | PVC | 1963 | Yes |  | 2022-08-25 |  | Non-lead
015124 | 721 8TH ST |  | Copper | Yes |  | 2022-10-22 |  | PVC |  | Yes |  | 2022-10-22 |  | Non-lead
015125 | AVIATION-HANGER BLVD |  | Polytube | Yes |  | 2024-08-06 |  | PVC | 1964 | Yes |  | 2024-08-06 |  | Non-lead
015126 | 790 26TH OCEAN ST |  | Polytube | Yes |  | 2022-04-29 |  | PVC | 1979 | Yes |  | 2022-04-29 |  | Non-lead
015127 | 338 82ND OCEAN ST |  | Unknown, Non-Lead | Yes |  | 2024-08-16 |  | Unknown, Non-Lead | 2006 | Yes |  | 2024-08-16 |  | Non-lead
015128 | 25023 CENTER ST |  | Polytube | Yes |  | 2023-04-24 |  | PVC | 1982 | Yes |  | 2023-04-24 |  | Non-lead
015129 | 1017 ROSE ST |  | Polytube | Yes |  | 2023-02-01 |  | PVC | 1963 | Yes |  | 2023-02-01 |  | Non-lead
015130 | 50 JEAN LAFITTE DR |  | Polytube | Yes |  | 2023-01-31 |  | PVC | 1968 | Yes |  | 2023-01-31 |  | Non-lead
015131 | 32 1ST CT |  | Polytube | Yes |  | 2023-01-05 |  | PVC | 1963 | Yes |  | 2023-01-05 |  | Non-lead
015132 | 82779 OLD Hwy |  | Polytube | Yes |  | 2024-01-26 |  | PVC | 2020 | Yes |  | 2024-01-26 |  | Non-lead
015133 | 17036 WAHOO LN |  | Polytube | Yes |  | 2023-05-04 |  | PVC | 1965 | Yes |  | 2023-05-04 |  | Non-lead
015135 | 150 W AVE A |  | Polytube | Yes |  | 2022-05-26 |  | PVC | 1964 | Yes |  | 2022-05-26 |  | Non-lead
015136 | 583 BOYD DR |  | Polytube | Yes |  | 2023-01-27 |  | PVC | 1968 | Yes |  | 2023-01-27 |  | Non-lead
015138 | 1203 16TH TER |  | Polytube | Yes |  | 2022-05-11 |  | Copper | 1965 | Yes |  | 2022-05-11 |  | Non-lead
015139 | 1207 16TH TERR |  | Polytube | Yes |  | 2022-05-11 |  | Copper | 1965 | Yes |  | 2022-05-11 |  | Non-lead
015140 | 1211 16TH TERR |  | Polytube | Yes |  | 2022-05-25 |  | PVC | 1965 | Yes |  | 2022-05-25 |  | Non-lead
015141 | 1215 16TH TERR |  | Polytube | Yes |  | 2022-05-11 |  | Copper | 1964 | Yes |  | 2022-05-11 |  | Non-lead
015142 | 343 BARRY AVE |  | Polytube | Yes |  | 2023-01-24 |  | PVC | 1943 | Yes |  | 2023-01-24 |  | Non-lead
015143 | LOT 086 1213 14TH ST |  | Polytube | Yes |  | 2022-07-22 |  | Polytube | 1965 | Yes |  | 2022-07-22 |  | Non-lead
015144 | LOT Z3 3215 DUCK AVE |  | Polytube | Yes |  | 2023-04-18 |  | Polytube | 1965 | Yes |  | 2023-04-18 |  | Non-lead
015145 | 112 S ROLLING HILL RD |  | Unknown, Non-Lead | Yes |  | 2020-11-23 |  | PVC | 1994 | Yes |  | 2020-11-23 |  | Non-lead
015146 | 114 S ROLLING HILL RD |  | Polytube | Yes |  | 2022-06-08 |  | PVC | 1963 | Yes |  | 2022-06-08 |  | Non-lead
015147 | LOT Z1 1213 14TH ST |  | Polytube | Yes |  | 2022-07-25 |  | Polytube | 1945 | Yes |  | 2022-07-25 |  | Non-lead
015148 | 6401 MALONEY AVE |  | PVC | Yes |  | 2024-02-20 |  | PVC | 1970 | Yes |  | 2024-02-20 |  | Non-lead
015151 | 20 DOLPHIN RD |  | Polytube | Yes |  | 2022-07-25 |  | PVC | 1958 | Yes |  | 2022-07-25 |  | Non-lead
015152 | APT Z2 3215 DUCK AVE |  | Polytube | Yes |  | 2022-07-25 |  | Polytube | 1945 | Yes |  | 2022-07-25 |  | Non-lead
015153 | 442 W SHORE DR |  | Polytube | Yes |  | 2023-04-25 |  | PVC | 1963 | Yes |  | 2023-04-25 |  | Non-lead
015154 | 524 W SHORE DR |  | Polytube | Yes |  | 2022-09-15 |  | PVC | 1963 | Yes |  | 2022-09-15 |  | Non-lead
015155 | 636 W SHORE DR |  | Polytube | Yes |  | 2023-03-09 |  | Polytube | 1964 | Yes |  | 2023-03-09 |  | Non-lead
015157 | 718 W SHORE DR |  | Polytube | Yes |  | 2023-04-25 |  | PVC | 1958 | Yes |  | 2023-04-25 |  | Non-lead
015158 | 30695 WINIFRED ST |  | Polytube | Yes |  | 2024-01-31 |  | PVC | 1968 | Yes |  | 2024-01-31 |  | Non-lead
015159 | 59 AVE E |  | Polytube | Yes |  | 2024-02-02 |  | PVC | 1973 | Yes |  | 2024-02-02 |  | Non-lead
015160 | 253 TOLLGATE BLVD |  | Polytube | Yes |  | 2022-06-28 |  | PVC | 1963 | Yes |  | 2022-06-28 |  | Non-lead
015161 | 130 TEQUESTA ST |  | Polytube | Yes |  | 2022-06-03 |  | PVC | 1960 | Yes |  | 2022-06-03 |  | Non-lead
015162 | 79867 OVERSEAS Hwy |  | Polytube | Yes |  | 2022-06-22 |  | PVC | 1961 | Yes |  | 2022-06-22 |  | Non-lead
015163 | 154 BAHAMA AVE |  | Polytube | Yes |  | 2023-08-04 |  | PVC | 1964 | Yes |  | 2023-08-04 |  | Non-lead
015164 | 22 HILTON HAVEN RD |  | Unknown, Non-Lead | Yes |  | 2024-06-06 |  | Unknown, Non-Lead | 1996 | Yes |  | 2024-06-06 |  | Non-lead
015166 | 31272 AVENUE H |  | Polytube | Yes |  | 2023-05-23 |  | PVC |  | Yes |  | 2023-05-23 |  | Non-lead
015167 | 1343 LONG BEACH RD |  | Polytube | Yes |  | 2024-08-20 |  | PVC | 2020 | Yes |  | 2024-08-20 |  | Non-lead
015169 | BLVD 2106 N ROOSEVELT |  | Polytube | Yes |  | 2022-09-16 |  | Copper | 1963 | Yes |  | 2022-09-16 |  | Non-lead
015170 | 422 LIME DR |  | Polytube | Yes |  | 2023-02-02 |  | PVC | 1985 | Yes |  | 2023-02-02 |  | Non-lead
015171 | 29 SHORELAND DR |  | Polytube | Yes |  | 2022-10-27 |  | PVC | 1967 | Yes |  | 2022-10-27 |  | Non-lead
015172 | 110 W AVE C |  | Polytube | Yes |  | 2023-09-13 |  | PVC | 1963 | Yes |  | 2023-09-13 |  | Non-lead
015173 | 1201 MOCKINGBIRD RD |  | Polytube | Yes |  | 2022-07-21 |  | PVC | 1966 | Yes |  | 2022-07-21 |  | Non-lead
015174 | 18 ATLANTIC BLVD |  | Polytube | Yes |  | 2022-06-30 |  | PVC | 1964 | Yes |  | 2022-06-30 |  | Non-lead
015175 | 169 CORAL RD |  | Polytube | Yes |  | 2022-06-10 |  | PVC | 1964 | Yes |  | 2022-06-10 |  | Non-lead
015176 | 240 S COCONUT PALM BLVD |  | Polytube | Yes |  | 2023-11-15 |  | PVC | 1964 | Yes |  | 2023-11-15 |  | Non-lead
015177 | 174 SECOND COURT |  | Polytube | Yes |  | 2023-01-05 |  | PVC | 1955 | Yes |  | 2023-01-05 |  | Non-lead
015178 | 53 TARPON BASIN |  | Polytube | Yes |  | 2023-01-05 |  | PVC | 1953 | Yes |  | 2023-01-05 |  | Non-lead
015179 | 338 THIRD RD |  | Unknown, Non-Lead | No |  |  |  | Unknown, Non-Lead | 1997 | No |  |  |  | Non-lead
015181 | 30930 DELGADO AKA 677 LANE |  | Polytube | Yes |  | 2022-11-17 |  | PVC | 1963 | Yes |  | 2022-11-17 |  | Non-lead
015182 | UNIT B 1411 1ST ST |  | Polytube | Yes |  | 2023-04-26 |  | PVC | 1943 | Yes |  | 2023-04-26 |  | Non-lead
015184 | APT A 1711 BERTHA ST |  | Polytube | Yes |  | 2022-09-22 |  | Copper | 1965 | Yes |  | 2022-09-22 |  | Non-lead
015187 | 1553 SUNRISE DR |  | Polytube | Yes |  | 2022-11-16 |  | PVC | 1967 | Yes |  | 2022-11-16 |  | Non-lead
015188 | 652 SANDS LN |  | Polytube | Yes |  | 2022-11-14 |  | PVC | 1970 | Yes |  | 2022-11-14 |  | Non-lead
015189 | 661 PINE LANE |  | Polytube | Yes |  | 2022-11-15 |  | PVC | 1963 | Yes |  | 2022-11-15 |  | Non-lead
015190 | 61 TARPON BASIN DR |  | Polytube | Yes |  | 2023-01-05 |  | PVC | 1979 | Yes |  | 2023-01-05 |  | Non-lead
015191 | 174 W AVE A |  | Unknown, Non-Lead | No |  |  |  | Unknown, Non-Lead | 2018 | No |  |  |  | Non-lead
015192 | 25 ARBUTUS DR |  | Polytube | Yes |  | 2023-04-13 |  | PVC | 1965 | Yes |  | 2023-04-13 |  | Non-lead
015193 | 400 AVE E |  | Unknown | Yes |  | 2023-05-04 |  | Unknown | 1963 | Yes |  | 2023-05-04 |  | Lead Status Unknown
015194 | 2625 FOGARTY AVE |  | Copper | Yes |  | 2022-08-23 |  | Copper | 1969 | Yes |  | 2022-08-23 |  | Non-lead
015195 | 1705 BERTHA ST |  | Polytube | Yes |  | 2022-09-22 |  | PVC | 1963 | Yes |  | 2022-09-22 |  | Non-lead
015196 | 709 FLEMING ST |  | Polytube | Yes |  | 2023-03-06 |  | Polytube | 1933 | Yes |  | 2023-03-06 |  | Non-lead
015200 | APT 1 1819 ATLANTIC BLVD |  | Polytube | Yes |  | 2022-10-19 |  | PVC | 1963 | Yes |  | 2022-10-19 |  | Non-lead
015201 | APT 2 1819 ATLANTIC BLVD |  | Polytube | Yes |  | 2022-10-19 |  | PVC | 1963 | Yes |  | 2022-10-19 |  | Non-lead
015202 | APT 3 1819 ATLANTIC BLVD |  | Polytube | Yes |  | 2022-06-03 |  | PVC | 1963 | Yes |  | 2022-06-03 |  | Non-lead
015203 | APT 4 1819 ATLANTIC BLVD |  | Polytube | Yes |  | 2022-10-19 |  | PVC | 1963 | Yes |  | 2022-10-19 |  | Non-lead
015204 | FL 2 UP 300 FRONT ST |  | Polytube | Yes |  | 2024-10-07 |  | PVC | 1963 | Yes |  | 2024-10-07 |  | Non-lead
015205 | 3940 HALL RD |  | Polytube | Yes |  | 2023-01-11 |  | PVC | 1963 | Yes |  | 2023-01-11 |  | Non-lead
015206 | 2518 HARRIS AVE |  | Polytube | Yes |  | 2022-08-16 |  | Polytube | 1958 | Yes |  | 2022-08-16 |  | Non-lead
015207 | 884 ELLEN DR |  | Polytube | Yes |  | 2023-02-22 |  | PVC | 1969 | Yes |  | 2023-02-22 |  | Non-lead
015208 | 23 AVENUE B |  | Polytube | Yes |  | 2023-01-05 |  | PVC | 1960 | Yes |  | 2023-01-05 |  | Non-lead
015209 | 130 ARBOR LANE |  | Polytube | Yes |  | 2023-02-13 |  | PVC | 1977 | Yes |  | 2023-02-13 |  | Non-lead
015210 | 92300 OVERSEAS HWY |  | Copper | Yes |  | 2023-02-14 |  | PVC | 1969 | Yes |  | 2023-02-14 |  | Non-lead
015211 | 883 ELLEN DR |  | Unknown, Non-Lead | Yes |  | 2022-01-21 |  | Unknown, Non-Lead | 2015 | Yes |  | 2022-01-21 |  | Non-lead
015212 | 117 SANDY COVE RD |  | Polytube | Yes |  | 2022-07-05 |  | PVC | 1964 | Yes |  | 2022-07-05 |  | Non-lead
015214 | 24949 PALM LN |  | Polytube | Yes |  | 2023-04-25 |  | PVC | 1965 | Yes |  | 2023-04-25 |  | Non-lead
015216 | 1643 SUNRISE DR |  | Polytube | Yes |  | 2023-01-13 |  | PVC | 1966 | Yes |  | 2023-01-13 |  | Non-lead
015217 | 22832 JOHN SILVER LN |  | Polytube | Yes |  | 2022-12-28 |  | PVC | 1958 | Yes |  | 2022-12-28 |  | Non-lead
015218 | 101 PRIMROSE LN |  | Polytube | Yes |  | 2022-06-27 |  | PVC | 1964 | Yes |  | 2022-06-27 |  | Non-lead
015219 | A 150 CASA COURT DR |  | Polytube | Yes |  | 2022-10-11 |  | PVC | 1963 | Yes |  | 2022-10-11 |  | Non-lead
015220 | 104 MARINA AVE |  | Polytube | Yes |  | 2022-11-29 |  | PVC | 1982 | Yes |  | 2022-11-29 |  | Non-lead
015221 | 23 ATLANTIC BLVD |  | Polytube | Yes |  | 2022-06-30 |  | PVC | 1985 | Yes |  | 2022-06-30 |  | Non-lead
015222 | L12 307 CROSS ST |  | Polytube | Yes |  | 2023-03-08 |  | PVC | 1964 | Yes |  | 2023-03-08 |  | Non-lead
015223 | 5 ARBUTUS DR |  | Polytube | Yes |  | 2022-05-05 |  | PVC | 1964 | Yes |  | 2022-05-05 |  | Non-lead
015224 | 712 OLIVIA ST |  | Polytube | Yes |  | 2023-01-12 |  | PVC | 1943 | Yes |  | 2023-01-12 |  | Non-lead
015225 | 19657 DATE PALM DR |  | Polytube | Yes |  | 2023-01-13 |  | PVC | 1955 | Yes |  | 2023-01-13 |  | Non-lead
015227 | 53 AVE E |  | Polytube | Yes |  | 2022-12-12 |  | PVC | 1963 | Yes |  | 2022-12-12 |  | Non-lead
015228 | RAGGED EDGE 243 TREASURE HARBOR RD |  | Polytube | Yes |  | 2022-06-21 |  | PVC | 1984 | Yes |  | 2022-06-21 |  | Non-lead
015229 | LOT 173 1213 14TH ST |  | Polytube | Yes |  | 2022-07-25 |  | PVC | 1965 | Yes |  | 2022-07-25 |  | Non-lead
015230 | LOT 169 1213 14TH ST |  | Polytube | Yes |  | 2022-07-22 |  | Polytube | 1965 | Yes |  | 2022-07-22 |  | Non-lead
015231 | 3536 NORTHSIDE CT |  | Polytube | Yes |  | 2022-05-11 |  | Copper | 1963 | Yes |  | 2022-05-11 |  | Non-lead
015232 | 3604 NORTHSIDE CT |  | Polytube | Yes |  | 2022-05-19 |  | Copper | 1964 | Yes |  | 2022-05-19 |  | Non-lead
015233 | LOT 170 1213 14TH ST |  | Polytube | Yes |  | 2022-07-22 |  | Polytube | 1965 | Yes |  | 2022-07-22 |  | Non-lead
015234 | 22794 JOLLY ROGER DR |  | Polytube | Yes |  | 2022-11-07 |  | PVC | 1963 | Yes |  | 2022-11-07 |  | Non-lead
015235 | 5 AMARYLLIS DR |  | Copper | Yes |  | 2023-04-26 |  | PVC | 1964 | Yes |  | 2023-04-26 |  | Non-lead
015236 | LOT 171 1213 14TH ST |  | Polytube | Yes |  | 2022-07-22 |  | PVC | 1965 | Yes |  | 2022-07-22 |  | Non-lead
015238 | 3224 FLAGLER AVE |  | Polytube | Yes |  | 2022-07-07 |  | Copper | 1967 | Yes |  | 2022-07-07 |  | Non-lead
015239 | APT#1 30 HIBISCUS LN |  | Polytube | Yes |  | 2023-01-30 |  | PVC | 1960 | Yes |  | 2023-01-30 |  | Non-lead
015240 | 142 ARBOR LN |  | Polytube | Yes |  | 2023-02-13 |  | PVC | 1967 | Yes |  | 2023-02-13 |  | Non-lead
015241 | 174 CASA COURT Dr |  | Polytube | Yes |  | 2022-07-21 |  | PVC | 1963 | Yes |  | 2022-07-21 |  | Non-lead
015242 | 31240 H AVE |  | Polytube | Yes |  | 2024-01-26 |  | PVC | 2003 | Yes |  | 2024-01-26 |  | Non-lead
015243 | 3965 HALL ROAD |  | Polytube | Yes |  | 2023-01-12 |  | PVC | 1958 | Yes |  | 2023-01-12 |  | Non-lead
015244 | 703 CATHERINE ST |  | Polytube | Yes |  | 2023-03-30 |  | PVC | 1943 | Yes |  | 2023-03-30 |  | Non-lead
015245 | 25020 NORTHSIDE DR |  | Polytube | Yes |  | 2023-04-25 |  | PVC | 1958 | Yes |  | 2023-04-25 |  | Non-lead
015246 | LT5BK7 29165 CLOVER LN |  | Unknown, Non-Lead | No |  |  |  | Unknown, Non-Lead | 2008 | No |  |  |  | Non-lead
015247 | LOT 166 1213 14TH ST |  | Polytube | Yes |  | 2023-12-18 |  | Polytube | 1965 | Yes |  | 2023-12-18 |  | Non-lead
015248 | 1655 SUNRISE DR |  | Polytube | Yes |  | 2023-10-17 |  | PVC | 1964 | Yes |  | 2023-10-17 |  | Non-lead
015249 | LOT 165 1213 14TH ST |  | Polytube | Yes |  | 2023-07-24 |  | Polytube | 1965 | Yes |  | 2023-07-24 |  | Non-lead
015250 | 201 4TH ST |  | Polytube | Yes |  | 2023-10-25 |  | PVC | 1963 | Yes |  | 2023-10-25 |  | Non-lead
015251 | 2 AMARYLLIS DR |  | Polytube | Yes |  | 2023-06-22 |  | PVC | 1964 | Yes |  | 2023-06-22 |  | Non-lead
015252 | UNIT B 159 CASA CT |  | Polytube | Yes |  | 2023-03-30 |  | PVC | 1979 | Yes |  | 2023-03-30 |  | Non-lead
015253 | 156 SECOND CT |  | Polytube | Yes |  | 2023-01-05 |  | PVC | 1981 | Yes |  | 2023-01-05 |  | Non-lead
015254 | 66 1ST CT |  | Polytube | Yes |  | 2023-01-05 |  | PVC | 1968 | Yes |  | 2023-01-05 |  | Non-lead
015255 | 24928 NORTHSIDE DR |  | Polytube | Yes |  | 2023-04-25 |  | PVC | 1963 | Yes |  | 2023-04-25 |  | Non-lead
015256 | 94400 OVERSEAS HWY |  | Unknown, Non-Lead | Yes |  | 2023-05-04 |  | No Piping | Vacant | Yes |  | 2023-05-04 |  | Non-lead
015257 | 68260 OVERSEAS HWY |  | Polytube | Yes |  | 2022-11-02 |  | PVC | 1964 | Yes |  | 2022-11-02 |  | Non-lead
015258 | 123 HARBOR DR |  | Polytube | Yes |  | 2022-06-14 |  | PVC | 1963 | Yes |  | 2022-06-14 |  | Non-lead
015259 | 1707 BERTHA ST |  | Polytube | Yes |  | 2022-09-22 |  | PVC | 1965 | Yes |  | 2022-09-22 |  | Non-lead
015260 | 3500 DUCK AVE |  | Polytube | Yes |  | 2023-05-04 |  | Copper | 1963 | Yes |  | 2023-05-04 |  | Non-lead
015261 | 916 SEMINARY ST |  | Polytube | Yes |  | 2024-05-13 |  | PVC | 1943 | Yes |  | 2024-05-13 |  | Non-lead
015262 | LOT 174 1213 14TH ST |  | Polytube | Yes |  | 2023-09-20 |  | Polytube | 1965 | Yes |  | 2023-09-20 |  | Non-lead
015263 | 3301 RIVIERA DR |  | Copper | Yes |  | 2022-06-01 |  | Copper | 1958 | Yes |  | 2022-06-01 |  | Non-lead
015264 | 831 17TH ST |  | Polytube | Yes |  | 2022-05-12 |  | Copper | 1965 | Yes |  | 2022-05-12 |  | Non-lead
015265 | APT 3 UP FRONT 613 FLEMING ST |  | Polytube | Yes |  | 2023-03-06 |  | Polytube | 1928 | Yes |  | 2023-03-06 |  | Non-lead
015266 | 1508 SOUTH ST |  | Polytube | Yes |  | 2022-10-27 |  | PVC | 1943 | Yes |  | 2022-10-27 |  | Non-lead
015267 | APT B 902 THOMAS ST |  | Polytube | Yes |  | 2023-05-04 |  | PVC | 1938 | Yes |  | 2023-05-04 |  | Non-lead
015268 | 1213 14TH ST |  | Polytube | Yes |  | 2022-12-19 |  | PVC | 1965 | Yes |  | 2022-12-19 |  | Non-lead
015269 | LOT 172 1213 14TH ST |  | Polytube | Yes |  | 2022-07-22 |  | Polytube | 1965 | Yes |  | 2022-07-22 |  | Non-lead
015270 | LOT 164 1213 14TH ST |  | Polytube | Yes |  | 2022-07-22 |  | Polytube | 1965 | Yes |  | 2022-07-22 |  | Non-lead
015271 | 183 CASA COURT DR |  | Polytube | Yes |  | 2022-07-20 |  | PVC | 1963 | Yes |  | 2022-07-20 |  | Non-lead
015272 | 170 CASA COURT DR |  | Polytube | Yes |  | 2022-07-20 |  | PVC | 1963 | Yes |  | 2022-07-20 |  | Non-lead
015273 | 221 JOLLY ROGER DR |  | Polytube | Yes |  | 2023-01-31 |  | PVC | 1964 | Yes |  | 2023-01-31 |  | Non-lead
015274 | 29060 MAGNOLIA DR |  | Polytube | Yes |  | 2022-12-15 |  | PVC | 1966 | Yes |  | 2022-12-15 |  | Non-lead
015275 | 1410 REYNOLDS ST |  | Polytube | Yes |  | 2024-02-13 |  | PVC | 1963 | Yes |  | 2024-02-13 |  | Non-lead
015276 | 615 ELIZABETH ST |  | Unknown, Non-Lead | No |  |  |  | Unknown, Non-Lead | 1990 | No |  |  |  | Non-lead
015278 | 77 AVE E |  | Polytube | Yes |  | 2022-12-12 |  | PVC | 1973 | Yes |  | 2022-12-12 |  | Non-lead
015279 | 1210 JOHNSON ST |  | Polytube | Yes |  | 2024-10-07 |  | PVC | 1915 | Yes |  | 2024-10-07 |  | Non-lead
015280 | LOT 167 1213 14TH ST |  | Polytube | Yes |  | 2022-07-22 |  | PVC | 1965 | Yes |  | 2022-07-22 |  | Non-lead
015281 | 375 S COCONUT PALM BLVD |  | Polytube | Yes |  | 2022-06-14 |  | PVC | 1964 | Yes |  | 2022-06-14 |  | Non-lead
015282 | 5 HIBISCUS LN |  | Unknown, Non-Lead | Yes |  | 2018-12-28 |  | Unknown, Non-Lead | 1989 | Yes |  | 2018-12-28 |  | Non-lead
015283 | L5 B1 124 POINT PLEASANT DR |  | Unknown, Non-Lead | Yes |  | 2019-05-10 |  | Unknown, Non-Lead | 2007 | Yes |  | 2019-05-10 |  | Non-lead
015284 | 165 SECOND CT |  | Polytube | Yes |  | 2023-01-05 |  | PVC | 1970 | Yes |  | 2023-01-05 |  | Non-lead
015285 | 108 W AVE C |  | Polytube | Yes |  | 2024-08-09 |  | PVC | 1976 | Yes |  | 2024-08-09 |  | Non-lead
015286 | 178 CASA CT |  | Polytube | Yes |  | 2022-07-20 |  | PVC | 1963 | Yes |  | 2022-07-20 |  | Non-lead
015287 | 122 1ST RD |  | Polytube | Yes |  | 2020-11-20 |  | PVC | 1965 | Yes |  | 2020-11-20 |  | Non-lead
015288 | LOT 175 1213 14TH ST |  | Polytube | Yes |  | 2022-07-22 |  | Polytube | 1965 | Yes |  | 2022-07-22 |  | Non-lead
015289 | 720 90TH OCEAN ST |  | Polytube | Yes |  | 2023-06-26 |  | PVC | 1964 | Yes |  | 2023-06-26 |  | Non-lead
015290 | 1170 92ND OCEAN ST |  | Unknown, Non-Lead | Yes |  | 2022-03-28 |  | PVC | 2020 | Yes |  | 2022-03-28 |  | Non-lead
015291 | 1287 W SHORE DR |  | Polytube | Yes |  | 2022-06-09 |  | PVC | 1966 | Yes |  | 2022-06-09 |  | Non-lead
015292 | 518 81ST OCEAN ST |  | Polytube | Yes |  | 2023-04-19 |  | PVC | 1975 | Yes |  | 2023-04-19 |  | Non-lead
015293 | GULF 10703 2ND AVE |  | Polytube | Yes |  | 2022-11-30 |  | PVC | 1959 | Yes |  | 2022-11-30 |  | Non-lead
015294 | 890 79TH OCEAN ST |  | Polytube | Yes |  | 2023-08-15 |  | PVC | 1964 | Yes |  | 2023-08-15 |  | Non-lead
015296 | 307 CATHERINE ST |  | Polytube | Yes |  | 2022-06-21 |  | PVC | 1913 | Yes |  | 2022-06-21 |  | Non-lead
015297 | LOT 208 1213 14TH ST |  | Polytube | Yes |  | 2023-05-04 |  | Polytube | 1965 | Yes |  | 2023-05-04 |  | Non-lead
015298 | LOT 209 1213 14TH ST |  | Polytube | Yes |  | 2023-01-31 |  | Polytube | 1965 | Yes |  | 2023-01-31 |  | Non-lead
015299 | LOT 210 1213 14TH ST |  | Polytube | Yes |  | 2023-08-22 |  | Polytube | 1965 | Yes |  | 2023-08-22 |  | Non-lead
015300 | LOT 213 1213 14TH ST |  | Polytube | Yes |  | 2023-05-04 |  | Polytube | 1965 | Yes |  | 2023-05-04 |  | Non-lead
015301 | LOT 176 1213 14TH ST |  | Polytube | No |  |  |  | PVC | 1965 | No |  |  |  | Non-lead
015302 | 19421 CANAL DR |  | Polytube | Yes |  | 2024-06-28 |  | PVC | 1943 | Yes |  | 2024-06-28 |  | Non-lead
015303 | LOT 211 1213 14TH ST |  | Polytube | Yes |  | 2022-10-06 |  | Polytube | 1965 | Yes |  | 2022-10-06 |  | Non-lead
015304 | L7 B2 317 CROSS ST |  | Polytube | Yes |  | 2023-03-08 |  | PVC | 1964 | Yes |  | 2023-03-08 |  | Non-lead
015305 | L8 B2 315 CROSS ST |  | Polytube | Yes |  | 2023-03-08 |  | PVC | 1967 | Yes |  | 2023-03-08 |  | Non-lead
015306 | L10 B2 311 CROSS ST |  | Polytube | Yes |  | 2022-10-03 |  | PVC | 1964 | Yes |  | 2022-10-03 |  | Non-lead
015307 | 309 CROSS ST |  | Polytube | Yes |  | 2023-03-08 |  | PVC | 1964 | Yes |  | 2023-03-08 |  | Non-lead
015308 | 5 6TH AVE |  | Polytube | Yes |  | 2022-11-18 |  | Galvanized | 1965 | Yes |  | 2022-11-18 |  | Galvanized Requiring Replacement
015309 | 7 6TH AVE |  | Polytube | Yes |  | 2023-03-10 |  | PVC | 1965 | Yes |  | 2023-03-10 |  | Non-lead
015310 | 9 6TH AVE |  | Polytube | Yes |  | 2023-03-10 |  | PVC | 1964 | Yes |  | 2023-03-10 |  | Non-lead
015311 | L10 B1 19 6TH AVE |  | Polytube | Yes |  | 2023-03-08 |  | PVC | 1965 | Yes |  | 2023-03-08 |  | Non-lead
015312 | 726 ASHE ST |  | Polytube | Yes |  | 2023-03-10 |  | PVC | 1913 | Yes |  | 2023-03-10 |  | Non-lead
015313 | LOT 178 1213 14TH ST |  | Polytube | Yes |  | 2022-07-22 |  | Polytube | 1965 | Yes |  | 2022-07-22 |  | Non-lead
015314 | 70 HIBISCUS LN |  | Polytube | Yes |  | 2023-01-30 |  | PVC | 1973 | Yes |  | 2023-01-30 |  | Non-lead
015316 | 1 & 2 83413 OVERSEAS CHESAPEAKE DOCK Hwy |  | Polytube | Yes |  | 2024-06-26 |  | PVC | 1991 | Yes |  | 2024-06-26 |  | Non-lead
015317 | LOT 212 1213 14TH ST |  | Polytube | Yes |  | 2023-05-04 |  | Polytube | 1965 | Yes |  | 2023-05-04 |  | Non-lead
015318 | 302 FRONT ST |  | Polytube | Yes |  | 2023-11-06 |  | PVC | 1963 | Yes |  | 2023-11-06 |  | Non-lead
015319 | 1320 FLAGLER AVE |  | Polytube | Yes |  | 2022-08-12 |  | PVC | 1963 | Yes |  | 2022-08-12 |  | Non-lead
015320 | 85 TARPON BASIN DR |  | Polytube | Yes |  | 2023-01-05 |  | PVC | 1965 | Yes |  | 2023-01-05 |  | Non-lead
015321 | 292 BUTTONWOOD DR |  | Polytube | Yes |  | 2022-12-12 |  | PVC | 1964 | Yes |  | 2022-12-12 |  | Non-lead
015322 | 200 ELIZABETH ST |  | Polytube | Yes |  | 2024-08-12 |  | PVC | 1942 | Yes |  | 2024-08-12 |  | Non-lead
015323 | LOT 177 1213 14TH ST |  | Polytube | Yes |  | 2024-05-21 |  | PVC | 1965 | Yes |  | 2024-05-21 |  | Non-lead
015325 | 1340 LONG BEACH DR |  | Polytube | Yes |  | 2024-07-30 |  | PVC | 1967 | Yes |  | 2024-07-30 |  | Non-lead
015326 | 512 28TH OCEAN ST |  | Unknown, Non-Lead | Yes |  | 2020-08-17 |  | Polytube | 2006 | Yes |  | 2020-08-17 |  | Non-lead
015327 | 6189 OVERSEAS HWY |  | PVC | Yes |  | 2023-03-02 |  | PVC | 1959 | Yes |  | 2023-03-02 |  | Non-lead
015328 | 708 82ND ST OCEAN |  | Polytube | Yes |  | 2024-07-22 |  | PVC | 1962 | Yes |  | 2024-07-22 |  | Non-lead
015329 | 1103 24TH OCEAN ST |  | Polytube | Yes |  | 2023-04-20 |  | PVC | 2019 | Yes |  | 2023-04-20 |  | Non-lead
015330 | 31486 G AVE |  | Polytube | Yes |  | 2023-10-31 |  | PVC | 2023 | Yes |  | 2023-10-31 |  | Non-lead
015331 | 57121 MORTON ST |  | Polytube | Yes |  | 2022-10-22 |  | PVC | 1965 | Yes |  | 2022-10-22 |  | Non-lead
015332 | 368 116TH OCEAN ST |  | Polytube | Yes |  | 2022-08-23 |  | PVC | 1955 | Yes |  | 2022-08-23 |  | Non-lead
015333 | RS 496 B 50TH OCEAN ST |  | Polytube | Yes |  | 2022-10-20 |  | Polytube | 1970 | Yes |  | 2022-10-20 |  | Non-lead
015334 | 970 97TH OCEAN ST |  | Polytube | Yes |  | 2022-11-04 |  | Polytube | 1960 | Yes |  | 2022-11-04 |  | Non-lead
015335 | 1022 W 75TH OCEAN ST |  | Unknown, Non-Lead | Yes |  | 2024-08-19 |  | Unknown, Non-Lead | 1992 | Yes |  | 2024-08-19 |  | Non-lead
015337 | LOT 168 1213 14TH ST |  | Polytube | Yes |  | 2022-07-22 |  | Polytube | 1965 | Yes |  | 2022-07-22 |  | Non-lead
015338 | 184 W AVE A |  | Polytube | Yes |  | 2023-02-01 |  | PVC | 1979 | Yes |  | 2023-02-01 |  | Non-lead
015339 | 152 W AVE C |  | Polytube | Yes |  | 2022-12-12 |  | PVC | 1965 | Yes |  | 2022-12-12 |  | Non-lead
015341 | 161 INDIAN MOUND TR |  | Polytube | Yes |  | 2022-06-03 |  | PVC | 1964 | Yes |  | 2022-06-03 |  | Non-lead
015342 | 3405 FLAGLER AVE |  | Polytube | Yes |  | 2023-05-04 |  | PVC | 1968 | Yes |  | 2023-05-04 |  | Non-lead
015343 | LOT 117 1213 14TH ST |  | Polytube | Yes |  | 2022-07-22 |  | PVC | 1965 | Yes |  | 2022-07-22 |  | Non-lead
015344 | LOT 133 1213 14TH ST |  | Polytube | Yes |  | 2022-07-25 |  | Polytube | 1965 | Yes |  | 2022-07-25 |  | Non-lead
015345 | LOT 118 1213 14TH ST |  | Polytube | Yes |  | 2022-07-22 |  | PVC | 1965 | Yes |  | 2022-07-22 |  | Non-lead
015346 | 300 GASPARILLA DR |  | Polytube | Yes |  | 2023-01-31 |  | PVC | 1961 | Yes |  | 2023-01-31 |  | Non-lead
015347 | LOT 116 1213 14TH ST |  | Polytube | Yes |  | 2024-07-22 |  | Polytube | 1965 | Yes |  | 2024-07-22 |  | Non-lead
015348 | 8 CORAL DR |  | Polytube | Yes |  | 2023-04-06 |  | PVC | 1965 | Yes |  | 2023-04-06 |  | Non-lead
015349 | UP 1911 SEIDENBERG AVE |  | Polytube | Yes |  | 2023-04-26 |  | PVC | 1943 | Yes |  | 2023-04-26 |  | Non-lead
015350 | APT A 1913 SEIDENBERG AVE |  | Polytube | Yes |  | 2023-04-26 |  | PVC | 1945 | Yes |  | 2023-04-26 |  | Non-lead
015351 | APT B 1913 SEIDENBERG AVE |  | Polytube | Yes |  | 2023-04-26 |  | PVC | 1965 | Yes |  | 2023-04-26 |  | Non-lead
015352 | 20 AVENUE A |  | Polytube | Yes |  | 2023-01-05 |  | PVC | 1970 | Yes |  | 2023-01-05 |  | Non-lead
015353 | 36 AVENUE B |  | Polytube | Yes |  | 2023-02-01 |  | PVC | 1984 | Yes |  | 2023-02-01 |  | Non-lead
015354 | 118 FIRST CT |  | Polytube | Yes |  | 2022-06-03 |  | Polytube | 1951 | Yes |  | 2022-06-03 |  | Non-Lead
015355 | 904 FLAGLER AVE |  | Polytube | Yes |  | 2023-05-04 |  | PVC | 1970 | Yes |  | 2023-05-04 |  | Non-lead
015356 | LOT 138 1213 14TH ST |  | Polytube | Yes |  | 2022-05-23 |  | Polytube | 1965 | Yes |  | 2022-05-23 |  | Non-lead
015357 | 127 GARDEN ST |  | Polytube | Yes |  | 2023-02-09 |  | PVC | 1969 | Yes |  | 2023-02-09 |  | Non-lead
015358 | 22934 ANNE BONNY LN |  | Polytube | Yes |  | 2024-06-17 |  | PVC | 1958 | Yes |  | 2024-06-17 |  | Non-lead
015359 | APT A 1411 HAVELKA LN |  | Polytube | Yes |  | 2017-06-20 |  | PVC | 1973 | Yes |  | 2017-06-20 |  | Non-lead
015361 | LOT 135 1213 14TH ST |  | Polytube | Yes |  | 2022-07-25 |  | Polytube | 1965 | Yes |  | 2022-07-25 |  | Non-lead
015362 | LOT 136 1213 14TH ST |  | Polytube | Yes |  | 2023-01-26 |  | Polytube | 1965 | Yes |  | 2023-01-26 |  | Non-lead
015363 | LOT 137 1213 14TH ST |  | Polytube | Yes |  | 2022-07-25 |  | Polytube | 1965 | Yes |  | 2022-07-25 |  | Non-lead
015364 | 821 WASHINGTON ST |  | Polytube | Yes |  | 2023-04-25 |  | Polytube | 1963 | Yes |  | 2023-04-25 |  | Non-lead
015365 | 823 WASHINGTON ST |  | Polytube | Yes |  | 2023-04-25 |  | PVC | 1963 | Yes |  | 2023-04-25 |  | Non-lead
015368 | 27388 DOMINICA LANE |  | Polytube | Yes |  | 2023-05-04 |  | PVC | 1963 | Yes |  | 2023-05-04 |  | Non-lead
015369 | 165 CASA COURT DR |  | Polytube | Yes |  | 2022-07-20 |  | PVC | 1987 | Yes |  | 2022-07-20 |  | Non-lead
015370 | 127 ARBOR LANE |  | Polytube | No |  |  |  | PVC | 2006 | No |  |  |  | Non-lead
015371 | 19580 MAYAN ST |  | Polytube | Yes |  | 2024-08-30 |  | PVC | 1953 | Yes |  | 2024-08-30 |  | Non-lead
015372 | 3176 OVERSEAS HWY |  | Polytube | Yes |  | 2024-03-04 |  | PVC | 1963 | Yes |  | 2024-03-04 |  | Non-lead
015373 | 313 CROSS ST |  | Polytube | Yes |  | 2023-03-08 |  | PVC | 1967 | Yes |  | 2023-03-08 |  | Non-lead
015374 | 305 CROSS ST |  | Polytube | Yes |  | 2023-03-08 |  | PVC | 1963 | Yes |  | 2023-03-08 |  | Non-lead
015375 | 303 CROSS ST |  | Polytube | Yes |  | 2023-03-08 |  | PVC | 1963 | Yes |  | 2023-03-08 |  | Non-lead
015376 | 3 6TH AVE |  | Polytube | Yes |  | 2023-03-10 |  | PVC | 1958 | Yes |  | 2023-03-10 |  | Non-lead
015378 | 101 AVE G |  | Polytube | Yes |  | 2024-03-26 |  | PVC | 1958 | Yes |  | 2024-03-26 |  | Non-lead
015379 | 11 BOULDER DR |  | Polytube | Yes |  | 2023-01-31 |  | Polytube | 1964 | Yes |  | 2023-01-31 |  | Non-Lead
015380 | 24940 PALM LN |  | Polytube | Yes |  | 2023-04-25 |  | PVC | 1964 | Yes |  | 2023-04-25 |  | Non-lead
015381 | 24950 PALM LANE |  | Polytube | Yes |  | 2022-11-23 |  | PVC | 1968 | Yes |  | 2022-11-23 |  | Non-lead
015382 | 19680 CALOOSA ST |  | Polytube | Yes |  | 2023-01-26 |  | PVC | 1971 | Yes |  | 2023-01-26 |  | Non-lead
015383 | 402 ARONOVITZ LN |  | Polytube | Yes |  | 2022-06-02 |  | PVC | 1963 | Yes |  | 2022-06-02 |  | Non-lead
015384 | 404 ARONOVITZ LN |  | Polytube | Yes |  | 2023-08-09 |  | PVC | 1963 | Yes |  | 2023-08-09 |  | Non-lead
015385 | 2407 PATTERSON AVE |  | Polytube | Yes |  | 2023-05-04 |  | Copper | 1963 | Yes |  | 2023-05-04 |  | Non-lead
015386 | 3334 RIVIERA DR |  | Polytube | Yes |  | 2022-06-01 |  | PVC | 1963 | Yes |  | 2022-06-01 |  | Non-lead
015387 | 153 APACHE ST |  | Polytube | Yes |  | 2022-06-07 |  | PVC | 1963 | Yes |  | 2022-06-07 |  | Non-lead
015388 | 69451 OVERSEAS HWY |  | Polytube | Yes |  | 2023-01-06 |  | PVC | 1965 | Yes |  | 2023-01-06 |  | Non-lead
015389 | 2622 PATTERSON AVE |  | Polytube | Yes |  | 2023-05-04 |  | Copper | 1969 | Yes |  | 2023-05-04 |  | Non-lead
015391 | 1 AMARYLLIS DR |  | Polytube | Yes |  | 2023-07-07 |  | Polytube | 1965 | Yes |  | 2023-07-07 |  | Non-lead
015392 | 645 PONCE DE LEON |  | Polytube | Yes |  | 2024-08-30 |  | PVC | 1964 | Yes |  | 2024-08-30 |  | Non-lead
015393 | 4 JEAN LAFITTE DR |  | Polytube | Yes |  | 2023-01-31 |  | PVC | 1964 | Yes |  | 2023-01-31 |  | Non-lead
015394 | 25083 CENTER ST |  | Polytube | Yes |  | 2023-04-24 |  | PVC | 1961 | Yes |  | 2023-04-24 |  | Non-lead
015395 | FRNT 2207 FLAGLER AVE |  | PVC | Yes |  | 2024-08-12 |  | Copper | 1928 | Yes |  | 2024-08-12 |  | Non-lead
015396 | 1485 BOCA CHICA RD |  | Polytube | Yes |  | 2022-09-26 |  | PVC | 1963 | Yes |  | 2022-09-26 |  | Non-lead
015397 | APT REAR 2207 FLAGLER AVE |  | PVC | Yes |  | 2022-08-26 |  | Copper | 1962 | Yes |  | 2022-08-26 |  | Non-lead
015398 | 908 FLAGLER AVE |  | Polytube | Yes |  | 2023-05-04 |  | PVC | 1970 | Yes |  | 2023-05-04 |  | Non-lead
015399 | 103 OCEAN BAY |  | Polytube | Yes |  | 2022-07-14 |  | PVC | 1964 | Yes |  | 2022-07-14 |  | Non-lead
015400 | 72 AVE C |  | Polytube | Yes |  | 2023-01-05 |  | PVC | 1968 | Yes |  | 2023-01-05 |  | Non-lead
015403 | 139 W AVE A |  | Unknown, Non-Lead | Yes |  | 2023-08-30 |  | PVC | 1989 | Yes |  | 2023-08-30 |  | Non-lead
015404 | 82 AVENUE C |  | Unknown, Non-Lead | Yes |  | 2019-02-26 |  | PVC | 1989 | Yes |  | 2019-02-26 |  | Non-lead
015405 | 20 VERDE DR |  | Unknown, Non-Lead | No |  |  |  | Unknown, Non-Lead | 2008 | No |  |  |  | Non-lead
015406 | 420 AVE E |  | Unknown | Yes |  | 2023-05-04 |  | Unknown | 1953 | Yes |  | 2023-05-04 |  | Lead Status Unknown
015407 | 5001 OVERSEAS HWY |  | Unknown, Non-Lead | Yes |  | 2023-05-03 |  | PVC | 1973 | Yes |  | 2023-05-03 |  | Non-lead
015408 | 827 82ND OCEAN ST |  | Unknown, Non-Lead | Yes |  | 2021-05-19 |  | Unknown, Non-Lead | 2021 | Yes |  | 2021-05-19 |  | Non-lead
015409 | 78 AVE D |  | Unknown | No |  |  |  | Unknown | 1967 | No |  |  |  | Lead Status Unknown
015410 | 193 DOVE LAKE DR |  | Polytube | Yes |  | 2023-05-23 |  | PVC | 1964 | Yes |  | 2023-05-23 |  | Non-lead
015411 | LOT 114 1213 14TH ST |  | Polytube | Yes |  | 2022-07-22 |  | PVC | 1965 | Yes |  | 2022-07-22 |  | Non-lead
015412 | 21 BEACH DR |  | Polytube | Yes |  | 2023-04-06 |  | PVC | 1978 | Yes |  | 2023-04-06 |  | Non-lead
015413 | 5311 3RD AVE |  | Unknown, Non-Lead | Yes |  | 2019-01-11 |  | Unknown, Non-Lead | 2000 | Yes |  | 2019-01-11 |  | Non-lead
015414 | 173 PLANTATION DR |  | Polytube | Yes |  | 2022-06-14 |  | PVC | 1964 | Yes |  | 2022-06-14 |  | Non-lead
015415 | 229 OJIBWAY AVE |  | Copper | Yes |  | 2022-06-03 |  | PVC | 1963 | Yes |  | 2022-06-03 |  | Non-lead
015416 | 109 SECOND CT |  | Polytube | Yes |  | 2023-01-05 |  | PVC | 1954 | Yes |  | 2023-01-05 |  | Non-lead
015417 | 36 AVE E |  | Polytube | Yes |  | 2024-06-10 |  | PVC | 1960 | Yes |  | 2024-06-10 |  | Non-lead
015418 | 193 SECOND CT |  | Polytube | Yes |  | 2023-01-05 |  | PVC | 1962 | Yes |  | 2023-01-05 |  | Non-lead
015419 | 161 BUTTONWOOD AVE |  | Polytube | Yes |  | 2021-04-30 |  | PVC | 1976 | Yes |  | 2021-04-30 |  | Non-lead
015420 | LOT 113 1213 14TH ST |  | Polytube | Yes |  | 2024-03-18 |  | Polytube | 1965 | Yes |  | 2024-03-18 |  | Non-lead
015422 | 620 GREENE ST |  | Polytube | Yes |  | 2024-06-07 |  | Copper | 1938 | Yes |  | 2024-06-07 |  | Non-lead
015423 | 2301 LINDA AVE |  | Copper | Yes |  | 2023-04-24 |  | Copper | 1964 | Yes |  | 2023-04-24 |  | Non-lead
015424 | LOT 134 1213 14TH ST |  | Polytube | Yes |  | 2022-07-25 |  | Polytube | 1965 | Yes |  | 2022-07-25 |  | Non-lead
015426 | 976 OLEANDER RD |  | Polytube | Yes |  | 2023-01-26 |  | PVC | 1964 | Yes |  | 2023-01-26 |  | Non-lead
015427 | 90 MARINA AVE |  | Polytube | Yes |  | 2022-11-30 |  | PVC | 1965 | Yes |  | 2022-11-30 |  | Non-lead
015428 | 35 SUNSET LOTS 1 2 BLVD |  | Polytube | Yes |  | 2023-01-25 |  | Copper | 1963 | Yes |  | 2023-01-25 |  | Non-lead
015430 | 1123 16TH TERR |  | Polytube | Yes |  | 2022-06-16 |  | Copper | 1965 | Yes |  | 2022-06-16 |  | Non-lead
015431 | 3100 RIVIERA DR |  | Polytube | Yes |  | 2022-06-01 |  | PVC | 1964 | Yes |  | 2022-06-01 |  | Non-lead
015432 | 3104 RIVIERA DR |  | Polytube | Yes |  | 2022-06-01 |  | PVC | 1964 | Yes |  | 2022-06-01 |  | Non-lead
015433 | 3108 RIVIERA DR |  | Polytube | Yes |  | 2022-06-01 |  | PVC | 1963 | Yes |  | 2022-06-01 |  | Non-lead
015434 | 3112 RIVIERA DR |  | Polytube | Yes |  | 2022-06-01 |  | PVC | 1964 | Yes |  | 2022-06-01 |  | Non-lead
015435 | 3220 RIVIERA DR |  | Unknown, Non-Lead | Yes |  | 2018-08-07 |  | Unknown, Non-Lead | 2007 | Yes |  | 2018-08-07 |  | Non-lead
015436 | 1219 16TH TER |  | Polytube | Yes |  | 2022-05-11 |  | Copper | 1963 | Yes |  | 2022-05-11 |  | Non-lead
015437 | TER 3405 16TH |  | Polytube | Yes |  | 2023-05-04 |  | Copper | 1968 | Yes |  | 2023-05-04 |  | Non-lead
015438 | 3535 17TH TER |  | Polytube | Yes |  | 2022-06-16 |  | Copper | 1965 | Yes |  | 2022-06-16 |  | Non-lead
015439 | APT 5 6410 2ND ST |  | Polytube | Yes |  | 2023-03-07 |  | PVC | 1958 | Yes |  | 2023-03-07 |  | Non-lead
015440 | APT 6 6410 2ND ST |  | Polytube | Yes |  | 2023-03-07 |  | PVC | 1958 | Yes |  | 2023-03-07 |  | Non-lead
015441 | LOT 090 1213 14TH ST |  | Polytube | Yes |  | 2022-07-22 |  | PVC | 1965 | Yes |  | 2022-07-22 |  | Non-lead
015442 | 140 VENETIAN DR |  | Polytube | Yes |  | 2022-06-29 |  | PVC | 1971 | Yes |  | 2022-06-29 |  | Non-lead
015443 | 4 AMARYLLIS DR |  | Polytube | Yes |  | 2023-08-24 |  | PVC | 1964 | Yes |  | 2023-08-24 |  | Non-lead
015444 | LOT 091 1213 14TH ST |  | Polytube | Yes |  | 2022-07-22 |  | PVC | 1965 | Yes |  | 2022-07-22 |  | Non-lead
015446 | 35 SNAPPER AVE |  | Polytube | Yes |  | 2022-10-31 |  | PVC | 1964 | Yes |  | 2022-10-31 |  | Non-lead
015447 | 46 KEY HAVEN RD |  | Polytube | Yes |  | 2022-05-10 |  | PVC | 1974 | Yes |  | 2022-05-10 |  | Non-lead
015448 | 22927 PORT ROYAL LANE |  | Polytube | Yes |  | 2023-01-20 |  | PVC | 1963 | Yes |  | 2023-01-20 |  | Non-lead
015449 | 27019 OLD RD 4A ST |  | Polytube | Yes |  | 2022-10-13 |  | PVC | 1965 | Yes |  | 2022-10-13 |  | Non-lead
015451 | 1619 JOHNSON ST |  | Copper | Yes |  | 2023-04-26 |  | Copper | 1958 | Yes |  | 2023-04-26 |  | Non-lead
015452 | LOT 087 1213 14TH ST |  | Polytube | Yes |  | 2022-07-22 |  | PVC | 1965 | Yes |  | 2022-07-22 |  | Non-lead
015453 | LOT 092 1213 14TH ST |  | Polytube | Yes |  | 2022-07-25 |  | PVC | 1965 | Yes |  | 2022-07-25 |  | Non-lead
015454 | LOT 115 1213 14TH ST |  | Polytube | Yes |  | 2022-11-08 |  | PVC | 1965 | Yes |  | 2022-11-08 |  | Non-lead
015455 | 1029 TRUMAN AVE |  | Polytube | Yes |  | 2024-08-30 |  | PVC | 1964 | Yes |  | 2024-08-30 |  | Non-lead
015456 | 330 W SHORE DR |  | Polytube | Yes |  | 2023-04-25 |  | PVC | 1969 | Yes |  | 2023-04-25 |  | Non-lead
015457 | 2431 SEIDENBERG AVE |  | Polytube | Yes |  | 2022-08-18 |  | PVC | 1963 | Yes |  | 2022-08-18 |  | Non-lead
015458 | UNIT 1 1600 BERTHA ST |  | Polytube | Yes |  | 2022-05-16 |  | PVC | 1966 | Yes |  | 2022-05-16 |  | Non-lead
015459 | 2 SHORE TERR |  | Polytube | Yes |  | 2023-07-05 |  | PVC | 1953 | Yes |  | 2023-07-05 |  | Non-lead
015460 | 3605 NORTHSIDE CT |  | Unknown | No |  |  |  | Unknown | 1965 | No |  |  |  | Lead Status Unknown
015461 | 3637 NORTHSIDE CT |  | Polytube | Yes |  | 2022-05-19 |  | PVC | 1965 | Yes |  | 2022-05-19 |  | Non-lead
015462 | 3641 NORTHSIDE CT |  | Polytube | Yes |  | 2023-03-14 |  | PVC | 1964 | Yes |  | 2023-03-14 |  | Non-lead
015463 | 3620 NORTHSIDE CT |  | Polytube | Yes |  | 2022-06-16 |  | Copper | 1964 | Yes |  | 2022-06-16 |  | Non-lead
015464 | 3539 NORTHSIDE DR |  | Polytube | Yes |  | 2022-05-11 |  | PVC | 1964 | Yes |  | 2022-05-11 |  | Non-lead
015467 | LOT 088 1213 14TH ST |  | Polytube | Yes |  | 2022-07-22 |  | PVC | 1965 | Yes |  | 2022-07-22 |  | Non-lead
015468 | 115 TEQUESTA ST |  | Polytube | Yes |  | 2022-06-03 |  | PVC | 1958 | Yes |  | 2022-06-03 |  | Non-lead
015469 | 118 BUTTONWOOD AVE |  | Polytube | Yes |  | 2023-01-18 |  | PVC | 1965 | Yes |  | 2023-01-18 |  | Non-lead
015470 | 154 1ST CT |  | Polytube | Yes |  | 2023-10-31 |  | PVC | 1974 | Yes |  | 2023-10-31 |  | Non-lead
015471 | 1400 WASHINGTON ST |  | Polytube | Yes |  | 2024-07-15 |  | PVC | 1958 | Yes |  | 2024-07-15 |  | Non-lead
015472 | 360 WEST SHORE DR |  | Polytube | Yes |  | 2024-05-30 |  | PVC | 1963 | Yes |  | 2024-05-30 |  | Non-lead
015473 | LOT 089 1213 14TH ST |  | Polytube | Yes |  | 2023-09-20 |  | PVC | 1965 | Yes |  | 2023-09-20 |  | Non-lead
015474 | 192 E RIDGE RD |  | Polytube | Yes |  | 2022-06-10 |  | PVC | 1965 | Yes |  | 2022-06-10 |  | Non-lead
015475 | 121 SEASIDE AVE |  | Polytube | Yes |  | 2022-07-20 |  | PVC | 1963 | Yes |  | 2022-07-20 |  | Non-lead
015476 | 118 OLD FASHION LOT RD |  | Polytube | Yes |  | 2022-05-19 |  | PVC | 1966 | Yes |  | 2022-05-19 |  | Non-lead
015477 | 136 DUBONNET RD |  | Polytube | Yes |  | 2022-05-19 |  | PVC | 1964 | Yes |  | 2022-05-19 |  | Non-lead
015478 | APT 1D 5312 3RD AVE |  | Polytube | Yes |  | 2023-03-10 |  | PVC | 1953 | Yes |  | 2023-03-10 |  | Non-lead
015479 | 22 PALM DR |  | Unknown, Non-Lead | Yes |  | 2017-07-31 |  | PVC | 2014 | Yes |  | 2017-07-31 |  | Non-lead
015480 | 56 SWEETING RD |  | Polytube | Yes |  | 2023-10-05 |  | Copper | 1965 | Yes |  | 2023-10-05 |  | Non-lead
015481 | 3539 NORTHSIDE CT |  | Unknown | Yes |  | 2020-08-06 |  | Unknown | 1963 | Yes |  | 2020-08-06 |  | Lead Status Unknown
015482 | 22914 ANNE BONNY LN |  | Polytube | Yes |  | 2022-10-31 |  | PVC | 1963 | Yes |  | 2022-10-31 |  | Non-lead
015485 | 88 AVE E |  | Polytube | Yes |  | 2024-04-01 |  | PVC | 1980 | Yes |  | 2024-04-01 |  | Non-lead
015486 | 119 GARDENIA ST |  | Polytube | Yes |  | 2022-06-15 |  | PVC | 1977 | Yes |  | 2022-06-15 |  | Non-lead
015488 | 86 AVE E |  | Polytube | Yes |  | 2022-10-31 |  | PVC | 1972 | Yes |  | 2022-10-31 |  | Non-lead
015489 | 112 FIRST CT |  | Unknown, Non-Lead | Yes |  | 2022-06-02 |  | Unknown, Non-Lead | 2005 | Yes |  | 2022-06-02 |  | Non-lead
015490 | 508 SOUND DR |  | Polytube | Yes |  | 2022-10-17 |  | PVC | 1964 | Yes |  | 2022-10-17 |  | Non-lead
015491 | 31214 HOLLERICH DR |  | Polytube | Yes |  | 2022-11-14 |  | PVC | 1969 | Yes |  | 2022-11-14 |  | Non-lead
015492 | 905 E 70TH GULF ST |  | Polytube | Yes |  | 2023-03-15 |  | PVC | 1965 | Yes |  | 2023-03-15 |  | Non-lead
015495 | 30854 HAMMOCK DR |  | Polytube | Yes |  | 2022-11-28 |  | Polytube |  | Yes |  | 2022-11-28 |  | Non-lead
015496 | 1022 E 75TH OCEAN ST |  | Polytube | Yes |  | 2024-04-15 |  | PVC | 1968 | Yes |  | 2024-04-15 |  | Non-lead
015497 | 1525 BLUEFIN DR |  | Polytube | Yes |  | 2022-07-18 |  | PVC | 1965 | Yes |  | 2022-07-18 |  | Non-lead
015498 | 568 82ND St |  | Polytube | Yes |  | 2023-01-25 |  | Copper | 1978 | Yes |  | 2023-01-25 |  | Non-lead
015499 | 1050 28TH OCEAN ST |  | Polytube | Yes |  | 2022-05-20 |  | PVC | 1964 | Yes |  | 2022-05-20 |  | Non-lead
015500 | 1050 81ST ST |  | Unknown, Non-Lead | Yes |  | 2024-06-10 |  | Unknown, Non-Lead | 2008 | Yes |  | 2024-06-10 |  | Non-lead
015501 | 1040 81ST OCEAN ST |  | Unknown, Non-Lead | Yes |  | 2021-09-17 |  | Unknown, Non-Lead | 2008 | Yes |  | 2021-09-17 |  | Non-lead
015502 | 409 CATHERINE ST |  | Polytube | Yes |  | 2024-09-27 |  | PVC | 1938 | Yes |  | 2024-09-27 |  | Non-lead
015503 | 396 BALIDO ST |  | Polytube | Yes |  | 2023-03-10 |  | PVC | 1974 | Yes |  | 2023-03-10 |  | Non-lead
015504 | 3818 DUCK AVE |  | Polytube | Yes |  | 2022-05-25 |  | PVC | 1965 | Yes |  | 2022-05-25 |  | Non-lead
015506 | 341 AVE D |  | Polytube | Yes |  | 2023-12-29 |  | PVC | 1963 | Yes |  | 2023-12-29 |  | Non-lead
015507 | 60 AVE C |  | Polytube | Yes |  | 2023-01-05 |  | PVC | 1963 | Yes |  | 2023-01-05 |  | Non-lead
015508 | 606 PORTIA CIR |  | Polytube | Yes |  | 2023-01-31 |  | Copper | 1971 | Yes |  | 2023-01-31 |  | Non-lead
015509 | 72 1ST CT |  | Polytube | Yes |  | 2023-01-18 |  | PVC | 1966 | Yes |  | 2023-01-18 |  | Non-lead
015512 | 24826 CALLE REAL DR |  | Polytube | Yes |  | 2023-04-24 |  | PVC | 1960 | Yes |  | 2023-04-24 |  | Non-lead
015513 | 24960 PALM LANE |  | Polytube | Yes |  | 2024-05-07 |  | PVC | 1968 | Yes |  | 2024-05-07 |  | Non-lead
015514 | 31264 AVENUE H |  | Unknown, Non-Lead | Yes |  | 2019-05-31 |  | PVC | 2005 | Yes |  | 2019-05-31 |  | Non-lead
015515 | 320 S COCONUT PALM BLVD |  | Copper | Yes |  | 2022-06-14 |  | PVC | 1965 | Yes |  | 2022-06-14 |  | Non-lead
015516 | 122 AZALEA ST |  | Unknown | Yes |  | 2024-02-29 |  | Unknown | 1963 | Yes |  | 2024-02-29 |  | Lead Status Unknown
015517 | 140 N HAMMOCK RD |  | Polytube | Yes |  | 2022-06-23 |  | PVC | 1981 | Yes |  | 2022-06-23 |  | Non-lead
015518 | 141 PALO DE ORO DR |  | Unknown | Yes |  | 2024-08-08 |  | Unknown | 1964 | Yes |  | 2024-08-08 |  | Lead Status Unknown
015519 | 1000 VIRGINIA ST |  | Polytube | Yes |  | 2023-03-23 |  | PVC | 1963 | Yes |  | 2023-03-23 |  | Non-lead
015520 | 4 MADIERA DR |  | Copper | Yes |  | 2024-08-28 |  | PVC | 1964 | Yes |  | 2024-08-28 |  | Non-lead
015521 | 72 TARPON BASIN DR |  | Polytube | Yes |  | 2023-01-05 |  | PVC | 1980 | Yes |  | 2023-01-05 |  | Non-lead
015522 | 112 BUTTONWOOD AVE |  | Polytube | No |  |  |  | PVC | 1965 | No |  |  |  | Non-lead
015523 | APT A 909 VIRGINIA ST |  | PVC | Yes |  | 2023-03-23 |  | PVC | 1933 | Yes |  | 2023-03-23 |  | Non-lead
015524 | 114 ARBOR LANE |  | Polytube | Yes |  | 2023-02-13 |  | PVC | 1957 | Yes |  | 2023-02-13 |  | Non-lead
015525 | 24 ARBUTUS DR |  | Polytube | Yes |  | 2023-06-30 |  | PVC | 1964 | Yes |  | 2023-06-30 |  | Non-lead
015526 | REAR 800 THOMAS ST |  | Polytube | Yes |  | 2023-08-09 |  | PVC | 1929 | Yes |  | 2023-08-09 |  | Non-lead
015527 | APT 01 819 WASHINGTON ST |  | Unknown | Yes |  | 2023-04-25 |  | PVC | 1964 | Yes |  | 2023-04-25 |  | Lead Status Unknown
015528 | UNIT 3 819 WASHINGTON ST |  | Unknown | Yes |  | 2023-04-25 |  | PVC | 1964 | Yes |  | 2023-04-25 |  | Lead Status Unknown
015529 | APT 4 819 WASHINGTON ST |  | Unknown | Yes |  | 2023-04-25 |  | PVC | 1964 | Yes |  | 2023-04-25 |  | Lead Status Unknown
015530 | 143 SECOND CT |  | Polytube | Yes |  | 2023-01-05 |  | PVC | 1981 | Yes |  | 2023-01-05 |  | Non-lead
015531 | 1922 HARRIS AVE |  | Polytube | Yes |  | 2023-04-26 |  | Copper | 1965 | Yes |  | 2023-04-26 |  | Non-lead
015532 | 1792 SUNRISE DR |  | Polytube | Yes |  | 2022-11-16 |  | PVC | 1964 | Yes |  | 2022-11-16 |  | Non-lead
015533 | 22 AVE D |  | Polytube | Yes |  | 2023-01-05 |  | PVC | 1972 | Yes |  | 2023-01-05 |  | Non-lead
015534 | 185 W AVE A |  | Polytube | Yes |  | 2022-08-24 |  | PVC | 1977 | Yes |  | 2022-08-24 |  | Non-lead
015535 | 414 122ND OCEAN ST |  | Polytube | Yes |  | 2024-05-20 |  | PVC | 1985 | Yes |  | 2024-05-20 |  | Non-lead
015536 | 1268 92ND OCEAN ST |  | Unknown, Non-Lead | Yes |  | 2020-10-28 |  | PVC | 2017 | Yes |  | 2020-10-28 |  | Non-lead
015537 | 1160 92ND OCEAN ST |  | Polytube | Yes |  | 2022-08-15 |  | PVC | 2000 | Yes |  | 2022-08-15 |  | Non-lead
015538 | 1100 28TH OCEAN ST |  | Unknown, Non-Lead | Yes |  | 2022-04-27 |  | PVC | 2018 | Yes |  | 2022-04-27 |  | Non-lead
015539 | OCEAN 702 26TH ST |  | Polytube | Yes |  | 2023-01-11 |  | PVC | 1967 | Yes |  | 2023-01-11 |  | Non-lead
015540 | GULF 11300 1ST AVE |  | Polytube | Yes |  | 2024-06-11 |  | PVC | 1963 | Yes |  | 2024-06-11 |  | Non-lead
015541 | 8345 OVERSEAS HWY |  | Polytube | Yes |  | 2024-01-24 |  | PVC | 1964 | Yes |  | 2024-01-24 |  | Non-lead
015542 | 4999 OVERSEAS HWY |  | Polytube | Yes |  | 2024-07-26 |  | Copper | 1973 | Yes |  | 2024-07-26 |  | Non-lead
015543 | 18 KEY HAVEN RD |  | Polytube | Yes |  | 2022-11-07 |  | PVC | 1974 | Yes |  | 2022-11-07 |  | Non-lead
015545 | 1224 PEARL ST |  | Polytube | Yes |  | 2022-09-22 |  | Copper | 1933 | Yes |  | 2022-09-22 |  | Non-lead
015546 | 224 OLEANDER DR |  | Polytube | Yes |  | 2023-02-13 |  | PVC | 1984 | Yes |  | 2023-02-13 |  | Non-lead
015547 | 140 W AVE C |  | Polytube | Yes |  | 2022-12-12 |  | PVC | 1980 | Yes |  | 2022-12-12 |  | Non-lead
015548 | 808 TERRY LN |  | Polytube | Yes |  | 2022-06-27 |  | PVC | 1928 | Yes |  | 2022-06-27 |  | Non-lead
015549 | 1309 GRINNELL ST |  | Polytube | Yes |  | 2022-10-18 |  | Copper | 1955 | Yes |  | 2022-10-18 |  | Non-lead
015552 | 137 MOCKINGBIRD RD |  | Polytube | Yes |  | 2022-06-09 |  | PVC | 1973 | Yes |  | 2022-06-09 |  | Non-lead
015553 | 916 WINDSOR LN |  | Polytube | Yes |  | 2023-03-28 |  | PVC | 1933 | Yes |  | 2023-03-28 |  | Non-lead
015554 | 201 MONROE DR |  | Polytube | Yes |  | 2022-06-13 |  | Polytube | 1965 | Yes |  | 2022-06-13 |  | Non-lead
015555 | 908 WINDSOR LN |  | Polytube | Yes |  | 2023-03-28 |  | PVC | 1938 | Yes |  | 2023-03-28 |  | Non-lead
015556 | 220 OLEANDER DR |  | Polytube | Yes |  | 2023-08-03 |  | PVC | 1972 | Yes |  | 2023-08-03 |  | Non-lead
015557 | 911 ESTALL ST |  | Polytube | Yes |  | 2023-02-01 |  | PVC | 1964 | Yes |  | 2023-02-01 |  | Non-lead
015558 | 81220 OLD RD |  | Polytube | Yes |  | 2022-06-22 |  | PVC | 1937 | Yes |  | 2022-06-22 |  | Non-lead
015559 | 1310 FLAGLER AVE |  | Polytube | Yes |  | 2022-08-12 |  | PVC | 1958 | Yes |  | 2022-08-12 |  | Non-lead
015560 | 30238 PINE WAY |  | Polytube | Yes |  | 2022-05-17 |  | PVC | 1953 | Yes |  | 2022-05-17 |  | Non-lead
015561 | UNIT C 1015 THOMAS ST |  | Polytube | Yes |  | 2023-05-04 |  | PVC | 1943 | Yes |  | 2023-05-04 |  | Non-lead
015562 | #A 1015 THOMAS ST |  | Polytube | Yes |  | 2023-05-04 |  | PVC | 1943 | Yes |  | 2023-05-04 |  | Non-lead
015563 | 1015 THOMAS ST |  | Polytube | Yes |  | 2023-10-05 |  | PVC | 1943 | Yes |  | 2023-10-05 |  | Non-lead
015567 | 170 W AVE C |  | Polytube | Yes |  | 2022-12-12 |  | PVC | 1978 | Yes |  | 2022-12-12 |  | Non-lead
015568 | 162 HARBOR DR |  | Polytube | Yes |  | 2022-06-14 |  | PVC | 1964 | Yes |  | 2022-06-14 |  | Non-lead
015570 | 32 PALM DR |  | Unknown, Non-Lead | No |  |  |  | Unknown, Non-Lead | 2007 | No |  |  |  | Non-lead
015572 | 8349 OVERSEAS HWY |  | Polytube | Yes |  | 2023-11-06 |  | PVC | 1964 | Yes |  | 2023-11-06 |  | Non-lead
015573 | 10980 OVERSEAS HWY |  | Polytube | Yes |  | 2022-11-22 |  | PVC | 1963 | Yes |  | 2022-11-22 |  | Non-lead
015574 | 5151 OVERSEAS HIGHWAY |  | Unknown | Yes |  | 2022-10-20 |  | Unknown | 1959 | Yes |  | 2022-10-20 |  | Lead Status Unknown
015575 | 5175 OVERSEAS HWY |  | PVC | Yes |  | 2022-10-20 |  | Copper | 1959 | Yes |  | 2022-10-20 |  | Non-lead
015576 | HS BIB 2600 OVERSEAS HWY |  | Polytube | Yes |  | 2024-11-08 |  | Polytube |  | Yes |  | 2024-11-08 |  | Non-Lead
015580 | 529 POWELL AVE |  | Polytube | Yes |  | 2023-01-25 |  | PVC | 1964 | Yes |  | 2023-01-25 |  | Non-lead
015582 | 62 HIBISCUS LN |  | Unknown, Non-Lead | No |  |  |  | No Piping | Vacant | No |  |  |  | Non-lead
015583 | 117 BUTTONWOOD AVE |  | Polytube | Yes |  | 2022-12-12 |  | PVC | 1968 | Yes |  | 2022-12-12 |  | Non-lead
015584 | UNIT 2 1317 WHITEHEAD ST |  | Polytube | Yes |  | 2022-07-25 |  | PVC | 1938 | Yes |  | 2022-07-25 |  | Non-lead
015588 | APT 2 1600 BERTHA ST |  | Polytube | Yes |  | 2022-09-22 |  | Copper | 1965 | Yes |  | 2022-09-22 |  | Non-lead
015589 | APT 4 1600 BERTHA ST |  | Polytube | Yes |  | 2022-09-22 |  | Copper | 1966 | Yes |  | 2022-09-22 |  | Non-lead
015590 | APT 3 1600 BERTHA ST |  | Polytube | Yes |  | 2022-09-22 |  | Copper | 1966 | Yes |  | 2022-09-22 |  | Non-lead
015596 | 1 BAMBOO TERR |  | PVC | Yes |  | 2018-07-03 |  | Polytube | 1964 | Yes |  | 2018-07-03 |  | Non-lead
015618 | 116 PALMETTO AVE |  | Polytube | Yes |  | 2022-12-06 |  | PVC | 1963 | Yes |  | 2022-12-06 |  | Non-lead
015619 | LOT 45 5700 LAUREL AVE |  | Unknown, Non-Lead | No |  |  |  | No Piping | Vacant | No |  |  |  | Non-lead
015624 | LOT 61 5700 LAUREL AVE |  | Unknown, Non-Lead | No |  |  |  | No Piping | Vacant | No |  |  |  | Non-lead
015625 | 1210 8TH ST |  | Polytube | Yes |  | 2022-08-12 |  | Copper | 1963 | Yes |  | 2022-08-12 |  | Non-lead
015634 | 1360 122ND OCEAN ST |  | Polytube | Yes |  | 2023-05-10 |  | PVC | 1966 | Yes |  | 2023-05-10 |  | Non-lead
015635 | 58773 OVERSEAS HWY |  | Polytube | Yes |  | 2024-04-30 |  | PVC | 1965 | Yes |  | 2024-04-30 |  | Non-lead
015636 | 365 114TH OCEAN ST |  | Polytube | Yes |  | 2024-07-15 |  | Polytube | 1958 | Yes |  | 2024-07-15 |  | Non-lead
015637 | 211 10TH ST |  | Polytube | Yes |  | 2022-10-22 |  | Unknown | 1963 | Yes |  | 2022-10-22 |  | Lead Status Unknown
015639 | LOT 51 6401 6TH ST |  | Polytube | Yes |  | 2023-03-10 |  | PVC | 1980 | Yes |  | 2023-03-10 |  | Non-lead
015641 | 102481 OVERSEAS HWY |  | Polytube | Yes |  | 2023-01-27 |  | PVC | 1975 | Yes |  | 2023-01-27 |  | Non-lead
015642 | 142 FIRST CT |  | Polytube | Yes |  | 2023-01-05 |  | PVC | 1982 | Yes |  | 2023-01-05 |  | Non-lead
015643 | 161 HARBORVIEW DR |  | Polytube | Yes |  | 2023-01-31 |  | Copper | 1964 | Yes |  | 2023-01-31 |  | Non-lead
015644 | 254 GULFVIEW DR |  | Polytube | Yes |  | 2023-01-18 |  | PVC | 1992 | Yes |  | 2023-01-18 |  | Non-lead
015645 | 13 6TH AVE |  | Polytube | Yes |  | 2023-03-08 |  | PVC | 1965 | Yes |  | 2023-03-08 |  | Non-lead
015647 | 25 6TH AVE |  | Polytube | Yes |  | 2023-03-08 |  | PVC | 1965 | Yes |  | 2023-03-08 |  | Non-lead
015653 | 711 EISENHOWER DR |  | Polytube | Yes |  | 2024-08-01 |  | PVC | 1968 | Yes |  | 2024-08-01 |  | Non-lead
015654 | 1481 BOCA CHICA RD |  | Polytube | Yes |  | 2022-09-26 |  | PVC | 1963 | Yes |  | 2022-09-26 |  | Non-lead
015655 | 2409 PATTERSON AVE |  | Polytube | Yes |  | 2023-05-04 |  | Copper | 1963 | Yes |  | 2023-05-04 |  | Non-lead
015656 | 906 WINDSOR LN |  | Polytube | Yes |  | 2023-03-28 |  | PVC | 1933 | Yes |  | 2023-03-28 |  | Non-lead
015657 | 246 GULFVIEW DR |  | Polytube | Yes |  | 2022-06-30 |  | PVC | 1966 | Yes |  | 2022-06-30 |  | Non-lead
015658 | BLVD 2212 N ROOSEVELT |  | Polytube | Yes |  | 2022-09-16 |  | Copper | 1964 | Yes |  | 2022-09-16 |  | Non-lead
015659 | 30817 HAMMOCK DR |  | Polytube | Yes |  | 2022-11-09 |  | PVC | 1969 | Yes |  | 2022-11-09 |  | Non-lead
015660 | 4 GO LN |  | Polytube | Yes |  | 2024-04-12 |  | PVC | 1965 | Yes |  | 2024-04-12 |  | Non-lead
015662 | 186 W AVE A |  | Polytube | Yes |  | 2024-05-02 |  | PVC | 1979 | Yes |  | 2024-05-02 |  | Non-lead
015663 | 1426 CALLE BOGOTA |  | Polytube | Yes |  | 2022-07-05 |  | PVC | 1963 | Yes |  | 2022-07-05 |  | Non-lead
015664 | 31536 C AVE |  | Polytube | Yes |  | 2022-12-08 |  | PVC |  | Yes |  | 2022-12-08 |  | Non-lead
015665 | 257 BAY DR |  | Polytube | Yes |  | 2019-04-12 |  | PVC | 2017 | Yes |  | 2019-04-12 |  | Non-lead
015666 | 811 OAKWOOD AVE |  | Polytube | Yes |  | 2023-05-04 |  | PVC | 1965 | Yes |  | 2023-05-04 |  | Non-lead
015667 | 140 OLD FASHION RD |  | Polytube | Yes |  | 2022-05-19 |  | PVC | 1963 | Yes |  | 2022-05-19 |  | Non-lead
015668 | 23 AL CANTA LN |  | Polytube | Yes |  | 2022-10-27 |  | PVC | 1975 | Yes |  | 2022-10-27 |  | Non-lead
015669 | 17 ALCANTA LN |  | Polytube | Yes |  | 2022-10-27 |  | PVC | 1983 | Yes |  | 2022-10-27 |  | Non-lead
015670 | 92330 OVERSEAS HWY PROF BLD |  | Unknown, Non-Lead | Yes |  | 2023-01-17 |  | Copper | 1989 | Yes |  | 2023-01-17 |  | Non-lead
015671 | APT 203 92330 OVERSEAS HWY |  | Unknown, Non-Lead | No |  |  |  | Unknown, Non-Lead | 1989 | No |  |  |  | Non-lead
015672 | 135 DUBONNET DR |  | Polytube | Yes |  | 2022-05-19 |  | PVC | 1983 | Yes |  | 2022-05-19 |  | Non-lead
015673 | F 23 AVENUE |  | Polytube | Yes |  | 2022-08-23 |  | PVC | 1988 | Yes |  | 2022-08-23 |  | Non-lead
015674 | #2-OFC 92330 OVERSEAS HWY |  | Unknown, Non-Lead | No |  |  |  | Unknown, Non-Lead | 1989 | No |  |  |  | Non-lead
015676 | 3609 NORTHSIDE CT |  | Polytube | Yes |  | 2022-06-16 |  | Copper | 1965 | Yes |  | 2022-06-16 |  | Non-lead
015677 | 3613 NORTHSIDE CT |  | Polytube | Yes |  | 2022-06-16 |  | PVC | 1964 | Yes |  | 2022-06-16 |  | Non-lead
015678 | 917 HIBISCUS LN |  | Polytube | Yes |  | 2023-02-10 |  | PVC | 1964 | Yes |  | 2023-02-10 |  | Non-lead
015679 | 3616 NORTHSIDE CT |  | Unknown | No |  |  |  | Unknown | 1964 | No |  |  |  | Lead Status Unknown
015680 | UNIT B 558 AVE E |  | Polytube | Yes |  | 2024-02-28 |  | PVC | 1982 | Yes |  | 2024-02-28 |  | Non-lead
015681 | 1626 VON PHISTER ST |  | Polytube | Yes |  | 2022-11-04 |  | PVC | 1963 | Yes |  | 2022-11-04 |  | Non-lead
015682 | 2 ALLAMANDA TERR |  | Polytube | Yes |  | 2022-05-04 |  | PVC | 1964 | Yes |  | 2022-05-04 |  | Non-lead
015683 | 1608 WASHINGTON ST |  | Polytube | Yes |  | 2024-06-18 |  | PVC | 1964 | Yes |  | 2024-06-18 |  | Non-lead
015684 | 24 ALLAMANDA AVE |  | Polytube | Yes |  | 2024-08-28 |  | PVC | 1966 | Yes |  | 2024-08-28 |  | Non-lead
015685 | 1709 GEORGE ST |  | Polytube | Yes |  | 2024-06-26 |  | PVC | 1964 | Yes |  | 2024-06-26 |  | Non-lead
015686 | APT 202 92330 OVERSEAS HWY |  | Unknown, Non-Lead | Yes |  | 2019-01-31 |  | PVC | 1989 | Yes |  | 2019-01-31 |  | Non-lead
015687 | APT 201 92330 OVERSEAS HWY |  | Unknown, Non-Lead | No |  |  |  | Unknown, Non-Lead | 1989 | No |  |  |  | Non-lead
015688 | UNIT #1,2,3 92330 OVERSEAS HWY OFFICE |  | Unknown, Non-Lead | Yes |  | 2018-12-28 |  | PVC | 1989 | Yes |  | 2018-12-28 |  | Non-lead
015689 | APT 204 92330 OVERSEAS TAV PROF HWY |  | Unknown, Non-Lead | Yes |  | 2019-04-12 |  | Unknown, Non-Lead | 1989 | Yes |  | 2019-04-12 |  | Non-lead
015690 | 158 W AVE C |  | Unknown, Non-Lead | Yes |  | 2023-01-18 |  | Unknown, Non-Lead | 2021 | Yes |  | 2023-01-18 |  | Non-lead
015691 | 1005 ROSE ST |  | Polytube | Yes |  | 2023-02-01 |  | PVC | 1964 | Yes |  | 2023-02-01 |  | Non-lead
015692 | #3-OFC 92330 OVERSEAS HWY PROF BLD |  | Unknown, Non-Lead | No |  |  |  | Unknown, Non-Lead | 1989 | No |  |  |  | Non-lead
015693 | 20 SE MARLIN AVE |  | Polytube | Yes |  | 2022-10-31 |  | PVC | 1960 | Yes |  | 2022-10-31 |  | Non-lead
015694 | 13 ALCANTA LN |  | Polytube | Yes |  | 2022-10-27 |  | PVC | 1973 | Yes |  | 2022-10-27 |  | Non-lead
015695 | 78 KAY DR |  | Unknown, Non-Lead | No |  |  |  | Unknown, Non-Lead | 1992 | No |  |  |  | Non-lead
015696 | 173 W AVE A |  | Polytube | Yes |  | 2022-12-13 |  | PVC |  | Yes |  | 2022-12-13 |  | Non-lead
015697 | 21 AVENUE F |  | Polytube | Yes |  | 2022-12-12 |  | PVC | 1980 | Yes |  | 2022-12-12 |  | Non-lead
015698 | 908 WASHINGTON ST |  | Polytube | Yes |  | 2023-04-21 |  | PVC | 1964 | Yes |  | 2023-04-21 |  | Non-lead
015699 | 7 AMARYLLIS DR |  | Polytube | Yes |  | 2024-02-05 |  | PVC | 1964 | Yes |  | 2024-02-05 |  | Non-lead
015700 | 9 AMARYLLIS DR |  | Polytube | Yes |  | 2023-07-07 |  | PVC | 1964 | Yes |  | 2023-07-07 |  | Non-lead
015701 | 1800 BLANCHE ST |  | Polytube | Yes |  | 2023-04-26 |  | Copper | 1968 | Yes |  | 2023-04-26 |  | Non-lead
015702 | 1711 WASHINGTON ST |  | Copper | Yes |  | 2024-09-11 |  | PVC | 1964 | Yes |  | 2024-09-11 |  | Non-lead
015703 | 3545 17TH TER |  | Polytube | Yes |  | 2024-04-17 |  | Copper | 1965 | Yes |  | 2024-04-17 |  | Non-lead
015706 | UPPER 1025 ROBERTS LN |  | Polytube | Yes |  | 2023-03-23 |  | PVC | 1928 | Yes |  | 2023-03-23 |  | Non-lead
015707 | 2503 HARRIS APT D AVE |  | Polytube | Yes |  | 2022-12-13 |  | Copper | 1953 | Yes |  | 2022-12-13 |  | Non-lead
015708 | PEDRO AGUILAR |  | Polytube | Yes |  | 2023-03-15 |  | Copper | 1971 | Yes |  | 2023-03-15 |  | Non-lead
015709 | 104 ZANE GREY CREEK DR |  | Polytube | Yes |  | 2022-05-20 |  | PVC | 1963 | Yes |  | 2022-05-20 |  | Non-lead
015710 | 81998 OLD Hwy |  | Polytube | Yes |  | 2022-06-27 |  | PVC | 1954 | Yes |  | 2022-06-27 |  | Non-lead
015711 | APT 203 711 CATHERINE ST |  | Unknown, Non-Lead | No |  |  |  | Unknown, Non-Lead | 2009 | No |  |  |  | Non-lead
015712 | APT 103 711 CATHERINE ST |  | Unknown, Non-Lead | No |  |  |  | Unknown, Non-Lead | 2009 | No |  |  |  | Non-lead
015713 | APT 207 711 CATHERINE ST |  | Polytube | Yes |  | 2023-03-30 |  | PVC | 1928 | Yes |  | 2023-03-30 |  | Non-lead
015714 | APT 204 711 CATHERINE ST |  | Unknown, Non-Lead | No |  |  |  | Unknown, Non-Lead | 2009 | No |  |  |  | Non-lead
015715 | APT 104 711 CATHERINE ST |  | Unknown, Non-Lead | Yes |  | 2018-02-20 |  | PVC | 2009 | Yes |  | 2018-02-20 |  | Non-lead
015716 | APT 205 711 CATHERINE ST |  | Unknown, Non-Lead | No |  |  |  | Unknown, Non-Lead | 2009 | No |  |  |  | Non-lead
015717 | 2603 HARRIS AVE |  | Copper | Yes |  | 2022-06-21 |  | Copper | 1963 | Yes |  | 2022-06-21 |  | Non-lead
015718 | 40 PALMETTO DR |  | Polytube | Yes |  | 2023-07-25 |  | PVC |  | Yes |  | 2023-07-25 |  | Non-lead
015719 | UNIT 3 804 SOUTH ST |  | Unknown | Yes |  | 2023-04-25 |  | PVC | 1958 | Yes |  | 2023-04-25 |  | Lead Status Unknown
015720 | UNIT 102 804 SOUTH ST |  | Unknown | Yes |  | 2023-04-25 |  | PVC | 1958 | Yes |  | 2023-04-25 |  | Lead Status Unknown
015721 | 2 804 SOUTH ST |  | Polytube | Yes |  | 2024-07-12 |  | PVC | 1958 | Yes |  | 2024-07-12 |  | Non-lead
015722 | UNIT 3 808 SOUTH ST |  | Unknown | Yes |  | 2023-04-25 |  | PVC | 1958 | Yes |  | 2023-04-25 |  | Lead Status Unknown
015723 | APT 201 808 SOUTH ST |  | Unknown | Yes |  | 2023-04-25 |  | PVC | 1958 | Yes |  | 2023-04-25 |  | Lead Status Unknown
015724 | APT 1 808 SOUTH ST |  | Polytube | Yes |  | 2023-12-15 |  | PVC | 1958 | Yes |  | 2023-12-15 |  | Non-lead
015725 | UNIT 303 812 SOUTH ST |  | Unknown | Yes |  | 2023-04-25 |  | PVC | 1958 | Yes |  | 2023-04-25 |  | Lead Status Unknown
015726 | APT 2 812 SOUTH ST |  | Unknown | Yes |  | 2023-04-25 |  | PVC | 1958 | Yes |  | 2023-04-25 |  | Lead Status Unknown
015727 | #1 812 SOUTH ST |  | Unknown | Yes |  | 2023-04-25 |  | PVC | 1958 | Yes |  | 2023-04-25 |  | Lead Status Unknown
015728 | UNIT 3 816 SOUTH ST |  | Copper | Yes |  | 2024-06-24 |  | PVC | 1958 | Yes |  | 2024-06-24 |  | Non-lead
015729 | UNIT 2 816 SOUTH ST |  | Unknown | Yes |  | 2023-04-25 |  | PVC | 1958 | Yes |  | 2023-04-25 |  | Lead Status Unknown
015730 | UNIT 1 816 SOUTH ST |  | Unknown | Yes |  | 2023-04-25 |  | PVC | 1958 | Yes |  | 2023-04-25 |  | Lead Status Unknown
015731 | 313 JEROME AVE |  | Polytube | Yes |  | 2023-02-01 |  | PVC | 1964 | Yes |  | 2023-02-01 |  | Non-lead
015732 | B1 L12 105 LONG KEY LAKE DR |  | Polytube | Yes |  | 2022-05-20 |  | Polytube | 1965 | Yes |  | 2022-05-20 |  | Non-Lead
015733 | 28500 OVERSEAS (OFFSHORE ISLANDS) HWY |  | Polytube | Yes |  | 2024-07-22 |  | PVC | 1988 | Yes |  | 2024-07-22 |  | Non-lead
015735 | 1717 ATLANTIC BLVD |  | Polytube | Yes |  | 2023-04-26 |  | Copper | 1963 | Yes |  | 2023-04-26 |  | Non-lead
015736 | 57957 MORTON ST |  | Polytube | Yes |  | 2022-08-08 |  | PVC | 1953 | Yes |  | 2022-08-08 |  | Non-lead
015737 | 58743 OVERSEAS HWY |  | Unknown | Yes |  | 2023-08-15 |  | PVC | 1969 | Yes |  | 2023-08-15 |  | Non-lead
015738 | 750 85TH OCEAN ST |  | Polytube | Yes |  | 2023-01-24 |  | PVC | 1962 | Yes |  | 2023-01-24 |  | Non-lead
015739 | 612 85TH OCEAN ST |  | Polytube | Yes |  | 2024-09-16 |  | PVC | 1960 | Yes |  | 2024-09-16 |  | Non-lead
015740 | LSIDE 410 11TH ST |  | Polytube | Yes |  | 2022-10-22 |  | PVC | 1966 | Yes |  | 2022-10-22 |  | Non-lead
015741 | 265 114TH OCEAN ST |  | Copper | Yes |  | 2023-10-26 |  | PVC | 1953 | Yes |  | 2023-10-26 |  | Non-lead
015742 | 10996 OVERSEAS HWY |  | Polytube | Yes |  | 2024-01-24 |  | PVC | 1963 | Yes |  | 2024-01-24 |  | Non-lead
015743 | 11070 OVERSEAS HWY |  | Polytube | Yes |  | 2024-04-22 |  | PVC | 1963 | Yes |  | 2024-04-22 |  | Non-lead
015744 | 10990 OVERSEAS HWY |  | Polytube | Yes |  | 2023-08-16 |  | PVC | 1963 | Yes |  | 2023-08-16 |  | Non-lead
015745 | 1 6TH AVE |  | Polytube | Yes |  | 2023-02-23 |  | Copper | 1965 | Yes |  | 2023-02-23 |  | Non-lead
015746 | 3601 NORTHSIDE CT |  | Polytube | Yes |  | 2023-05-04 |  | Copper | 1965 | Yes |  | 2023-05-04 |  | Non-lead
015747 | 11 6TH AVE |  | Polytube | Yes |  | 2024-02-29 |  | Copper | 1965 | Yes |  | 2024-02-29 |  | Non-lead
015748 | 12 PALM DR |  | Polytube | Yes |  | 2023-08-29 |  | PVC |  | Yes |  | 2023-08-29 |  | Non-lead
015749 | 3415 16TH TER |  | Polytube | Yes |  | 2022-06-16 |  | Copper | 1965 | Yes |  | 2022-06-16 |  | Non-lead
015750 | 14 PALM DR |  | Polytube | Yes |  | 2023-10-02 |  | PVC |  | Yes |  | 2023-10-02 |  | Non-lead
015751 | 30531 ANTHONY ST |  | Polytube | Yes |  | 2022-11-15 |  | PVC | 1963 | Yes |  | 2022-11-15 |  | Non-lead
015752 | 1707 GEORGE ST |  | Polytube | Yes |  | 2023-04-26 |  | PVC | 1968 | Yes |  | 2023-04-26 |  | Non-lead
015753 | 1503 ATLANTIC BLVD |  | Polytube | No |  |  |  | PVC | 1968 | No |  |  |  | Non-lead
015754 | LOT B17 5031 5TH AVE |  | Unknown, Non-Lead | No |  |  |  | No Piping | Vacant | No |  |  |  | Non-lead
015755 | APT DOWN FRONT 1401 NEWTON ST |  | Polytube | Yes |  | 2023-05-04 |  | Polytube | 1933 | Yes |  | 2023-05-04 |  | Non-lead
015756 | APT UP FRONT 1401 NEWTON ST |  | Polytube | Yes |  | 2023-05-04 |  | Polytube | 1933 | Yes |  | 2023-05-04 |  | Non-lead
015757 | APT 4 705 FLORIDA ST |  | Polytube | Yes |  | 2022-08-31 |  | Polytube | 1933 | Yes |  | 2022-08-31 |  | Non-lead
015758 | REAR 707-709 CATHERINE ST |  | Polytube | Yes |  | 2024-02-20 |  | PVC | 1944 | Yes |  | 2024-02-20 |  | Non-lead
015759 | 247 PUEBLO ST |  | Polytube | Yes |  | 2022-06-01 |  | PVC | 1964 | Yes |  | 2022-06-01 |  | Non-lead
015760 | 117 TEQUESTA ST |  | Polytube | Yes |  | 2022-06-03 |  | PVC | 1973 | Yes |  | 2022-06-03 |  | Non-lead
015761 | 82672 OVERSEAS HWY |  | Polytube | Yes |  | 2022-07-12 |  | PVC | 1968 | Yes |  | 2022-07-12 |  | Non-lead
015762 | 1427 BOCA CHICA RD |  | Polytube | Yes |  | 2022-09-26 |  | PVC | 1964 | Yes |  | 2022-09-26 |  | Non-lead
015763 | APT D 813 BAPTIST LN |  | PVC | Yes |  | 2022-07-12 |  | PVC | 1933 | Yes |  | 2022-07-12 |  | Non-lead
015764 | 314 SECOND TERRACE L |  | Polytube | Yes |  | 2022-10-17 |  | PVC | 1964 | Yes |  | 2022-10-17 |  | Non-lead
015765 | APT 1 416 PETRONIA ST |  | PVC | Yes |  | 2022-09-26 |  | PVC | 1928 | Yes |  | 2022-09-26 |  | Non-lead
015766 | UNIT 3 416 PETRONIA ST |  | PVC | Yes |  | 2022-10-06 |  | PVC | 1928 | Yes |  | 2022-10-06 |  | Non-lead
015767 | 10 PALM DR |  | Unknown, Non-Lead | Yes |  | 2022-06-29 |  | Unknown, Non-Lead | 2009 | Yes |  | 2022-06-29 |  | Non-lead
015772 | 122 ATLANTIC AVE |  | Polytube | Yes |  | 2023-05-04 |  | PVC | 1964 | Yes |  | 2023-05-04 |  | Non-lead
015773 | 190 1ST CT |  | Polytube | Yes |  | 2023-01-05 |  | PVC | 1962 | Yes |  | 2023-01-05 |  | Non-lead
015774 | UNIT A 118 GARDEN ST |  | Unknown, Non-Lead | Yes |  | 2020-12-02 |  | PVC | 1990 | Yes |  | 2020-12-02 |  | Non-lead
015775 | 78 IBIS LN |  | Unknown, Non-Lead | Yes |  | 2023-01-18 |  | PVC | 2013 | Yes |  | 2023-01-18 |  | Non-lead
015776 | 77 HERON LN |  | Polytube | Yes |  | 2022-08-24 |  | PVC | 1966 | Yes |  | 2022-08-24 |  | Non-lead
015778 | UP 529 SIMONTON ST |  | Polytube | Yes |  | 2022-10-31 |  | PVC | 1943 | Yes |  | 2022-10-31 |  | Non-lead
015779 | 201 DUVAL ST |  | Polytube | Yes |  | 2022-06-07 |  | PVC | 1940 | Yes |  | 2022-06-07 |  | Non-lead
015780 | 30434 COCONUT HWY |  | Polytube | Yes |  | 2022-11-14 |  | PVC | 1963 | Yes |  | 2022-11-14 |  | Non-lead
015782 | REAR 312 PEACON LN |  | Polytube | Yes |  | 2023-02-01 |  | PVC | 1933 | Yes |  | 2023-02-01 |  | Non-lead
015783 | UNIT LOFT 201 WILLIAM ST |  | Unknown, Non-Lead | No |  |  |  | Unknown, Non-Lead | 1998 | No |  |  |  | Non-lead
015784 | LOT 161 1213 14TH ST |  | Polytube | Yes |  | 2022-07-22 |  | PVC | 1965 | Yes |  | 2022-07-22 |  | Non-lead
015785 | LOT 162 1213 14TH ST |  | Polytube | Yes |  | 2022-07-22 |  | Polytube | 1965 | Yes |  | 2022-07-22 |  | Non-lead
015786 | LOT 179 1213 14TH ST |  | Polytube | Yes |  | 2022-07-22 |  | Polytube | 1965 | Yes |  | 2022-07-22 |  | Non-lead
015787 | 3731 DUCK AVE |  | Polytube | Yes |  | 2022-10-24 |  | PVC | 1964 | Yes |  | 2022-10-24 |  | Non-lead
015788 | 3735 DUCK AVE |  | Polytube | Yes |  | 2022-07-06 |  | PVC | 1964 | Yes |  | 2022-07-06 |  | Non-lead
015789 | 250 KEY DEER BLVD |  | Polytube | Yes |  | 2022-12-06 |  | PVC | 1979 | Yes |  | 2022-12-06 |  | Non-lead
015790 | LOT 157 1213 14TH ST |  | Polytube | Yes |  | 2023-05-04 |  | Polytube | 1965 | Yes |  | 2023-05-04 |  | Non-lead
015791 | 1263 OCEAN LOTS 6 7 8 DR |  | Polytube | Yes |  | 2023-04-25 |  | PVC | 1965 | Yes |  | 2023-04-25 |  | Non-lead
015792 | LOT 184 1213 14TH ST |  | Polytube | Yes |  | 2023-09-22 |  | Polytube | 1965 | Yes |  | 2023-09-22 |  | Non-lead
015793 | LOT 160 1213 14TH ST |  | Polytube | Yes |  | 2024-01-17 |  | Polytube | 1965 | Yes |  | 2024-01-17 |  | Non-lead
015794 | 708 WASHINGTON ST |  | Polytube | Yes |  | 2024-01-05 |  | PVC | 1968 | Yes |  | 2024-01-05 |  | Non-lead
015795 | 5522 1ST AVE |  | Polytube | Yes |  | 2023-03-10 |  | PVC | 1963 | Yes |  | 2023-03-10 |  | Non-lead
015796 | APT 2 616 ELIZABETH ST |  | PVC | Yes |  | 2023-02-01 |  | Polytube | 1938 | Yes |  | 2023-02-01 |  | Non-lead
015797 | 25073 HUNT LN |  | Polytube | Yes |  | 2023-04-25 |  | PVC | 1965 | Yes |  | 2023-04-25 |  | Non-lead
015798 | 8 ARBUTUS DR |  | Unknown, Non-Lead | Yes |  | 2023-06-30 |  | Unknown, Non-Lead | 2007 | Yes |  | 2023-06-30 |  | Non-lead
015799 | 21976 RAFFY RD |  | Unknown, Non-Lead | Yes |  | 2024-07-23 |  | PVC | 2019 | Yes |  | 2024-07-23 |  | Non-lead
015800 | 92 BAY DR |  | Polytube | Yes |  | 2024-06-07 |  | PVC | 1964 | Yes |  | 2024-06-07 |  | Non-lead
015801 | 30430 PINE WAY |  | Polytube | Yes |  | 2024-06-24 |  | PVC |  | Yes |  | 2024-06-24 |  | Non-lead
015802 | LOT 207 1213 14TH ST |  | Polytube | Yes |  | 2022-07-22 |  | Polytube | 1965 | Yes |  | 2022-07-22 |  | Non-lead
015803 | 3932 HALL RD |  | Polytube | Yes |  | 2023-01-11 |  | PVC | 1963 | Yes |  | 2023-01-11 |  | Non-lead
015804 | LOT 182 1213 14TH ST |  | Polytube | Yes |  | 2023-05-04 |  | Polytube | 1965 | Yes |  | 2023-05-04 |  | Non-lead
015805 | 24947 HUNT LN |  | Polytube | Yes |  | 2024-07-16 |  | PVC | 1965 | Yes |  | 2024-07-16 |  | Non-lead
015806 | LOT 163 1213 14TH ST |  | Polytube | Yes |  | 2024-09-23 |  | PVC | 1965 | Yes |  | 2024-09-23 |  | Non-lead
015807 | LOT 183 1213 14TH ST |  | Polytube | Yes |  | 2023-05-04 |  | Polytube | 1965 | Yes |  | 2023-05-04 |  | Non-lead
015808 | LOT 181 1213 14TH ST |  | Polytube | Yes |  | 2022-10-19 |  | PVC | 1965 | Yes |  | 2022-10-19 |  | Non-lead
015809 | LOT 202 1213 14TH ST |  | Polytube | Yes |  | 2023-05-04 |  | Polytube | 1965 | Yes |  | 2023-05-04 |  | Non-lead
015810 | ST 1414 18TH |  | Polytube | Yes |  | 2024-07-15 |  | PVC | 1965 | Yes |  | 2024-07-15 |  | Non-lead
015811 | APT REAR 213 TRUMAN AVE |  | Polytube | Yes |  | 2023-05-04 |  | PVC | 1923 | Yes |  | 2023-05-04 |  | Non-lead
015812 | 17001 OVERSEAS HWY |  | Polytube | Yes |  | 2023-05-04 |  | PVC | 1903 | Yes |  | 2023-05-04 |  | Non-lead
015813 | LOT 7 HOUSE 2 . BAT TOWER RD |  | Polytube | Yes |  | 2023-05-04 |  | PVC | 1903 | Yes |  | 2023-05-04 |  | Non-lead
015814 | #2 311 WILLIAM ST |  | Polytube | Yes |  | 2023-01-04 |  | PVC | 1933 | Yes |  | 2023-01-04 |  | Non-lead
015816 | 220 OCEAN E SIDE TAV BLVD |  | Polytube | Yes |  | 2023-02-09 |  | PVC | 1964 | Yes |  | 2023-02-09 |  | Non-lead
015818 | 179 CORT LN |  | Polytube | Yes |  | 2022-07-19 |  | PVC | 1965 | Yes |  | 2022-07-19 |  | Non-lead
015819 | 661 LAZY LANE |  | Polytube | Yes |  | 2023-02-01 |  | PVC | 1948 | Yes |  | 2023-02-01 |  | Non-lead
015820 | 17 AVENUE F |  | Unknown, Non-Lead | Yes |  | 2018-10-26 |  | Unknown, Non-Lead | 1996 | Yes |  | 2018-10-26 |  | Non-lead
015821 | 72 HERON LN |  | Unknown, Non-Lead | Yes |  | 2020-03-02 |  | Unknown, Non-Lead | 2006 | Yes |  | 2020-03-02 |  | Non-lead
015822 | 34 EXUMA RD |  | Polytube | Yes |  | 2022-10-03 |  | PVC | 1981 | Yes |  | 2022-10-03 |  | Non-lead
015823 | 526 SOUND DR |  | Polytube | Yes |  | 2022-10-17 |  | PVC | 1964 | Yes |  | 2022-10-17 |  | Non-lead
015824 | 163 W AVE A |  | Polytube | Yes |  | 2022-12-12 |  | PVC | 1964 | Yes |  | 2022-12-12 |  | Non-lead
015825 | UNIT A 50 HIBISCUS LN |  | Polytube | Yes |  | 2023-02-06 |  | PVC | 1965 | Yes |  | 2023-02-06 |  | Non-lead
015827 | 105 KAY DR |  | Polytube | Yes |  | 2023-02-01 |  | PVC | 1965 | Yes |  | 2023-02-01 |  | Non-lead
015829 | 3116 RIVIERA DR |  | Polytube | Yes |  | 2022-06-01 |  | PVC | 1964 | Yes |  | 2022-06-01 |  | Non-lead
015830 | 3124 RIVIERA DR |  | Polytube | Yes |  | 2022-06-01 |  | PVC | 1964 | Yes |  | 2022-06-01 |  | Non-lead
015831 | 3128 RIVIERA DR |  | Polytube | Yes |  | 2022-06-01 |  | PVC | 1964 | Yes |  | 2022-06-01 |  | Non-lead
015832 | 3 BOUGAINVILLEA AVE |  | Polytube | Yes |  | 2022-05-02 |  | PVC | 1964 | Yes |  | 2022-05-02 |  | Non-lead
015833 | 5 BOUGAINVILLEA AVE |  | Polytube | Yes |  | 2022-05-02 |  | Polytube | 1964 | Yes |  | 2022-05-02 |  | Non-lead
015834 | 87431 OLD Hwy |  | Polytube | Yes |  | 2022-07-12 |  | PVC | 1972 | Yes |  | 2022-07-12 |  | Non-lead
015835 | 175 OJIBWAY AVE |  | Polytube | Yes |  | 2022-06-03 |  | PVC | 1966 | Yes |  | 2022-06-03 |  | Non-lead
015836 | LOT 159 1213 14TH ST |  | Polytube | Yes |  | 2022-07-22 |  | Polytube | 1965 | Yes |  | 2022-07-22 |  | Non-lead
015837 | 138 S AIRPORT DR |  | Polytube | Yes |  | 2023-04-24 |  | PVC | 1960 | Yes |  | 2023-04-24 |  | Non-lead
015838 | 2458 ORLANDO RD |  | Polytube | Yes |  | 2024-03-28 |  | PVC | 1963 | Yes |  | 2024-03-28 |  | Non-lead
015839 | 1015 SOUTH ST |  | Polytube | Yes |  | 2024-02-21 |  | PVC | 1963 | Yes |  | 2024-02-21 |  | Non-lead
015840 | APT 4 1101 PETRONIA ST |  | Polytube | Yes |  | 2023-03-23 |  | PVC | 1938 | Yes |  | 2023-03-23 |  | Non-lead
015841 | 52 PALMETTO DR |  | Polytube | Yes |  | 2023-07-19 |  | Polytube | 1965 | Yes |  | 2023-07-19 |  | Non-lead
015842 | 108 LEONI DR |  | Polytube | Yes |  | 2022-06-07 |  | PVC | 1965 | Yes |  | 2022-06-07 |  | Non-lead
015843 | 1712 GEORGE ST |  | Unknown, Non-Lead | Yes |  | 2017-01-18 |  | Unknown, Non-Lead | 2010 | Yes |  | 2017-01-18 |  | Non-lead
015844 | LOT 180 1213 14TH ST |  | Polytube | Yes |  | 2022-07-22 |  | PVC | 1965 | Yes |  | 2022-07-22 |  | Non-lead
015845 | LOT 158 1213 14TH ST |  | Polytube | Yes |  | 2022-07-22 |  | PVC | 1965 | Yes |  | 2022-07-22 |  | Non-lead
015846 | 1719 ATLANTIC BLVD |  | Polytube | Yes |  | 2023-11-15 |  | PVC | 1963 | Yes |  | 2023-11-15 |  | Non-lead
015847 | APT A 2421 PATTERSON AVE |  | Polytube | Yes |  | 2023-06-30 |  | PVC | 1965 | Yes |  | 2023-06-30 |  | Non-lead
015848 | APT B 2421 PATTERSON AVE |  | Polytube | Yes |  | 2023-05-04 |  | PVC | 1965 | Yes |  | 2023-05-04 |  | Non-lead
015849 | 2417 PATTERSON AVE |  | Polytube | Yes |  | 2023-05-04 |  | PVC | 1963 | Yes |  | 2023-05-04 |  | Non-lead
015850 | 2413 PATTERSON AVE |  | Polytube | Yes |  | 2022-11-21 |  | Copper | 1963 | Yes |  | 2022-11-21 |  | Non-lead
015851 | 451 4TH ST |  | Copper | Yes |  | 2022-10-22 |  | PVC | 1964 | Yes |  | 2022-10-22 |  | Non-lead
015852 | 82260 OVERSEAS HWY |  | Polytube | Yes |  | 2022-07-12 |  | PVC | 1964 | Yes |  | 2022-07-12 |  | Non-lead
015853 | 938 92ND ST OCEAN |  | Unknown, Non-Lead | Yes |  | 2019-10-17 |  | Polytube | 2017 | Yes |  | 2019-10-17 |  | Non-lead
015854 | 850 92ND OCEAN ST |  | Polytube | Yes |  | 2024-05-23 |  | PVC | 2018 | Yes |  | 2024-05-23 |  | Non-lead
015855 | 480 27TH OCEAN ST |  | Polytube | Yes |  | 2023-04-19 |  | PVC | 1965 | Yes |  | 2023-04-19 |  | Non-lead
015856 | 108 PRIMROSE LN |  | Polytube | Yes |  | 2022-06-27 |  | PVC | 1963 | Yes |  | 2022-06-27 |  | Non-lead
015857 | 490 JAMES AVE |  | Unknown, Non-Lead | Yes |  | 2024-05-14 |  | PVC | 2006 | Yes |  | 2024-05-14 |  | Non-lead
015858 | OCEAN 850 69TH ST |  | Polytube | Yes |  | 2023-11-20 |  | PVC | 1958 | Yes |  | 2023-11-20 |  | Non-lead
015859 | 431 4TH ST |  | Copper | Yes |  | 2022-10-22 |  | PVC | 1964 | Yes |  | 2022-10-22 |  | Non-lead
015860 | APT REAR 1105 PETRONIA ST |  | Polytube | Yes |  | 2023-05-02 |  | PVC | 1928 | Yes |  | 2023-05-02 |  | Non-lead
015861 | 5650 MALONEY AVE |  | Polytube | Yes |  | 2024-01-03 |  | PVC | 1964 | Yes |  | 2024-01-03 |  | Non-lead
015862 | APT 3 1101 PETRONIA ST |  | Polytube | Yes |  | 2023-03-23 |  | PVC | 1938 | Yes |  | 2023-03-23 |  | Non-lead
015863 | 1103 PETRONIA ST |  | Polytube | Yes |  | 2023-03-23 |  | PVC | 1938 | Yes |  | 2023-03-23 |  | Non-lead
015864 | APT B 909 VIRGINIA ST |  | PVC | Yes |  | 2023-03-29 |  | PVC | 1933 | Yes |  | 2023-03-29 |  | Non-lead
015865 | APT C 909 VIRGINIA ST |  | PVC | Yes |  | 2023-03-29 |  | PVC | 1933 | Yes |  | 2023-03-29 |  | Non-lead
015866 | APT D 909 VIRGINIA ST |  | PVC | Yes |  | 2023-03-29 |  | PVC | 1933 | Yes |  | 2023-03-29 |  | Non-lead
015867 | 105 SHORE AVE |  | Polytube | Yes |  | 2023-07-05 |  | PVC | 1963 | Yes |  | 2023-07-05 |  | Non-lead
015868 | 300 KEY DEER BLVD |  | Polytube | Yes |  | 2022-12-06 |  | PVC | 1955 | Yes |  | 2022-12-06 |  | Non-lead
015869 | 90154 OVERSEAS HWY |  | Polytube | Yes |  | 2022-06-13 |  | PVC | 1967 | Yes |  | 2022-06-13 |  | Non-lead
015870 | APT 2 524 DUPONT LN |  | Unknown, Non-Lead | Yes |  | 2017-07-11 |  | Unknown, Non-Lead | 1991 | Yes |  | 2017-07-11 |  | Non-lead
015871 | 10 6200 3RD ST |  | Polytube | Yes |  | 2019-03-31 |  | PVC | 2001 | Yes |  | 2019-03-31 |  | Non-lead
015872 | APT B 3816 NO NAME RD |  | Polytube | Yes |  | 2023-01-11 |  | PVC | 1963 | Yes |  | 2023-01-11 |  | Non-lead
015873 | 3645 NORTHSIDE CT |  | Polytube | Yes |  | 2022-06-16 |  | Copper | 1965 | Yes |  | 2022-06-16 |  | Non-lead
015874 | 3617 NORTHSIDE CT |  | Polytube | Yes |  | 2022-06-16 |  | Copper | 1969 | Yes |  | 2022-06-16 |  | Non-lead
015875 | 3629 NORTHSIDE CT |  | Polytube | Yes |  | 2022-06-16 |  | PVC | 1965 | Yes |  | 2022-06-16 |  | Non-lead
015876 | 68 BAY DR |  | Polytube | Yes |  | 2023-08-30 |  | PVC | 1964 | Yes |  | 2023-08-30 |  | Non-lead
015878 | 138 BESSIE RD |  | Polytube | Yes |  | 2022-05-17 |  | PVC | 1964 | Yes |  | 2022-05-17 |  | Non-lead
015879 | LOT T 1213 14TH ST |  | Polytube | Yes |  | 2024-04-04 |  | Polytube | 1965 | Yes |  | 2024-04-04 |  | Non-lead
015880 | LOT 206 1213 14TH ST |  | Polytube | Yes |  | 2022-07-22 |  | PVC | 1965 | Yes |  | 2022-07-22 |  | Non-lead
015881 | LOT 204 1213 14TH ST |  | Polytube | Yes |  | 2022-07-22 |  | PVC | 1965 | Yes |  | 2022-07-22 |  | Non-lead
015882 | 133 MOCKINGBIRD RD |  | Polytube | Yes |  | 2022-06-09 |  | PVC | 1966 | Yes |  | 2022-06-09 |  | Non-lead
015883 | LOT 205 1213 14TH ST |  | Polytube | Yes |  | 2022-07-22 |  | Polytube | 1965 | Yes |  | 2022-07-22 |  | Non-lead
015884 | APT B 50 HIBISCUS LN |  | Polytube | Yes |  | 2023-02-02 |  | PVC | 1965 | Yes |  | 2023-02-02 |  | Non-lead
015885 | 73 HERON LN |  | Polytube | Yes |  | 2022-09-07 |  | PVC | 2015 | Yes |  | 2022-09-07 |  | Non-lead
015886 | 145 HERON DR |  | Polytube | Yes |  | 2022-10-03 |  | PVC | 1964 | Yes |  | 2022-10-03 |  | Non-lead
015887 | 8 ORANGE DR |  | Unknown | Yes |  | 2022-05-17 |  | Unknown | 1964 | Yes |  | 2022-05-17 |  | Lead Status Unknown
015888 | 134 W AVE C |  | Polytube | Yes |  | 2022-12-12 |  | PVC | 1970 | Yes |  | 2022-12-12 |  | Non-lead
015889 | 75 GULL LN |  | Polytube | Yes |  | 2022-12-12 |  | PVC | 1963 | Yes |  | 2022-12-12 |  | Non-lead
015890 | 849 ELLEN DR |  | Polytube | Yes |  | 2023-01-30 |  | PVC | 1965 | Yes |  | 2023-01-30 |  | Non-lead
015892 | 15 AVENUE F |  | Polytube | Yes |  | 2022-12-12 |  | PVC | 1966 | Yes |  | 2022-12-12 |  | Non-lead
015893 | 61 N BLACKWATER DR |  | Polytube | Yes |  | 2023-05-04 |  | PVC | 1965 | Yes |  | 2023-05-04 |  | Non-lead
015894 | 186 GARDEN ST |  | Polytube | Yes |  | 2023-02-09 |  | PVC | 1974 | Yes |  | 2023-02-09 |  | Non-lead
015895 | 141 SECOND CT |  | Polytube | Yes |  | 2023-01-05 |  | PVC | 1981 | Yes |  | 2023-01-05 |  | Non-lead
015897 | APT 1 90154 OVERSEAS HWY |  | Polytube | Yes |  | 2022-06-30 |  | PVC | 1967 | Yes |  | 2022-06-30 |  | Non-lead
015898 | 118 N HAMMOCK RD |  | Polytube | Yes |  | 2022-06-23 |  | PVC | 1964 | Yes |  | 2022-06-23 |  | Non-lead
015899 | 1516 DUNCOMBE ST |  | Polytube | Yes |  | 2022-07-11 |  | PVC | 1943 | Yes |  | 2022-07-11 |  | Non-lead
015900 | LOT 18 LOT-18 MCDONALD AVE SUN HAVEN TR PARK |  | Unknown, Non-Lead | No |  |  |  | Unknown, Non-Lead | 2013 | No |  |  |  | Non-lead
015902 | 18 BOUGAINVILLEA AVE |  | Polytube | Yes |  | 2022-05-04 |  | Copper | 1963 | Yes |  | 2022-05-04 |  | Non-lead
015903 | APT 1 818 WASHINGTON ST |  | Unknown | Yes |  | 2023-04-25 |  | PVC | 1963 | Yes |  | 2023-04-25 |  | Lead Status Unknown
015904 | 1425 2ND ST |  | Polytube | Yes |  | 2017-10-23 |  | PVC | 1938 | Yes |  | 2017-10-23 |  | Non-lead
015905 | 27 AMARYLLIS DR |  | Polytube | Yes |  | 2022-05-04 |  | PVC | 1970 | Yes |  | 2022-05-04 |  | Non-lead
015906 | APT C 5507 5TH AVE |  | Polytube | Yes |  | 2023-03-07 |  | PVC | 1978 | Yes |  | 2023-03-07 |  | Non-lead
015907 | 911 UNITED ST |  | Polytube | Yes |  | 2022-11-17 |  | PVC | 1943 | Yes |  | 2022-11-17 |  | Non-lead
015908 | APT 4 1110 EATON ST |  | PVC | Yes |  | 2024-01-05 |  | PVC | 1960 | Yes |  | 2024-01-05 |  | Non-lead
015909 | 52 PALM DR |  | Unknown, Non-Lead | Yes |  | 2017-08-17 |  | PVC | 2011 | Yes |  | 2017-08-17 |  | Non-lead
015910 | 190 AIRSTREAM LN |  | Polytube | Yes |  | 2021-12-08 |  | PVC | 2002 | Yes |  | 2021-12-08 |  | Non-lead
015911 | 228 OLEANDER DR |  | Polytube | Yes |  | 2023-02-13 |  | PVC | 1956 | Yes |  | 2023-02-13 |  | Non-lead
015912 | 169 BUTTONWOOD AVE |  | Polytube | Yes |  | 2022-12-12 |  | PVC | 1958 | Yes |  | 2022-12-12 |  | Non-lead
015913 | UNIT 1 91971 OVERSEAS HWY P/L15 |  | Unknown, Non-Lead | Yes |  | 2021-09-16 |  | Unknown, Non-Lead | 2003 | Yes |  | 2021-09-16 |  | Non-lead
015914 | 26 BONITA AVE |  | Polytube | Yes |  | 2022-07-25 |  | PVC | 1958 | Yes |  | 2022-07-25 |  | Non-lead
015915 | 106 FIRST CT |  | Unknown, Non-Lead | No |  |  |  | Unknown, Non-Lead | 2005 | No |  |  |  | Non-lead
015916 | 92685 OVERSEAS HWY |  | Polytube | Yes |  | 2023-02-13 |  | PVC | 1982 | Yes |  | 2023-02-13 |  | Non-lead
015917 | 527 PLANTE ST |  | Polytube | Yes |  | 2022-10-31 |  | PVC | 1965 | Yes |  | 2022-10-31 |  | Non-lead
015918 | 163 SECOND CT |  | Polytube | Yes |  | 2023-01-05 |  | PVC | 1965 | Yes |  | 2023-01-05 |  | Non-lead
015919 | 84 AVE D |  | Polytube | Yes |  | 2024-05-24 |  | PVC | 1967 | Yes |  | 2024-05-24 |  | Non-lead
015920 | UNIT B 118 GARDEN ST |  | Unknown, Non-Lead | No |  |  |  | Unknown, Non-Lead | 1990 | No |  |  |  | Non-lead
015923 | 31470 AVENUE J |  | Polytube | Yes |  | 2022-11-14 |  | PVC | 1980 | Yes |  | 2022-11-14 |  | Non-lead
015925 | 1908 FLAGLER AVE |  | Unknown, Non-Lead | No |  |  |  | Unknown, Non-Lead | 2019 | No |  |  |  | Non-lead
015929 | 40 ALLAMANDA DR |  | Polytube | Yes |  | 2023-10-25 |  | PVC | 1969 | Yes |  | 2023-10-25 |  | Non-lead
015930 | 30894 HAMMOCK DR |  | Unknown, Non-Lead | Yes |  | 2021-01-21 |  | Unknown, Non-Lead | 1990 | Yes |  | 2021-01-21 |  | Non-lead
015935 | 787 82ND OCEAN ST |  | Polytube | Yes |  | 2022-09-19 |  | PVC | 2020 | Yes |  | 2022-09-19 |  | Non-lead
015937 | 1154 BOULEVAR DE PALMAS |  | Copper | Yes |  | 2023-03-21 |  | Copper | 1987 | Yes |  | 2023-03-21 |  | Non-lead
015940 | 823 82ND OCEAN ST |  | Unknown, Non-Lead | Yes |  | 2022-03-02 |  | Unknown, Non-Lead | 2020 | Yes |  | 2022-03-02 |  | Non-lead
015941 | 738 OLIVIA ST |  | Polytube | Yes |  | 2022-12-15 |  | PVC | 1933 | Yes |  | 2022-12-15 |  | Non-lead
015942 | 753 DIANE AVE |  | Polytube | Yes |  | 2023-06-21 |  | PVC | 1973 | Yes |  | 2023-06-21 |  | Non-lead
015943 | LOT 095 1213 14TH ST |  | Polytube | Yes |  | 2022-07-25 |  | Polytube | 1965 | Yes |  | 2022-07-25 |  | Non-lead
015944 | LOT 093 1213 14TH ST |  | Polytube | Yes |  | 2022-07-25 |  | Polytube | 1965 | Yes |  | 2022-07-25 |  | Non-lead
015945 | APT 2 90154 OVERSEAS HWY |  | Polytube | Yes |  | 2022-06-13 |  | PVC | 1967 | Yes |  | 2022-06-13 |  | Non-lead
015946 | LOT 094 1213 14TH ST |  | Polytube | Yes |  | 2022-07-25 |  | Polytube | 1965 | Yes |  | 2022-07-25 |  | Non-lead
015947 | 3856 NO NAME RD |  | Polytube | Yes |  | 2024-04-22 |  | PVC | 1963 | Yes |  | 2024-04-22 |  | Non-lead
015948 | 108 SHORE AVE |  | Polytube | Yes |  | 2023-07-05 |  | PVC | 1966 | Yes |  | 2023-07-05 |  | Non-lead
015949 | 30960 OETTLEY DR |  | Polytube | Yes |  | 2022-11-17 |  | PVC | 1968 | Yes |  | 2022-11-17 |  | Non-lead
015950 | LOT 096 1213 14TH ST |  | Polytube | Yes |  | 2022-07-25 |  | Polytube | 1965 | Yes |  | 2022-07-25 |  | Non-lead
015951 | 31231 AVENUE G |  | Polytube | Yes |  | 2023-01-06 |  | PVC | 2012 | Yes |  | 2023-01-06 |  | Non-lead
015952 | 726 OLIVIA ST |  | Polytube | Yes |  | 2023-01-12 |  | PVC | 1938 | Yes |  | 2023-01-12 |  | Non-lead
015953 | 31468 D AVE |  | Unknown, Non-Lead | Yes |  | 2024-05-28 |  | Unknown, Non-Lead | 2007 | Yes |  | 2024-05-28 |  | Non-lead
015954 | LOT 100 1213 14TH ST |  | Polytube | Yes |  | 2022-07-25 |  | Polytube | 1965 | Yes |  | 2022-07-25 |  | Non-lead
015955 | LOT 099 1213 14TH ST |  | Polytube | Yes |  | 2022-07-25 |  | Polytube | 1965 | Yes |  | 2022-07-25 |  | Non-lead
015956 | 263 BARRY AVE |  | Polytube | Yes |  | 2022-06-10 |  | PVC | 1965 | Yes |  | 2022-06-10 |  | Non-lead
015957 | 207 APACHE ST |  | Polytube | Yes |  | 2022-06-07 |  | PVC | 1964 | Yes |  | 2022-06-07 |  | Non-lead
015958 | 150 INDIAN MOUND TR |  | Polytube | Yes |  | 2022-07-15 |  | PVC | 1967 | Yes |  | 2022-07-15 |  | Non-lead
015959 | 103 SNAPPER CREEK DR |  | Polytube | Yes |  | 2022-06-27 |  | PVC | 1963 | Yes |  | 2022-06-27 |  | Non-lead
015960 | B8 L10 21068 FOURTH AVE |  | Polytube | Yes |  | 2022-10-31 |  | PVC | 1965 | Yes |  | 2022-10-31 |  | Non-lead
015961 | APT B 1719 JOSEPHINE ST |  | Polytube | Yes |  | 2022-10-19 |  | Copper | 1980 | Yes |  | 2022-10-19 |  | Non-lead
015962 | APT B 1721 JOSEPHINE ST |  | Polytube | Yes |  | 2022-10-19 |  | Copper | 1980 | Yes |  | 2022-10-19 |  | Non-lead
015963 | 341 SOUND DR |  | Polytube | Yes |  | 2022-10-31 |  | PVC | 1971 | Yes |  | 2022-10-31 |  | Non-lead
015964 | 122 ARBOR LN |  | Polytube | Yes |  | 2023-02-13 |  | PVC | 1979 | Yes |  | 2023-02-13 |  | Non-lead
015966 | 149 SUNSET GARDEN DR |  | Polytube | Yes |  | 2022-07-07 |  | PVC | 1950 | Yes |  | 2022-07-07 |  | Non-lead
015967 | 158 ARBOR LANE |  | Polytube | Yes |  | 2023-02-13 |  | PVC | 1981 | Yes |  | 2023-02-13 |  | Non-lead
015968 | 159 STERLING RD |  | Polytube | Yes |  | 2023-02-09 |  | PVC | 1965 | Yes |  | 2023-02-09 |  | Non-lead
015969 | 7 STILLWRIGHT WAY |  | Polytube | Yes |  | 2023-05-04 |  | Polytube | 1965 | Yes |  | 2023-05-04 |  | Non-lead
015970 | 33 1ST CT |  | Polytube | Yes |  | 2024-01-04 |  | PVC | 1976 | Yes |  | 2024-01-04 |  | Non-lead
015971 | 145 SUNSET GARDENS L DR |  | Polytube | Yes |  | 2022-07-07 |  | PVC | 1950 | Yes |  | 2022-07-07 |  | Non-lead
015972 | 69 TARPON BASIN DR |  | Polytube | Yes |  | 2023-01-05 |  | PVC | 1980 | Yes |  | 2023-01-05 |  | Non-lead
015973 | LOT 102 1213 14TH ST |  | Polytube | Yes |  | 2022-07-25 |  | Polytube | 1965 | Yes |  | 2022-07-25 |  | Non-lead
015974 | LOT 098 1213 14TH ST |  | Polytube | Yes |  | 2022-06-27 |  | Copper | 1965 | Yes |  | 2022-06-27 |  | Non-lead
015975 | 3742 EAGLE AVE |  | Polytube | Yes |  | 2023-02-01 |  | Copper | 1965 | Yes |  | 2023-02-01 |  | Non-lead
015976 | LOT 101 1213 14TH ST |  | Polytube | Yes |  | 2022-07-25 |  | Polytube | 1965 | Yes |  | 2022-07-25 |  | Non-lead
015977 | 23 ARBUTUS DR |  | Polytube | Yes |  | 2023-10-04 |  | PVC | 1965 | Yes |  | 2023-10-04 |  | Non-lead
015978 | 1610 VON PHISTER ST |  | Polytube | Yes |  | 2022-11-21 |  | PVC | 1968 | Yes |  | 2022-11-21 |  | Non-lead
015979 | UNIT 5 1209 WILLIAM ST |  | PVC | Yes |  | 2023-04-24 |  | PVC | 1928 | Yes |  | 2023-04-24 |  | Non-lead
015980 | APT 3 1207 WILLIAM ST |  | Unknown | Yes |  | 2023-04-24 |  | PVC | 1928 | Yes |  | 2023-04-24 |  | Lead Status Unknown
015981 | APT 2 UP FRONT 1207 WILLIAM ST |  | Unknown | Yes |  | 2023-04-24 |  | PVC | 1928 | Yes |  | 2023-04-24 |  | Lead Status Unknown
015982 | 31247 AVENUE G |  | Polytube | Yes |  | 2022-07-05 |  | PVC | 1985 | Yes |  | 2022-07-05 |  | Non-lead
015983 | LOT 108 1213 14TH ST |  | Polytube | Yes |  | 2024-07-09 |  | Polytube | 1965 | Yes |  | 2024-07-09 |  | Non-lead
015984 | LOT 106 1213 14TH ST |  | Polytube | Yes |  | 2022-07-25 |  | Polytube | 1965 | Yes |  | 2022-07-25 |  | Non-lead
015985 | LOT 112 1213 14TH ST |  | Polytube | Yes |  | 2023-02-17 |  | Polytube | 1965 | Yes |  | 2023-02-17 |  | Non-lead
015986 | 3724 FLAGLER AVE |  | Polytube | Yes |  | 2022-11-16 |  | PVC | 1958 | Yes |  | 2022-11-16 |  | Non-lead
015987 | LOT 110 1213 14TH ST |  | Polytube | Yes |  | 2022-07-25 |  | Polytube | 1965 | Yes |  | 2022-07-25 |  | Non-lead
015988 | LOT 111 1213 14TH ST |  | Polytube | Yes |  | 2023-05-04 |  | Polytube | 1965 | Yes |  | 2023-05-04 |  | Non-lead
015989 | LOT 109 1213 14TH ST |  | Polytube | Yes |  | 2022-07-25 |  | Polytube | 1965 | Yes |  | 2022-07-25 |  | Non-lead
015991 | LOT 097 1213 14TH ST |  | Polytube | Yes |  | 2022-07-25 |  | Polytube | 1965 | Yes |  | 2022-07-25 |  | Non-lead
015992 | 19861 DATE PALM DR |  | Polytube | Yes |  | 2023-01-13 |  | PVC | 1963 | Yes |  | 2023-01-13 |  | Non-lead
015993 | LOT 107 1213 14TH ST |  | Polytube | Yes |  | 2022-07-25 |  | Polytube | 1965 | Yes |  | 2022-07-25 |  | Non-lead
015994 | 1621 FLAGLER AVE |  | Polytube | Yes |  | 2022-08-12 |  | PVC | 1964 | Yes |  | 2022-08-12 |  | Non-lead
015995 | 1625 FLAGLER AVE |  | Polytube | Yes |  | 2022-08-26 |  | PVC | 1964 | Yes |  | 2022-08-26 |  | Non-lead
015996 | APT UP LEFT REAR 720 SIMONTON ST |  | Polytube | Yes |  | 2022-10-31 |  | PVC | 1933 | Yes |  | 2022-10-31 |  | Non-lead
015997 | PARK TOLL GATE SHORES Rd |  | Copper | Yes |  | 2022-06-30 |  | PVC |  | Yes |  | 2022-06-30 |  | Non-lead
015999 | 601 ISLAND DR |  | Polytube | Yes |  | 2022-10-13 |  | PVC | 1971 | Yes |  | 2022-10-13 |  | Non-lead
016000 | 135 W AVE C |  | Copper | Yes |  | 2023-05-09 |  | PVC | 1965 | Yes |  | 2023-05-09 |  | Non-lead
016001 | 135 ARBOR LN |  | Polytube | Yes |  | 2023-02-13 |  | PVC | 1966 | Yes |  | 2023-02-13 |  | Non-lead
016002 | 79 JOHN SILVER DR |  | Polytube | Yes |  | 2023-01-31 |  | PVC | 1964 | Yes |  | 2023-01-31 |  | Non-lead
016003 | 8 S ANDROS RD |  | Polytube | Yes |  | 2022-09-26 |  | PVC | 1975 | Yes |  | 2022-09-26 |  | Non-lead
016004 | 117 ARBOR LN |  | Polytube | Yes |  | 2024-03-19 |  | PVC | 1977 | Yes |  | 2024-03-19 |  | Non-lead
016005 | GAS 255 TAVERNIER ST |  | Polytube | Yes |  | 2023-01-30 |  | PVC | 1953 | Yes |  | 2023-01-30 |  | Non-lead
016006 | 146 GARDEN ST |  | Polytube | Yes |  | 2023-01-11 |  | PVC | 1975 | Yes |  | 2023-01-11 |  | Non-lead
016007 | 1113 HERON RD |  | Unknown, Non-Lead | No |  |  |  | Unknown, Non-Lead | 1996 | No |  |  |  | Non-lead
016008 | LOT 144 1213 14TH ST |  | Polytube | Yes |  | 2023-05-04 |  | Polytube | 1965 | Yes |  | 2023-05-04 |  | Non-lead
016009 | APT 1 31032 HOLLERICH DR |  | Polytube | Yes |  | 2022-11-17 |  | PVC | 1963 | Yes |  | 2022-11-17 |  | Non-lead
016010 | LOT 145 1213 14TH ST |  | Polytube | Yes |  | 2023-05-04 |  | Polytube | 1965 | Yes |  | 2023-05-04 |  | Non-lead
016011 | LOT 141 1213 14TH ST |  | Polytube | Yes |  | 2023-05-04 |  | Polytube | 1965 | Yes |  | 2023-05-04 |  | Non-lead
016012 | 27 TARPON LN |  | Polytube | Yes |  | 2022-06-23 |  | PVC | 1965 | Yes |  | 2022-06-23 |  | Non-lead
016013 | LOT 139 1213 14TH ST |  | Polytube | Yes |  | 2023-05-04 |  | Polytube | 1965 | Yes |  | 2023-05-04 |  | Non-lead
016014 | LOT 140 1213 14TH ST |  | Polytube | Yes |  | 2024-07-16 |  | Polytube | 1965 | Yes |  | 2024-07-16 |  | Non-lead
016015 | APT 2 416 PETRONIA ST |  | PVC | Yes |  | 2022-09-26 |  | PVC | 1928 | Yes |  | 2022-09-26 |  | Non-lead
016016 | APT 4 416 PETRONIA ST |  | Copper | Yes |  | 2022-09-26 |  | PVC | 1928 | Yes |  | 2022-09-26 |  | Non-lead
016017 | 258 CUNNINGHAM LANE |  | Polytube | Yes |  | 2023-03-09 |  | PVC |  | Yes |  | 2023-03-09 |  | Non-lead
016020 | UNIT 4 1209 WILLIAM ST |  | Unknown | Yes |  | 2023-04-24 |  | PVC | 1928 | Yes |  | 2023-04-24 |  | Lead Status Unknown
016021 | 174 CUTLASS AVE |  | Polytube | Yes |  | 2022-12-28 |  | PVC | 1963 | Yes |  | 2022-12-28 |  | Non-lead
016023 | 17233 E STARFISH LN |  | Polytube | Yes |  | 2024-01-03 |  | Copper | 1965 | Yes |  | 2024-01-03 |  | Non-lead
016024 | 912 WINDSOR LN |  | Polytube | Yes |  | 2023-03-28 |  | PVC | 1938 | Yes |  | 2023-03-28 |  | Non-lead
016025 | APT 25 215 AMELIA ST |  | Unknown, Non-Lead | Yes |  | 2018-10-16 |  | PVC | 1999 | Yes |  | 2018-10-16 |  | Non-lead
016026 | 20 PALM DR |  | Unknown, Non-Lead | Yes |  | 2024-10-03 |  | Unknown, Non-Lead | 2014 | Yes |  | 2024-10-03 |  | Non-lead
016027 | 137 S ROLLING HILL RD |  | Polytube | Yes |  | 2022-06-08 |  | PVC | 1965 | Yes |  | 2022-06-08 |  | Non-lead
016028 | 178 AIRSTREAM LN |  | Polytube | Yes |  | 2024-08-26 |  | PVC | 1969 | Yes |  | 2024-08-26 |  | Non-lead
016029 | 174 AIRSTREAM LN |  | Polytube | Yes |  | 2023-02-27 |  | PVC | 1977 | Yes |  | 2023-02-27 |  | Non-lead
016030 | APT 22 215 AMELIA ST |  | Unknown, Non-Lead | Yes |  | 2024-06-04 |  | Unknown, Non-Lead | 1999 | Yes |  | 2024-06-04 |  | Non-lead
016031 | APT 19 215 AMELIA ST |  | Unknown, Non-Lead | Yes |  | 2019-08-21 |  | Unknown, Non-Lead | 1999 | Yes |  | 2019-08-21 |  | Non-lead
016032 | LOT 143 1213 14TH ST |  | Polytube | Yes |  | 2023-04-19 |  | Polytube | 1965 | Yes |  | 2023-04-19 |  | Non-lead
016033 | APT 24 215 AMELIA ST |  | Unknown, Non-Lead | No |  |  |  | Unknown, Non-Lead | 1999 | No |  |  |  | Non-lead
016034 | APT 6 215 AMELIA ST |  | Polytube | Yes |  | 2025-02-11 |  | PVC | 1999 | Yes |  | 2025-02-11 |  | Non-lead
016035 | APT 21 215 AMELIA ST |  | Unknown, Non-Lead | Yes |  | 2019-05-01 |  | Unknown, Non-Lead | 1999 | Yes |  | 2019-05-01 |  | Non-lead
016036 | APT 03 215 AMELIA ST |  | Unknown, Non-Lead | No |  |  |  | Unknown, Non-Lead | 1999 | No |  |  |  | Non-lead
016037 | 1/2 726 OLIVIA ST |  | Polytube | Yes |  | 2023-01-12 |  | Copper | 1938 | Yes |  | 2023-01-12 |  | Non-lead
016038 | 11 AMARYLLIS DR |  | Polytube | Yes |  | 2022-05-04 |  | PVC | 1965 | Yes |  | 2022-05-04 |  | Non-lead
016039 | 3625 NORTHSIDE CT |  | Polytube | Yes |  | 2022-06-16 |  | Copper | 1965 | Yes |  | 2022-06-16 |  | Non-lead
016040 | APT 18 215 AMELIA ST |  | Unknown, Non-Lead | Yes |  | 2018-04-19 |  | PVC | 1999 | Yes |  | 2018-04-19 |  | Non-lead
016041 | 5 6200 3RD ST |  | Polytube | Yes |  | 2022-10-26 |  | PVC | 2001 | Yes |  | 2022-10-26 |  | Non-lead
016042 | LOT 142 1213 14TH ST |  | Polytube | Yes |  | 2022-08-15 |  | Polytube | 1965 | Yes |  | 2022-08-15 |  | Non-lead
016043 | 186 AIRSTREAM LN |  | Unknown, Non-Lead | Yes |  | 2018-11-30 |  | Unknown, Non-Lead | 2002 | Yes |  | 2018-11-30 |  | Non-lead
016044 | 130 AIRSTREAM LN |  | Polytube | Yes |  | 2022-06-08 |  | PVC | 1965 | Yes |  | 2022-06-08 |  | Non-lead
016045 | LOT 103 1213 14TH ST |  | Polytube | Yes |  | 2022-12-30 |  | Polytube | 1965 | Yes |  | 2022-12-30 |  | Non-lead
016046 | 300 3RD ST |  | Polytube | Yes |  | 2023-07-17 |  | Copper | 1963 | Yes |  | 2023-07-17 |  | Non-lead
016048 | LOT 105 1213 14TH ST |  | Polytube | Yes |  | 2022-06-17 |  | PVC | 1965 | Yes |  | 2022-06-17 |  | Non-lead
016049 | LOT 104 1213 14TH ST |  | Polytube | Yes |  | 2022-07-25 |  | Polytube | 1965 | Yes |  | 2022-07-25 |  | Non-lead
016050 | L2 B1 130 POINT PLEASANT DR |  | Copper | Yes |  | 2023-01-30 |  | PVC | 1963 | Yes |  | 2023-01-30 |  | Non-lead
016051 | 167 BUTTONWOOD AVE |  | Polytube | Yes |  | 2022-12-12 |  | PVC | 1970 | Yes |  | 2022-12-12 |  | Non-lead
016053 | 87 THIRD CT |  | Polytube | Yes |  | 2023-11-07 |  | PVC | 1969 | Yes |  | 2023-11-07 |  | Non-lead
016054 | 103 KAY DR |  | Polytube | Yes |  | 2023-01-05 |  | PVC | 1954 | Yes |  | 2023-01-05 |  | Non-lead
016055 | 179 GARDEN ST |  | Unknown, Non-Lead | Yes |  | 2017-11-09 |  | PVC | 2005 | Yes |  | 2017-11-09 |  | Non-lead
016056 | L5 B3 190 ARBOR LANE |  | Polytube | Yes |  | 2023-02-13 |  | PVC | 1970 | Yes |  | 2023-02-13 |  | Non-lead
016057 | 190 GARDEN ST |  | Polytube | Yes |  | 2023-02-09 |  | PVC | 1966 | Yes |  | 2023-02-09 |  | Non-lead
016058 | 175 2ND CT |  | Polytube | Yes |  | 2023-01-05 |  | PVC | 1956 | Yes |  | 2023-01-05 |  | Non-lead
016059 | 77 SHORELAND DR |  | Polytube | Yes |  | 2022-08-03 |  | PVC | 1976 | Yes |  | 2022-08-03 |  | Non-lead
016060 | 2601 N ROOSEVELT BLVD |  | Polytube | Yes |  | 2022-09-16 |  | PVC | 1987 | Yes |  | 2022-09-16 |  | Non-lead
016061 | APT 28 215 AMELIA ST |  | Unknown, Non-Lead | No |  |  |  | Unknown, Non-Lead | 1999 | No |  |  |  | Non-lead
016062 | LOT 05 5600 LAUREL AVE |  | Polytube | Yes |  | 2023-03-10 |  | PVC | 1975 | Yes |  | 2023-03-10 |  | Non-lead
016063 | LOT 04 5600 LAUREL AVE |  | Polytube | Yes |  | 2023-03-10 |  | PVC | 1975 | Yes |  | 2023-03-10 |  | Non-lead
016064 | AKA110 110 SHORE AVE |  | Polytube | Yes |  | 2023-09-28 |  | PVC | 1964 | Yes |  | 2023-09-28 |  | Non-lead
016065 | LOT 147 1213 14TH ST |  | Polytube | Yes |  | 2023-05-04 |  | PVC | 1965 | Yes |  | 2023-05-04 |  | Non-lead
016066 | APT 04 215 AMELIA ST |  | Polytube | Yes |  | 2025-02-11 |  | PVC | 1999 | Yes |  | 2025-02-11 |  | Non-lead
016067 | LOT 146 1213 14TH ST |  | Polytube | Yes |  | 2023-03-27 |  | Polytube | 1965 | Yes |  | 2023-03-27 |  | Non-lead
016068 | APT 10 215 AMELIA ST |  | Polytube | Yes |  | 2025-02-11 |  | PVC | 1999 | Yes |  | 2025-02-11 |  | Non-lead
016069 | LOT 148 1213 14TH ST |  | Polytube | Yes |  | 2023-04-19 |  | Polytube | 1965 | Yes |  | 2023-04-19 |  | Non-lead
016070 | APT 07 215 AMELIA ST |  | Unknown, Non-Lead | Yes |  | 2024-02-16 |  | PVC | 1999 | Yes |  | 2024-02-16 |  | Non-lead
016071 | 210 ANGELA ST |  | Polytube | Yes |  | 2022-07-11 |  | PVC | 1965 | Yes |  | 2022-07-11 |  | Non-lead
016072 | 20 KEY HAVEN RD |  | Polytube | Yes |  | 2022-05-04 |  | Copper | 1965 | Yes |  | 2022-05-04 |  | Non-lead
016073 | 11280 1ST GULF AVE |  | Polytube | Yes |  | 2024-08-16 |  | PVC | 1989 | Yes |  | 2024-08-16 |  | Non-lead
016074 | 7964 SHARK DR |  | Polytube | Yes |  | 2023-01-27 |  | PVC | 1965 | Yes |  | 2023-01-27 |  | Non-lead
016075 | 686 25TH OCEAN ST |  | Polytube | Yes |  | 2024-06-14 |  | PVC | 1984 | Yes |  | 2024-06-14 |  | Non-lead
016076 | 3103 OVERSEAS HWY |  | None | Yes |  | 2022-07-15 |  | None | 1986 | Yes |  | 2022-07-15 |  | Non-lead
016077 | 300 12TH ST |  | Polytube | Yes |  | 2022-10-22 |  | PVC | 1965 | Yes |  | 2022-10-22 |  | Non-lead
016078 | 565 82ND OCEAN ST |  | Unknown, Non-Lead | Yes |  | 2019-05-23 |  | Unknown, Non-Lead | 2016 | Yes |  | 2019-05-23 |  | Non-lead
016079 | 510 43RD GULF ST |  | Polytube | Yes |  | 2022-09-16 |  | PVC | 1967 | Yes |  | 2022-09-16 |  | Non-lead
016080 | 86 TINGLER LN |  | Polytube | Yes |  | 2022-06-01 |  | PVC | 1969 | Yes |  | 2022-06-01 |  | Non-lead
016081 | 567 82ND OCEAN ST |  | Polytube | Yes |  | 2023-07-17 |  | PVC | 1988 | Yes |  | 2023-07-17 |  | Non-lead
016082 | 647 82ND ST OC |  | Polytube | Yes |  | 2022-11-29 |  | PVC | 1988 | Yes |  | 2022-11-29 |  | Non-lead
016083 | 110 SNAPPER CRK DR |  | Polytube | Yes |  | 2022-06-27 |  | PVC | 1965 | Yes |  | 2022-06-27 |  | Non-lead
016084 | 9 CACTUS DR |  | Polytube | Yes |  | 2023-07-19 |  | PVC | 1965 | Yes |  | 2023-07-19 |  | Non-lead
016085 | APT A 708 ELIZABETH ST |  | Unknown | Yes |  | 2023-01-03 |  | PVC | 1928 | Yes |  | 2023-01-03 |  | Lead Status Unknown
016086 | 712 ELIZABETH ST |  | Polytube | Yes |  | 2023-01-03 |  | PVC | 1982 | Yes |  | 2023-01-03 |  | Non-lead
016089 | FRONT 710 ELIZABETH ST |  | Unknown | Yes |  | 2023-08-10 |  | PVC | 1982 | Yes |  | 2023-08-10 |  | Lead Status Unknown
016090 | 152 RIVIERA DR |  | Polytube | Yes |  | 2022-06-10 |  | PVC | 1965 | Yes |  | 2022-06-10 |  | Non-lead
016091 | 182 AIRSTREAM LN |  | Polytube | Yes |  | 2023-06-09 |  | PVC | 1969 | Yes |  | 2023-06-09 |  | Non-lead
016092 | 194 AIRSTREAM LN |  | Polytube | Yes |  | 2023-02-02 |  | PVC | 1987 | Yes |  | 2023-02-02 |  | Non-lead
016093 | 150 AIRSTREAM LN |  | Unknown, Non-Lead | Yes |  | 2020-03-16 |  | Unknown, Non-Lead | 2005 | Yes |  | 2020-03-16 |  | Non-lead
016094 | 154 AIRSTREAM LN |  | Polytube | Yes |  | 2020-06-17 |  | PVC | 2005 | Yes |  | 2020-06-17 |  | Non-lead
016095 | 162 AIRSTREAM LN |  | Polytube | Yes |  | 2022-06-08 |  | PVC | 1967 | Yes |  | 2022-06-08 |  | Non-lead
016096 | 158 AIRSTREAM LN |  | Polytube | Yes |  | 2022-08-24 |  | PVC | 1966 | Yes |  | 2022-08-24 |  | Non-lead
016098 | APT 1 1417 ASHBY ST |  | Polytube | Yes |  | 2023-10-18 |  | PVC | 1938 | Yes |  | 2023-10-18 |  | Non-lead
016099 | APT 3 1417 ASHBY ST |  | Polytube | Yes |  | 2022-08-29 |  | PVC | 1938 | Yes |  | 2022-08-29 |  | Non-lead
016100 | APT 4 1417 ASHBY ST |  | Polytube | Yes |  | 2023-05-04 |  | PVC | 1938 | Yes |  | 2023-05-04 |  | Non-lead
016101 | APT 15 215 AMELIA ST |  | Unknown, Non-Lead | No |  |  |  | Unknown, Non-Lead | 1999 | No |  |  |  | Non-lead
016102 | 1121 ELGIN LN |  | Polytube | Yes |  | 2023-08-08 |  | PVC | 1920 | Yes |  | 2023-08-08 |  | Non-lead
016103 | APT 12 215 AMELIA ST |  | Polytube | Yes |  | 2018-12-12 |  | Polytube | 1999 | Yes |  | 2018-12-12 |  | Non-lead
016104 | 321 OVERSEAS HWY APT B |  | Polytube | Yes |  | 2023-05-22 |  | PVC | 1966 | Yes |  | 2023-05-22 |  | Non-lead
016105 | APT 16 215 AMELIA ST |  | Unknown, Non-Lead | Yes |  | 2019-11-19 |  | Unknown, Non-Lead | 1999 | Yes |  | 2019-11-19 |  | Non-lead
016108 | 431 AVE E |  | Unknown, Non-Lead | Yes |  | 2020-10-14 |  | Unknown, Non-Lead | 1992 | Yes |  | 2020-10-14 |  | Non-lead
016109 | LOT 155 1213 14TH ST |  | Polytube | Yes |  | 2023-05-04 |  | Polytube | 1965 | Yes |  | 2023-05-04 |  | Non-lead
016110 | LOT 154 1213 14TH ST |  | Polytube | Yes |  | 2023-05-04 |  | Polytube | 1965 | Yes |  | 2023-05-04 |  | Non-lead
016111 | 185 AIRSTREAM LN |  | Polytube | Yes |  | 2023-06-13 |  | PVC | 1985 | Yes |  | 2023-06-13 |  | Non-lead
016112 | LOT 152 1213 14TH ST |  | Polytube | Yes |  | 2024-04-15 |  | Polytube | 1965 | Yes |  | 2024-04-15 |  | Non-lead
016113 | LOT 156 1213 14TH ST |  | Polytube | Yes |  | 2023-03-27 |  | Polytube | 1965 | Yes |  | 2023-03-27 |  | Non-lead
016114 | LOT 186 1213 14TH ST |  | Polytube | Yes |  | 2023-05-04 |  | Polytube | 1965 | Yes |  | 2023-05-04 |  | Non-lead
016115 | APT 23 215 AMELIA ST |  | Unknown, Non-Lead | Yes |  | 2024-07-01 |  | Unknown, Non-Lead | 1999 | Yes |  | 2024-07-01 |  | Non-lead
016116 | APT 9 215 AMELIA ST |  | Polytube | Yes |  | 2025-02-11 |  | PVC | 1999 | Yes |  | 2025-02-11 |  | Non-lead
016117 | 3621 NORTHSIDE CT |  | Polytube | Yes |  | 2024-11-05 |  | PVC | 1965 | Yes |  | 2024-11-05 |  | Non-Lead
016118 | 3807 DONALD AVE |  | Polytube | Yes |  | 2023-10-23 |  | PVC | 1968 | Yes |  | 2023-10-23 |  | Non-lead
016119 | 23 RIVIERA DR |  | Polytube | Yes |  | 2023-10-02 |  | PVC |  | Yes |  | 2023-10-02 |  | Non-lead
016120 | 1301 18TH ST |  | Polytube | Yes |  | 2023-05-04 |  | PVC | 1968 | Yes |  | 2023-05-04 |  | Non-lead
016123 | APT 14 215 AMELIA ST |  | Unknown, Non-Lead | No |  |  |  | Unknown, Non-Lead | 1999 | No |  |  |  | Non-lead
016124 | APT 11 215 AMELIA ST |  | Unknown, Non-Lead | Yes |  | 2024-03-08 |  | Unknown, Non-Lead | 1999 | Yes |  | 2024-03-08 |  | Non-lead
016125 | 6811 SHRIMP RD |  | Unknown, Non-Lead | Yes |  | 2024-09-25 |  | Unknown, Non-Lead | 1996 | Yes |  | 2024-09-25 |  | Non-lead
016126 | LOT 189 1213 14TH ST |  | Polytube | Yes |  | 2022-08-02 |  | Polytube | 1965 | Yes |  | 2022-08-02 |  | Non-lead
016127 | APT 17 215 AMELIA ST |  | Unknown, Non-Lead | Yes |  | 2019-02-08 |  | Unknown, Non-Lead | 1999 | Yes |  | 2019-02-08 |  | Non-lead
016128 | 127 AIRSTREAM LN |  | Polytube | Yes |  | 2022-06-08 |  | PVC | 1966 | Yes |  | 2022-06-08 |  | Non-lead
016129 | APT F 105 TRUMAN AVE |  | Unknown, Non-Lead | No |  |  |  | Unknown, Non-Lead | 2010 | No |  |  |  | Non-lead
016130 | LOT 188 1213 14TH ST |  | Polytube | Yes |  | 2023-05-04 |  | PVC | 1965 | Yes |  | 2023-05-04 |  | Non-lead
016131 | APT FRONT 2305 PATTERSON AVE |  | Polytube | Yes |  | 2023-05-04 |  | Polytube | 1965 | Yes |  | 2023-05-04 |  | Non-lead
016132 | LOT 153 1213 14TH ST |  | Polytube | Yes |  | 2023-05-04 |  | Polytube | 1965 | Yes |  | 2023-05-04 |  | Non-lead
016133 | APT 26 215 AMELIA ST |  | Unknown, Non-Lead | Yes |  | 2018-03-09 |  | PVC | 1999 | Yes |  | 2018-03-09 |  | Non-lead
016134 | 53 PALMETTO DR |  | Polytube | Yes |  | 2023-07-19 |  | Copper | 1963 | Yes |  | 2023-07-19 |  | Non-lead
016135 | APT 201 105 TRUMAN AVE |  | Polytube | Yes |  | 2023-05-08 |  | PVC | 2010 | Yes |  | 2023-05-08 |  | Non-lead
016136 | LOT 198 1213 14TH ST |  | Polytube | Yes |  | 2023-05-04 |  | Polytube | 1965 | Yes |  | 2023-05-04 |  | Non-lead
016137 | APT J 105 TRUMAN AVE |  | Unknown, Non-Lead | No |  |  |  | Unknown, Non-Lead | 2010 | No |  |  |  | Non-lead
016138 | LOT 185 1213 14TH ST |  | Polytube | Yes |  | 2023-05-04 |  | Polytube | 1965 | Yes |  | 2023-05-04 |  | Non-lead
016139 | 90290 OVERSEAS HWY |  | Polytube | Yes |  | 2022-06-13 |  | PVC | 1963 | Yes |  | 2022-06-13 |  | Non-lead
016140 | 68300 OVERSEAS HWY |  | Polytube | Yes |  | 2022-07-05 |  | PVC | 1964 | Yes |  | 2022-07-05 |  | Non-lead
016141 | 146 AIRSTREAM LN |  | Polytube | Yes |  | 2023-02-02 |  | PVC | 1987 | Yes |  | 2023-02-02 |  | Non-lead
016142 | 19 ABACO RD |  | Polytube | Yes |  | 2022-10-03 |  | PVC | 1965 | Yes |  | 2022-10-03 |  | Non-lead
016143 | 17 ABACO RD |  | Polytube | Yes |  | 2022-10-03 |  | PVC | 1965 | Yes |  | 2022-10-03 |  | Non-lead
016144 | 4 NORTH END RD |  | Polytube | Yes |  | 2022-10-03 |  | PVC | 1964 | Yes |  | 2022-10-03 |  | Non-lead
016145 | 157 DICKIE WAY |  | Polytube | Yes |  | 2023-01-30 |  | PVC | 1965 | Yes |  | 2023-01-30 |  | Non-lead
016146 | 560 AVE A |  | Polytube | Yes |  | 2022-10-17 |  | PVC | 1962 | Yes |  | 2022-10-17 |  | Non-lead
016147 | LOCATION POOL 999 MORRIS AVE |  | Polytube | Yes |  | 2022-09-26 |  | PVC | 1966 | Yes |  | 2022-09-26 |  | Non-lead
016148 | 8 POISONWOOD RD |  | PVC | Yes |  | 2022-06-30 |  | PVC | 1960 | Yes |  | 2022-06-30 |  | Non-lead
016149 | 3 SUNSET BLVD |  | Polytube | Yes |  | 2024-02-14 |  | PVC | 1958 | Yes |  | 2024-02-14 |  | Non-lead
016153 | 504 SOUND DR |  | Polytube | Yes |  | 2022-10-17 |  | PVC | 1963 | Yes |  | 2022-10-17 |  | Non-lead
016155 | LOT 201 1213 14TH ST |  | Polytube | Yes |  | 2023-05-04 |  | Polytube | 1965 | Yes |  | 2023-05-04 |  | Non-lead
016156 | APT 13 215 AMELIA ST |  | Unknown, Non-Lead | No |  |  |  | Unknown, Non-Lead | 1999 | No |  |  |  | Non-lead
016157 | APT 05 215 AMELIA ST |  | Polytube | Yes |  | 2023-09-07 |  | PVC | 1999 | Yes |  | 2023-09-07 |  | Non-lead
016158 | LOT 200 1213 14TH ST |  | Polytube | Yes |  | 2023-07-18 |  | Polytube | 1965 | Yes |  | 2023-07-18 |  | Non-lead
016159 | 30918 ORTEGA |  | Polytube | Yes |  | 2024-01-18 |  | PVC | 1968 | Yes |  | 2024-01-18 |  | Non-lead
016160 | 1276 92ND ST |  | Unknown, Non-Lead | Yes |  | 2023-09-27 |  | Unknown, Non-Lead | 1999 | Yes |  | 2023-09-27 |  | Non-lead
016161 | 500 50TH OCEAN ST |  | Unknown, Non-Lead | Yes |  | 2022-10-20 |  | PVC | 1965 | Yes |  | 2022-10-20 |  | Non-lead
016162 | 856 92ND OCEAN CT |  | Unknown, Non-Lead | No |  |  |  | Unknown, Non-Lead | 2020 | No |  |  |  | Non-lead
016163 | APT 2 31034 HOLLERICH DR |  | Polytube | Yes |  | 2022-11-17 |  | PVC | 1963 | Yes |  | 2022-11-17 |  | Non-lead
016164 | 657 25TH OCEAN ST |  | Polytube | Yes |  | 2022-10-20 |  | PVC | 1965 | Yes |  | 2022-10-20 |  | Non-lead
016165 | 500 81ST OCEAN ST |  | Polytube | Yes |  | 2023-01-19 |  | PVC | 1966 | Yes |  | 2023-01-19 |  | Non-lead
016166 | OCEAN 440 92ND ST |  | Polytube | Yes |  | 2024-05-20 |  | PVC | 1987 | Yes |  | 2024-05-20 |  | Non-lead
016167 | 1140 92 OCEAN ST |  | Unknown, Non-Lead | Yes |  | 2021-03-30 |  | Unknown, Non-Lead | 2021 | Yes |  | 2021-03-30 |  | Non-lead
016168 | 504 81ST OCEAN ST |  | Polytube | Yes |  | 2023-02-15 |  | PVC | 1973 | Yes |  | 2023-02-15 |  | Non-lead
016170 | 86 PELICAN RD |  | Unknown, Non-Lead | Yes |  | 2022-10-22 |  | No Piping | 1963 | Yes |  | 2022-10-22 |  | Non-lead
016171 | 58243 MORTON ST |  | Polytube | Yes |  | 2022-10-22 |  | PVC | 1966 | Yes |  | 2022-10-22 |  | Non-lead
016172 | 36 6TH ST |  | Polytube | Yes |  | 2022-10-22 |  | PVC | 1960 | Yes |  | 2022-10-22 |  | Non-lead
016173 | 37 SADOWKI CSWY |  | Polytube | Yes |  | 2022-10-12 |  | PVC | 1960 | Yes |  | 2022-10-12 |  | Non-lead
016174 | 401 124TH GULF ST |  | Polytube | Yes |  | 2022-09-19 |  | PVC | 1965 | Yes |  | 2022-09-19 |  | Non-lead
016176 | 3535 NORTHSIDE CT |  | Polytube | Yes |  | 2022-05-19 |  | PVC | 1963 | Yes |  | 2022-05-19 |  | Non-lead
016177 | LOT 199 1213 14TH ST |  | Polytube | Yes |  | 2023-05-04 |  | PVC | 1965 | Yes |  | 2023-05-04 |  | Non-lead
016178 | 1215 SIMONTON ST |  | Polytube | Yes |  | 2024-08-09 |  | Copper | 1964 | Yes |  | 2024-08-09 |  | Non-lead
016179 | 115 BARACOA RD |  | Polytube | Yes |  | 2022-11-09 |  | PVC | 1963 | Yes |  | 2022-11-09 |  | Non-lead
016180 | 16 AZALEA DR |  | Polytube | Yes |  | 2023-01-06 |  | PVC | 1965 | Yes |  | 2023-01-06 |  | Non-lead
016181 | 14 ABACO RD |  | Polytube | Yes |  | 2022-10-03 |  | PVC | 1965 | Yes |  | 2022-10-03 |  | Non-lead
016182 | LOT 197 1213 14TH ST |  | Polytube | Yes |  | 2023-05-04 |  | Polytube | 1965 | Yes |  | 2023-05-04 |  | Non-lead
016184 | APT 1 1029 TRUMAN AVE |  | Polytube | Yes |  | 2023-03-23 |  | PVC | 1964 | Yes |  | 2023-03-23 |  | Non-lead
016185 | APT 2 1029 TRUMAN AVE |  | Polytube | Yes |  | 2023-03-23 |  | PVC | 1964 | Yes |  | 2023-03-23 |  | Non-lead
016186 | APT 08 215 AMELIA ST |  | Polytube | Yes |  | 2025-02-11 |  | PVC | 1999 | Yes |  | 2025-02-11 |  | Non-lead
016187 | 88539 OVERSEAS HWY |  | Polytube | Yes |  | 2022-06-14 |  | PVC | 1966 | Yes |  | 2022-06-14 |  | Non-lead
016188 | APT 101 105 TRUMAN AVE |  | Unknown, Non-Lead | Yes |  | 2024-04-08 |  | Unknown, Non-Lead | 2010 | Yes |  | 2024-04-08 |  | Non-lead
016189 | APT 101 115 A TRUMAN AVE |  | Unknown, Non-Lead | Yes |  | 2018-11-13 |  | Unknown, Non-Lead | 2010 | Yes |  | 2018-11-13 |  | Non-lead
016190 | APT 204 115 A TRUMAN AVE |  | Polytube | No |  |  |  | PVC | 2010 | No |  |  |  | Non-lead
016191 | APT 02 215 AMELIA ST |  | Polytube | Yes |  | 2025-02-11 |  | PVC | 1999 | Yes |  | 2025-02-11 |  | Non-lead
016192 | 32 ALLAMANDA AVE |  | Polytube | Yes |  | 2022-05-05 |  | PVC | 1959 | Yes |  | 2022-05-05 |  | Non-lead
016194 | LOT 192 1213 14TH ST |  | Polytube | Yes |  | 2022-08-18 |  | Polytube | 1965 | Yes |  | 2022-08-18 |  | Non-lead
016195 | 14 BOUGAINVILLEA AVE |  | Polytube | Yes |  | 2022-11-07 |  | PVC | 1965 | Yes |  | 2022-11-07 |  | Non-lead
016197 | 39 E BEACH RD |  | Polytube | Yes |  | 2022-07-20 |  | PVC | 1987 | Yes |  | 2022-07-20 |  | Non-lead
016198 | 225 ALHAMBRA DR |  | Polytube | Yes |  | 2024-04-12 |  | PVC | 1965 | Yes |  | 2024-04-12 |  | Non-lead
016199 | #92 STANDARD OIL CO |  | Polytube | Yes |  | 2023-02-08 |  | PVC | 1965 | Yes |  | 2023-02-08 |  | Non-lead
016200 | 341 THIRD RD |  | Polytube | Yes |  | 2022-10-17 |  | PVC | 1965 | Yes |  | 2022-10-17 |  | Non-lead
016201 | 9 HIBISCUS LN |  | Polytube | Yes |  | 2023-01-30 |  | PVC | 1966 | Yes |  | 2023-01-30 |  | Non-lead
016203 | 25 SEAGATE BLVD |  | Unknown | Yes |  | 2024-07-19 |  | Unknown | 1963 | Yes |  | 2024-07-19 |  | Lead Status Unknown
016206 | 151 W AVENUE A |  | Polytube | Yes |  | 2022-12-12 |  | PVC | 1966 | Yes |  | 2022-12-12 |  | Non-lead
016207 | 116 OLD FASHION RD |  | Polytube | Yes |  | 2022-05-19 |  | PVC | 1966 | Yes |  | 2022-05-19 |  | Non-lead
016208 | 5730 4TH AVE |  | Polytube | Yes |  | 2023-03-07 |  | PVC | 1953 | Yes |  | 2023-03-07 |  | Non-lead
016209 | LOT 194 1213 14TH ST |  | Polytube | Yes |  | 2023-05-04 |  | Polytube | 1965 | Yes |  | 2023-05-04 |  | Non-lead
016210 | LOT 191 1213 14TH ST |  | Polytube | Yes |  | 2023-12-19 |  | Polytube | 1965 | Yes |  | 2023-12-19 |  | Non-lead
016211 | APT 102 115 A TRUMAN AVE |  | Unknown, Non-Lead | Yes |  | 2019-02-13 |  | PVC | 2010 | Yes |  | 2019-02-13 |  | Non-lead
016212 | APT 103 115 A TRUMAN AVE |  | Unknown, Non-Lead | Yes |  | 2022-07-11 |  | PVC | 2010 | Yes |  | 2022-07-11 |  | Non-lead
016213 | 632 ELMA AVE |  | Polytube | Yes |  | 2022-12-08 |  | PVC | 1958 | Yes |  | 2022-12-08 |  | Non-lead
016214 | 5130 OVERSEAS HWY |  | Polytube | Yes |  | 2024-03-15 |  | PVC | 1963 | Yes |  | 2024-03-15 |  | Non-lead
016215 | APT B 1214 SEMINARY ST |  | Polytube | Yes |  | 2022-10-31 |  | Copper | 1928 | Yes |  | 2022-10-31 |  | Non-lead
016216 | 1038 GORDON |  | Polytube | Yes |  | 2022-11-15 |  | PVC | 1963 | Yes |  | 2022-11-15 |  | Non-lead
016217 | 15620 OLD RD ST |  | Polytube | Yes |  | 2022-09-29 |  | PVC | 1963 | Yes |  | 2022-09-29 |  | Non-lead
016218 | 15680 OLD STATE RD 4A |  | Polytube | Yes |  | 2022-08-17 |  | PVC | 1973 | Yes |  | 2022-08-17 |  | Non-lead
016219 | APT 103 DOWN 924 EMMA ST |  | Unknown, Non-Lead | Yes |  | 2018-11-13 |  | Unknown, Non-Lead | 2010 | Yes |  | 2018-11-13 |  | Non-lead
016220 | APT J 920 EMMA ST |  | Unknown, Non-Lead | No |  |  |  | Unknown, Non-Lead | 2010 | No |  |  |  | Non-lead
016221 | APT 101 DOWN 920 EMMA ST |  | Unknown, Non-Lead | Yes |  | 2024-06-07 |  | Unknown, Non-Lead | 2010 | Yes |  | 2024-06-07 |  | Non-lead
016222 | APT 102 924 EMMA ST |  | Unknown, Non-Lead | Yes |  | 2019-02-28 |  | Unknown, Non-Lead | 2010 | Yes |  | 2019-02-28 |  | Non-lead
016223 | LOT 187 1213 14TH ST |  | Polytube | Yes |  | 2023-04-06 |  | Polytube | 1965 | Yes |  | 2023-04-06 |  | Non-lead
016224 | APT D 105 TRUMAN AVE |  | Unknown, Non-Lead | No |  |  |  | Unknown, Non-Lead | 2010 | No |  |  |  | Non-lead
016225 | APT J 115 TRUMAN AVE |  | Unknown, Non-Lead | No |  |  |  | Unknown, Non-Lead | 2010 | No |  |  |  | Non-lead
016226 | APT 101 915 FORT ST |  | Unknown, Non-Lead | Yes |  | 2018-04-26 |  | PVC | 2010 | Yes |  | 2018-04-26 |  | Non-lead
016227 | APT 1 106 OLIVIA ST |  | Unknown, Non-Lead | Yes |  | 2018-07-10 |  | PVC | 1998 | Yes |  | 2018-07-10 |  | Non-lead
016228 | APT 201 UP 920 EMMA ST |  | Polytube | Yes |  | 2023-10-03 |  | PVC | 2010 | Yes |  | 2023-10-03 |  | Non-lead
016229 | APT F 915 FORT ST |  | Unknown, Non-Lead | No |  |  |  | Unknown, Non-Lead | 2010 | No |  |  |  | Non-lead
016230 | LOT 193 1213 14TH ST |  | Polytube | Yes |  | 2023-05-04 |  | Polytube | 1965 | Yes |  | 2023-05-04 |  | Non-lead
016231 | 1421 SECOND ST |  | Polytube | Yes |  | 2022-11-03 |  | Copper | 1938 | Yes |  | 2022-11-03 |  | Non-lead
016232 | APT 104 115 A TRUMAN AVE |  | Unknown, Non-Lead | No |  |  |  | Unknown, Non-Lead | 2010 | No |  |  |  | Non-lead
016233 | APT J 915 FORT ST |  | Unknown, Non-Lead | No |  |  |  | Unknown, Non-Lead | 2010 | No |  |  |  | Non-lead
016234 | 122 MOCKINGBIRD RD |  | Polytube | Yes |  | 2022-06-09 |  | PVC | 1965 | Yes |  | 2022-06-09 |  | Non-lead
016235 | 90507 OVERSEAS HWY |  | PVC | Yes |  | 2022-06-22 |  | PVC | 1967 | Yes |  | 2022-06-22 |  | Non-lead
016236 | LOT 195 1213 14TH ST |  | Polytube | Yes |  | 2023-05-04 |  | Polytube | 1965 | Yes |  | 2023-05-04 |  | Non-lead
016237 | UNIT 1 313 CATHERINE ST |  | Polytube | Yes |  | 2023-02-28 |  | PVC | 1983 | Yes |  | 2023-02-28 |  | Non-lead
016238 | 2212 HARRIS AVE |  | Copper | Yes |  | 2023-04-26 |  | PVC | 1965 | Yes |  | 2023-04-26 |  | Non-lead
016239 | 1113 FLEMING ST |  | Polytube | Yes |  | 2023-04-13 |  | Copper | 1925 | Yes |  | 2023-04-13 |  | Non-lead
016240 | 1 PALMETTO DR |  | Polytube | Yes |  | 2024-07-18 |  | Polytube | 1966 | Yes |  | 2024-07-18 |  | Non-Lead
016242 | 16 BOUGAINVILLEA AVE |  | Polytube | Yes |  | 2024-04-23 |  | Polytube | 1963 | Yes |  | 2024-04-23 |  | Non-lead
016243 | UP 619 EATON ST |  | Polytube | Yes |  | 2023-03-06 |  | PVC | 1942 | Yes |  | 2023-03-06 |  | Non-lead
016244 | 2413 STAPLES AVE |  | Polytube | Yes |  | 2022-08-15 |  | Copper | 1938 | Yes |  | 2022-08-15 |  | Non-lead
016245 | 2415 STAPLES AVE |  | Polytube | Yes |  | 2024-08-23 |  | Copper | 1938 | Yes |  | 2024-08-23 |  | Non-lead
016246 | 5431 ROBYN LN |  | Polytube | Yes |  | 2024-11-05 |  | PVC | 1960 | Yes |  | 2024-11-05 |  | Non-Lead
016248 | MASTER TAP 158 31300 OVERSEAS HWY |  | Unknown, Non-Lead | Yes |  | 2021-03-19 |  | PVC | 1990 | Yes |  | 2021-03-19 |  | Non-lead
016249 | APT A 901 FORT ST |  | Unknown, Non-Lead | Yes |  | 2022-07-15 |  | No Piping | Vacant | Yes |  | 2022-07-15 |  | Non-lead
016250 | 133 INDIES RD |  | Polytube | Yes |  | 2024-01-03 |  | Copper | 1963 | Yes |  | 2024-01-03 |  | Non-lead
016251 | 181 AIRSTREAM LN |  | Polytube | Yes |  | 2022-06-08 |  | PVC | 1985 | Yes |  | 2022-06-08 |  | Non-lead
016252 | APT F 901 FORT ST |  | Unknown, Non-Lead | Yes |  | 2022-07-15 |  | No Piping | Vacant | Yes |  | 2022-07-15 |  | Non-lead
016253 | APT E 901 FORT ST |  | Unknown, Non-Lead | Yes |  | 2022-07-15 |  | No Piping | Vacant | Yes |  | 2022-07-15 |  | Non-lead
016254 | APT D 901 FORT ST |  | Unknown, Non-Lead | Yes |  | 2022-07-15 |  | No Piping | Vacant | Yes |  | 2022-07-15 |  | Non-lead
016255 | APT 102 920 EMMA ST |  | Unknown, Non-Lead | Yes |  | 2023-11-07 |  | Unknown, Non-Lead | 2010 | Yes |  | 2023-11-07 |  | Non-lead
016256 | APT 1 215 AMELIA ST |  | Unknown, Non-Lead | No |  |  |  | Unknown, Non-Lead | 1999 | No |  |  |  | Non-lead
016257 | 30382 HARDING RD |  | Polytube | Yes |  | 2022-11-16 |  | PVC | 1963 | Yes |  | 2022-11-16 |  | Non-lead
016258 | 5443 5TH AVE |  | Polytube | No |  |  |  | Polytube | 2002 | No |  |  |  | Non-lead
016259 | 5437 5TH AVE |  | Polytube | Yes |  | 2023-04-04 |  | PVC | 1965 | Yes |  | 2023-04-04 |  | Non-lead
016260 | APT 103 920 EMMA ST |  | Unknown, Non-Lead | Yes |  | 2024-07-08 |  | Unknown, Non-Lead | 2010 | Yes |  | 2024-07-08 |  | Non-lead
016261 | 22841 BUCCANEER LN |  | Polytube | Yes |  | 2022-11-18 |  | PVC | 1963 | Yes |  | 2022-11-18 |  | Non-lead
016262 | LOT 41 5441 5TH AVE |  | Polytube | Yes |  | 2024-08-27 |  | PVC | 1970 | Yes |  | 2024-08-27 |  | Non-lead
016263 | 3030 FLAGLER AVE |  | Polytube | Yes |  | 2022-05-26 |  | PVC | 1965 | Yes |  | 2022-05-26 |  | Non-lead
016264 | 5442 5TH AVE |  | Polytube | Yes |  | 2024-07-31 |  | PVC | 1962 | Yes |  | 2024-07-31 |  | Non-lead
016265 | 20 ARBUTUS DR |  | Polytube | Yes |  | 2022-05-04 |  | PVC | 1953 | Yes |  | 2022-05-04 |  | Non-lead
016266 | 5434 5TH AVE |  | Polytube | Yes |  | 2023-03-07 |  | PVC | 1980 | Yes |  | 2023-03-07 |  | Non-lead
016267 | 675 PINE LANE |  | Copper | Yes |  | 2024-05-16 |  | PVC | 1965 | Yes |  | 2024-05-16 |  | Non-lead
016269 | 5411 3RD AVE |  | Polytube | Yes |  | 2024-09-24 |  | PVC | 1984 | Yes |  | 2024-09-24 |  | Non-lead
016270 | 4 BAMBOO TER |  | Polytube | Yes |  | 2022-05-02 |  | PVC | 1966 | Yes |  | 2022-05-02 |  | Non-lead
016271 | 219 GARDENIA ST |  | Polytube | Yes |  | 2022-06-16 |  | PVC | 1964 | Yes |  | 2022-06-16 |  | Non-lead
016272 | 141 AIRSTREAM LN |  | Unknown, Non-Lead | Yes |  | 2022-04-29 |  | PVC | 2007 | Yes |  | 2022-04-29 |  | Non-lead
016273 | 5429 ROBYN LN |  | Polytube | Yes |  | 2020-03-02 |  | PVC | 1999 | Yes |  | 2020-03-02 |  | Non-lead
016274 | 809 SAWYER LN |  | Polytube | Yes |  | 2024-06-05 |  | PVC | 1933 | Yes |  | 2024-06-05 |  | Non-lead
016275 | 5419 ROBYN LN |  | Unknown, Non-Lead | No |  |  |  | Unknown, Non-Lead | 2011 | No |  |  |  | Non-lead
016276 | LOT 14 5414 3RD AVE |  | Polytube | Yes |  | 2023-03-06 |  | PVC | 1962 | Yes |  | 2023-03-06 |  | Non-lead
016277 | 5426 ROBYN LN |  | Unknown, Non-Lead | Yes |  | 2024-04-22 |  | Unknown, Non-Lead | 2016 | Yes |  | 2024-04-22 |  | Non-lead
016278 | 5445 5TH AVE |  | Unknown, Non-Lead | Yes |  | 2023-09-28 |  | Unknown, Non-Lead | 2013 | Yes |  | 2023-09-28 |  | Non-lead
016279 | APT FRONT 1209 MARGARET ST |  | Polytube | Yes |  | 2023-04-25 |  | PVC | 1953 | Yes |  | 2023-04-25 |  | Non-lead
016280 | 5444 5TH AVE |  | Polytube | Yes |  | 2023-03-07 |  | PVC | 1965 | Yes |  | 2023-03-07 |  | Non-lead
016281 | 5412 3RD AVE |  | Polytube | Yes |  | 2022-07-05 |  | PVC | 1969 | Yes |  | 2022-07-05 |  | Non-lead
016282 | 5427 ROBYN LN |  | Unknown, Non-Lead | Yes |  | 2018-12-28 |  | Unknown, Non-Lead | 2003 | Yes |  | 2018-12-28 |  | Non-lead
016283 | 5409 3RD AVE |  | Unknown, Non-Lead | Yes |  | 2018-12-28 |  | Unknown, Non-Lead | 2006 | Yes |  | 2018-12-28 |  | Non-lead
016284 | 7 ARBUTUS DR |  | Polytube | Yes |  | 2023-06-30 |  | PVC | 1965 | Yes |  | 2023-06-30 |  | Non-lead
016285 | APT 4 611 FLEMING ST |  | Polytube | Yes |  | 2023-03-06 |  | Polytube | 1928 | Yes |  | 2023-03-06 |  | Non-lead
016286 | 6518 5TH ST |  | Polytube | Yes |  | 2019-07-01 |  | PVC | 1988 | Yes |  | 2019-07-01 |  | Non-lead
016287 | 31248 AVE H |  | Polytube | Yes |  | 2022-11-30 |  | PVC | 1984 | Yes |  | 2022-11-30 |  | Non-lead
016288 | APT 1 1010 VON PHISTER ST |  | PVC | Yes |  | 2023-09-13 |  | PVC | 1986 | Yes |  | 2023-09-13 |  | Non-lead
016289 | APT 2 1010 VON PHISTER ST |  | PVC | Yes |  | 2022-11-04 |  | PVC | 1986 | Yes |  | 2022-11-04 |  | Non-lead
016290 | APT 3 1010 VON PHISTER ST |  | PVC | Yes |  | 2022-11-04 |  | PVC | 1986 | Yes |  | 2022-11-04 |  | Non-lead
016291 | APT 4 1010 VON PHISTER ST |  | PVC | Yes |  | 2022-11-04 |  | PVC | 1986 | Yes |  | 2022-11-04 |  | Non-lead
016292 | 5435 5TH AVE |  | Polytube | Yes |  | 2024-08-28 |  | PVC | 2006 | Yes |  | 2024-08-28 |  | Non-lead
016293 | 30436 DATE ROW |  | Polytube | Yes |  | 2024-05-24 |  | PVC | 1970 | Yes |  | 2024-05-24 |  | Non-lead
016294 | 5430 ROBYN LN |  | Unknown, Non-Lead | No |  |  |  | Unknown, Non-Lead | 2001 | No |  |  |  | Non-lead
016296 | APT E 915 FORT ST |  | Unknown, Non-Lead | No |  |  |  | Unknown, Non-Lead | 2010 | No |  |  |  | Non-lead
016297 | 5424 ROBYN LN |  | Polytube | Yes |  | 2023-03-07 |  | PVC | 1984 | Yes |  | 2023-03-07 |  | Non-lead
016298 | 5425 ROBYN LN |  | Polytube | Yes |  | 2024-02-27 |  | PVC | 1984 | Yes |  | 2024-02-27 |  | Non-lead
016299 | 626 W SHORE DR |  | Polytube | Yes |  | 2023-04-25 |  | PVC | 1963 | Yes |  | 2023-04-25 |  | Non-lead
016300 | 3528 SUNRISE DR |  | Polytube | Yes |  | 2022-05-25 |  | PVC | 1968 | Yes |  | 2022-05-25 |  | Non-lead
016301 | 42 ALLAMANDA AVE |  | Polytube | Yes |  | 2022-05-04 |  | Copper | 1965 | Yes |  | 2022-05-04 |  | Non-lead
016302 | BLDG CONVENT 700 TRUMAN AVE |  | Polytube | Yes |  | 2023-03-23 |  | Copper | 1969 | Yes |  | 2023-03-23 |  | Non-lead
016303 | 1609 BERTHA ST |  | Polytube | Yes |  | 2022-09-22 |  | PVC | 1965 | Yes |  | 2022-09-22 |  | Non-lead
016304 | 5446 5TH AVE |  | Polytube | Yes |  | 2023-03-07 |  | Copper | 1965 | Yes |  | 2023-03-07 |  | Non-lead
016306 | APT 27 215 AMELIA ST |  | Unknown, Non-Lead | Yes |  | 2019-04-08 |  | Unknown, Non-Lead | 1999 | Yes |  | 2019-04-08 |  | Non-lead
016307 | 5423 ROBYN LN |  | Unknown, Non-Lead | Yes |  | 2017-11-29 |  | PVC | 1989 | Yes |  | 2017-11-29 |  | Non-lead
016308 | 126 FONTAINE DR |  | Polytube | Yes |  | 2022-06-14 |  | PVC | 1965 | Yes |  | 2022-06-14 |  | Non-lead
016309 | 82788 OVERSEAS HWY |  | Polytube | Yes |  | 2022-07-25 |  | PVC | 1965 | Yes |  | 2022-07-25 |  | Non-lead
016310 | 124 GARDENIA ST |  | Polytube | Yes |  | 2022-07-11 |  | PVC | 1965 | Yes |  | 2022-07-11 |  | Non-lead
016311 | 5428 ROBYN LN |  | Polytube | Yes |  | 2023-03-07 |  | PVC | 1962 | Yes |  | 2023-03-07 |  | Non-lead
016312 | 5406 3RD AVE |  | Polytube | Yes |  | 2023-05-25 |  | PVC |  | Yes |  | 2023-05-25 |  | Non-lead
016313 | APT 4 1006 VON PHISTER ST |  | PVC | Yes |  | 2024-01-30 |  | PVC | 1967 | Yes |  | 2024-01-30 |  | Non-lead
016314 | I 920 EMMA ST |  | Unknown, Non-Lead | No |  |  |  | Unknown, Non-Lead | 2010 | No |  |  |  | Non-lead
016315 | UNIT 3 1117 DUVAL ST |  | Polytube | Yes |  | 2022-09-26 |  | PVC | 1943 | Yes |  | 2022-09-26 |  | Non-lead
016316 | SLIP D15 1801 N ROOSEVELT BLVD |  | Polytube | Yes |  | 2022-07-12 |  | Polytube | 1983 | Yes |  | 2022-07-12 |  | Non-lead
016317 | APT 1 1006 VON PHISTER ST |  | PVC | Yes |  | 2022-11-04 |  | PVC | 1967 | Yes |  | 2022-11-04 |  | Non-lead
016318 | APT 2 1006 VON PHISTER ST |  | PVC | Yes |  | 2022-11-04 |  | PVC | 1967 | Yes |  | 2022-11-04 |  | Non-lead
016319 | 5402 3RD AVE |  | Unknown, Non-Lead | Yes |  | 2024-01-25 |  | Unknown, Non-Lead | 1988 | Yes |  | 2024-01-25 |  | Non-lead
016320 | LOT 20 5420 4TH AVE |  | Polytube | Yes |  | 2023-11-15 |  | PVC | 2019 | Yes |  | 2025-10-07 |  | Non-Lead
016321 | #40 5440 5TH AVE |  | Polytube | Yes |  | 2023-03-07 |  | PVC | 1970 | Yes |  | 2023-03-07 |  | Non-lead
016322 | 125 ORANGE LN |  | Polytube | Yes |  | 2022-06-08 |  | PVC | 1963 | Yes |  | 2022-06-08 |  | Non-lead
016323 | 68.5 OVERSEAS HWY |  | Polytube | Yes |  | 2023-04-04 |  | PVC | 1971 | Yes |  | 2023-04-04 |  | Non-lead
016324 | APT G 105 TRUMAN AVE |  | Unknown, Non-Lead | No |  |  |  | Unknown, Non-Lead | 2010 | No |  |  |  | Non-lead
016325 | 92 MARINA AVE |  | Polytube | Yes |  | 2022-10-04 |  | PVC | 1964 | Yes |  | 2022-10-04 |  | Non-lead
016326 | 6 ATLANTIC AVE |  | Polytube | Yes |  | 2022-06-30 |  | Polytube | 1965 | Yes |  | 2022-06-30 |  | Non-lead
016327 | 161 DICKIE WAY |  | Polytube | Yes |  | 2023-01-30 |  | PVC | 1965 | Yes |  | 2023-01-30 |  | Non-lead
016328 | L21 B1 16 NORTH END RD |  | Polytube | Yes |  | 2022-10-03 |  | PVC | 1965 | Yes |  | 2022-10-03 |  | Non-lead
016329 | 17 POINCIANA DR |  | Polytube | Yes |  | 2022-11-17 |  | PVC | 1966 | Yes |  | 2022-11-17 |  | Non-lead
016330 | 76 HERON LN |  | Unknown, Non-Lead | Yes |  | 2021-05-21 |  | Unknown, Non-Lead | 2000 | Yes |  | 2021-05-21 |  | Non-lead
016331 | 15 ALCANTA LN |  | Polytube | Yes |  | 2022-08-29 |  | PVC | 1983 | Yes |  | 2022-08-29 |  | Non-lead
016332 | 70 AVE E |  | Polytube | Yes |  | 2022-12-12 |  | PVC | 1973 | Yes |  | 2022-12-12 |  | Non-lead
016333 | 99150 O/S /12 WOODWARD HWY |  | Copper | Yes |  | 2023-03-07 |  | PVC | 1957 | Yes |  | 2023-03-07 |  | Non-lead
016334 | 76 KAY DR |  | Polytube | Yes |  | 2022-07-27 |  | Copper | 1972 | Yes |  | 2022-07-27 |  | Non-lead
016335 | 175 GARDEN ST |  | Polytube | Yes |  | 2022-05-11 |  | PVC | 1965 | Yes |  | 2022-05-11 |  | Non-lead
016337 | 134 F AVE |  | Unknown, Non-Lead | Yes |  | 2022-09-06 |  | Unknown, Non-Lead | 2007 | Yes |  | 2022-09-06 |  | Non-lead
016338 | APT 3 531 AVE D |  | Unknown | Yes |  | 2023-05-04 |  | Unknown | 1963 | Yes |  | 2023-05-04 |  | Lead Status Unknown
016339 | APT 1 531 AVE D |  | Unknown | Yes |  | 2023-05-04 |  | Unknown | 1938 | Yes |  | 2023-05-04 |  | Lead Status Unknown
016340 | APT 2 531 AVE D |  | Unknown | Yes |  | 2023-05-04 |  | Unknown | 1938 | Yes |  | 2023-05-04 |  | Lead Status Unknown
016341 | APT C1 530 AVE C |  | Unknown | Yes |  | 2023-05-04 |  | Unknown | 1963 | Yes |  | 2023-05-04 |  | Lead Status Unknown
016342 | APT 2 530 AVE C |  | Unknown | Yes |  | 2023-05-04 |  | Unknown | 1963 | Yes |  | 2023-05-04 |  | Lead Status Unknown
016343 | #3 530 AVE C |  | Unknown | Yes |  | 2023-05-04 |  | Unknown | 1963 | Yes |  | 2023-05-04 |  | Lead Status Unknown
016344 | 120 MUNSON AVE |  | Polytube | Yes |  | 2023-06-27 |  | PVC | 1958 | Yes |  | 2023-06-27 |  | Non-lead
016346 | APT 1 5401 3RD AVE |  | Polytube | Yes |  | 2024-02-27 |  | PVC | 1978 | Yes |  | 2024-02-27 |  | Non-lead
016347 | APT 20 215 AMELIA ST |  | Unknown, Non-Lead | Yes |  | 2019-05-24 |  | PVC | 1999 | Yes |  | 2019-05-24 |  | Non-lead
016348 | 119 AIRSTREAM LN |  | Polytube | Yes |  | 2022-07-14 |  | PVC | 1967 | Yes |  | 2022-07-14 |  | Non-lead
016350 | 1406 PINE ST |  | Polytube | Yes |  | 2023-05-04 |  | PVC | 1963 | Yes |  | 2023-05-04 |  | Non-lead
016351 | 1659 NARCISSUS AVE |  | Polytube | Yes |  | 2022-12-15 |  | PVC | 1967 | Yes |  | 2022-12-15 |  | Non-lead
016352 | LOT 17 6517 5TH ST |  | Unknown, Non-Lead | No |  |  |  | Unknown, Non-Lead | 1999 | No |  |  |  | Non-lead
016353 | 5408 3RD AVE |  | Unknown, Non-Lead | No |  |  |  | Unknown, Non-Lead | 2007 | No |  |  |  | Non-lead
016354 | 5 KEY HAVEN TERR |  | Unknown, Non-Lead | Yes |  | 2022-05-04 |  | Unknown, Non-Lead | 2007 | Yes |  | 2022-05-04 |  | Non-lead
016355 | 31159 F AVE |  | Unknown, Non-Lead | No |  |  |  | Unknown, Non-Lead | 2006 | No |  |  |  | Non-lead
016356 | 31175 AVENUE F |  | Polytube | Yes |  | 2023-04-24 |  | PVC | 1966 | Yes |  | 2023-04-24 |  | Non-lead
016357 | #22 5422 ROBYN LN |  | Polytube | Yes |  | 2024-06-28 |  | PVC | 1965 | Yes |  | 2024-06-28 |  | Non-lead
016358 | LOT 07 24863 OVERSEAS HWY |  | Polytube | Yes |  | 2024-08-27 |  | PVC | 2015 | Yes |  | 2024-08-27 |  | Non-lead
016359 | 31128 G AVE |  | Unknown, Non-Lead | Yes |  | 2023-01-18 |  | Unknown, Non-Lead | 2021 | Yes |  | 2023-01-18 |  | Non-lead
016361 | 16 PARK RD |  | Polytube | Yes |  | 2022-06-23 |  | PVC | 1965 | Yes |  | 2022-06-23 |  | Non-lead
016362 | 31135 AVE F |  | PVC | Yes |  | 2022-11-08 |  | PVC | 1975 | Yes |  | 2022-11-08 |  | Non-lead
016363 | LOT 10 24863 OVERSEAS HWY |  | Unknown, Non-Lead | Yes |  | 2019-05-20 |  | Unknown, Non-Lead | 2015 | Yes |  | 2019-05-20 |  | Non-lead
016364 | APT B 901 FORT ST |  | Unknown, Non-Lead | Yes |  | 2022-07-15 |  | No Piping | Vacant | Yes |  | 2022-07-15 |  | Non-lead
016365 | 15 BOUGAINVILLEA AVE |  | Polytube | Yes |  | 2022-05-02 |  | PVC | 1965 | Yes |  | 2022-05-02 |  | Non-lead
016366 | 21121 OLD STATE RD |  | Unknown, Non-Lead | Yes |  | 2024-07-24 |  | Polytube | 2006 | Yes |  | 2024-07-24 |  | Non-lead
016367 | 6516 5TH ST |  | Unknown, Non-Lead | No |  |  |  | Unknown, Non-Lead | 1988 | No |  |  |  | Non-lead
016368 | APT 2 1110 EATON ST |  | PVC | Yes |  | 2023-03-06 |  | PVC | 1930 | Yes |  | 2023-03-06 |  | Non-lead
016369 | 1118 17TH ST |  | Polytube | Yes |  | 2022-06-16 |  | PVC | 1965 | Yes |  | 2022-06-16 |  | Non-lead
016370 | 534 BEACH DR |  | Unknown, Non-Lead | Yes |  | 2018-05-31 |  | Unknown, Non-Lead | 2015 | Yes |  | 2018-05-31 |  | Non-lead
016371 | 5407 3RD AVE |  | Polytube | Yes |  | 2023-03-06 |  | PVC | 1976 | Yes |  | 2023-03-06 |  | Non-lead
016374 | 1616 WASHINGTON ST |  | Polytube | Yes |  | 2022-10-14 |  | Copper | 1965 | Yes |  | 2022-10-14 |  | Non-lead
016375 | 3705 CINDY AVE |  | Polytube | Yes |  | 2022-06-22 |  | Copper | 1968 | Yes |  | 2022-06-22 |  | Non-lead
016376 | APT 201 115 A TRUMAN AVE |  | Unknown, Non-Lead | No |  |  |  | Unknown, Non-Lead | 2010 | No |  |  |  | Non-lead
016377 | APT H 105 TRUMAN AVE |  | Unknown, Non-Lead | No |  |  |  | Unknown, Non-Lead | 2010 | No |  |  |  | Non-lead
016378 | 17243 STARFISH LN |  | Polytube | Yes |  | 2022-07-08 |  | PVC | 1965 | Yes |  | 2022-07-08 |  | Non-lead
016379 | APT A 116 4TH ST |  | Polytube | Yes |  | 2023-07-27 |  | PVC | 1966 | Yes |  | 2023-07-27 |  | Non-lead
016380 | APT B 116 4TH ST |  | Polytube | Yes |  | 2023-07-27 |  | PVC | 1966 | Yes |  | 2023-07-27 |  | Non-lead
016381 | 75120 OVERSEAS HWY |  | Polytube | Yes |  | 2022-07-05 |  | PVC | 1968 | Yes |  | 2022-07-05 |  | Non-lead
016382 | 31152 AVENUE G |  | Unknown, Non-Lead | Yes |  | 2024-09-20 |  | Unknown, Non-Lead | 2005 | Yes |  | 2024-09-20 |  | Non-lead
016383 | 11 BASS AVE |  | Polytube | Yes |  | 2024-09-06 |  | PVC | 1985 | Yes |  | 2024-09-06 |  | Non-lead
016384 | 175 W AVE A |  | PVC | Yes |  | 2025-01-22 |  | PVC | 1997 | Yes |  | 2022-05-25 |  | Non-lead
016385 | 358 SOUND DR |  | Polytube | Yes |  | 2022-10-31 |  | PVC | 1963 | Yes |  | 2022-10-31 |  | Non-lead
016386 | 56 AVENUE A |  | Polytube | Yes |  | 2023-01-25 |  | PVC | 1972 | Yes |  | 2023-01-25 |  | Non-lead
016387 | 724 LARGO RD |  | Unknown | Yes |  | 2023-05-04 |  | PVC | 1975 | Yes |  | 2023-05-04 |  | Lead Status Unknown
016388 | 54 SHORELAND DR |  | Polytube | Yes |  | 2022-10-31 |  | PVC | 1966 | Yes |  | 2022-10-31 |  | Non-lead
016389 | 7 ATLANTIC AVE |  | Polytube | No |  |  |  | PVC | 1994 | No |  |  |  | Non-lead
016390 | 483 BARRACUDA BLVD |  | Polytube | Yes |  | 2022-10-24 |  | PVC | 1965 | Yes |  | 2022-10-24 |  | Non-lead
016392 | 26 NORTH DR |  | Polytube | Yes |  | 2023-05-04 |  | PVC | 1965 | Yes |  | 2023-05-04 |  | Non-lead
016393 | 2201 STAPLES ST |  | Polytube | Yes |  | 2023-04-26 |  | PVC | 1910 | Yes |  | 2023-04-26 |  | Non-lead
016394 | 189 INDIAN MOUND TRL |  | Polytube | Yes |  | 2024-03-20 |  | PVC | 1974 | Yes |  | 2024-03-20 |  | Non-lead
016395 | 5403 3RD AVE |  | Polytube | Yes |  | 2023-03-06 |  | PVC | 1960 | Yes |  | 2023-03-06 |  | Non-lead
016396 | APT B 3848 NO NAME RD |  | Polytube | Yes |  | 2023-01-11 |  | PVC | 1963 | Yes |  | 2023-01-11 |  | Non-lead
016397 | 181 INDIAN MOUND TRL |  | Unknown, Non-Lead | Yes |  | 2022-04-25 |  | Unknown, Non-Lead | 2009 | Yes |  | 2022-04-25 |  | Non-lead
016398 | 30888 MINORCA LANE |  | Polytube | Yes |  | 2022-10-25 |  | PVC | 1985 | Yes |  | 2022-10-25 |  | Non-lead
016399 | UNIT B 1412 HAVELKA LN |  | Polytube | Yes |  | 2022-11-16 |  | PVC | 1973 | Yes |  | 2022-11-16 |  | Non-lead
016400 | LOT 19 24863 OVERSEAS HWY |  | Polytube | Yes |  | 2023-07-25 |  | PVC | 2015 | Yes |  | 2023-07-25 |  | Non-lead
016401 | 30872 MINORCA DR |  | Polytube | Yes |  | 2022-11-17 |  | PVC | 1969 | Yes |  | 2022-11-17 |  | Non-lead
016402 | 84001 O/S HWY |  | PVC | Yes |  | 2022-06-28 |  | PVC | 1968 | Yes |  | 2022-06-28 |  | Non-lead
016404 | 1415 LAIRD ST |  | Unknown, Non-Lead | Yes |  | 2021-11-04 |  | Unknown, Non-Lead | 2009 | Yes |  | 2021-11-04 |  | Non-lead
016406 | 1018 17TH ST |  | Polytube | Yes |  | 2022-08-29 |  | PVC | 1965 | Yes |  | 2022-08-29 |  | Non-lead
016407 | 1318 2ND ST |  | Polytube | Yes |  | 2023-04-26 |  | PVC | 1963 | Yes |  | 2023-04-26 |  | Non-lead
016408 | LOT 17 24863 OVERSEAS HWY |  | Polytube | Yes |  | 2024-02-12 |  | Polytube | 2015 | Yes |  | 2024-02-12 |  | Non-Lead
016409 | REAR #C 1111 WATSON ST |  | Polytube | Yes |  | 2023-03-23 |  | Polytube | 1978 | Yes |  | 2023-03-23 |  | Non-lead
016410 | #1 8 W 1/4 MM US END OF |  | Polytube | Yes |  | 2022-07-06 |  | Polytube |  | Yes |  | 2022-07-06 |  | Non-lead
016411 | 230 TOLLGATE SHRES BLVD |  | Polytube | Yes |  | 2022-06-28 |  | PVC | 1965 | Yes |  | 2022-06-28 |  | Non-lead
016412 | 5433 5TH AVE |  | Polytube | Yes |  | 2023-03-07 |  | PVC | 1980 | Yes |  | 2023-03-07 |  | Non-lead
016413 | UNIT 4 615 1/2 DUVAL ST |  | Polytube | Yes |  | 2022-09-26 |  | PVC | 1960 | Yes |  | 2022-09-26 |  | Non-lead
016414 | 21 BOUGAINVILLEA AVE |  | Polytube | Yes |  | 2022-05-04 |  | PVC | 1966 | Yes |  | 2022-05-04 |  | Non-lead
016416 | 31535 B AVE |  | Unknown, Non-Lead | Yes |  | 2024-08-23 |  | Unknown, Non-Lead | 2000 | Yes |  | 2024-08-23 |  | Non-lead
016417 | 31160 AVENUE G |  | Polytube | Yes |  | 2023-08-24 |  | PVC | 1963 | Yes |  | 2023-08-24 |  | Non-lead
016419 | 5439 5TH AVE |  | Polytube | No |  |  |  | PVC | 2003 | No |  |  |  | Non-lead
016420 | 1301 10TH ST |  | Polytube | Yes |  | 2024-08-05 |  | Copper | 1963 | Yes |  | 2024-08-05 |  | Non-lead
016421 | 31143 F AVE |  | Polytube | Yes |  | 2022-11-08 |  | PVC | 1955 | Yes |  | 2022-11-08 |  | Non-lead
016422 | 20 SHORE DR |  | Unknown, Non-Lead | No |  |  |  | Unknown, Non-Lead | 2006 | No |  |  |  | Non-lead
016423 | L32 ROB 5432 ROBYN LN |  | Polytube | Yes |  | 2020-05-11 |  | PVC | 1990 | Yes |  | 2020-05-11 |  | Non-lead
016424 | 5438 5TH AVE |  | Polytube | Yes |  | 2023-03-07 |  | PVC | 1982 | Yes |  | 2023-03-07 |  | Non-lead
016425 | 5 BAMBOO TERR |  | Polytube | Yes |  | 2024-07-29 |  | Copper | 1970 | Yes |  | 2024-07-29 |  | Non-lead
016426 | 403 124TH ST GULF |  | Polytube | Yes |  | 2023-12-15 |  | PVC | 1965 | Yes |  | 2023-12-15 |  | Non-lead
016427 | 1215 97TH OCEAN ST |  | Polytube | Yes |  | 2023-08-23 |  | PVC | 1967 | Yes |  | 2023-08-23 |  | Non-lead
016428 | 475 W 105TH OCEAN ST |  | Unknown, Non-Lead | Yes |  | 2018-09-28 |  | Unknown, Non-Lead | 2019 | Yes |  | 2018-09-28 |  | Non-lead
016429 | 194 41ST STREET GULF |  | Polytube | Yes |  | 2022-09-26 |  | Polytube | 1963 | Yes |  | 2022-09-26 |  | Non-lead
016430 | APT 1 1306 ELIZA ST |  | Polytube | Yes |  | 2021-04-23 |  | Polytube | 1963 | Yes |  | 2021-04-23 |  | Non-lead
016431 | LOT 1 5600 LAUREL AVE |  | Polytube | Yes |  | 2024-09-25 |  | PVC | 1975 | Yes |  | 2024-09-25 |  | Non-lead
016432 | LOT 2 5600 LAUREL AVE |  | Polytube | Yes |  | 2023-03-10 |  | PVC | 1965 | Yes |  | 2023-03-10 |  | Non-lead
016433 | LOT 3 5600 LAUREL AVE |  | Polytube | Yes |  | 2023-03-10 |  | PVC | 1975 | Yes |  | 2023-03-10 |  | Non-lead
016435 | APT B 2212 HARRIS AVE |  | Copper | Yes |  | 2023-04-26 |  | PVC | 1965 | Yes |  | 2023-04-26 |  | Non-lead
016436 | LOT 18 24863 OVERSEAS HWY |  | Unknown, Non-Lead | Yes |  | 2017-04-07 |  | Copper | 2015 | Yes |  | 2017-04-07 |  | Non-lead
016437 | 402 APPELROUTH LN |  | Unknown, Non-Lead | No |  |  |  | Unknown, Non-Lead | 1988 | No |  |  |  | Non-lead
016438 | LOT 08 24863 OVERSEAS HWY |  | Unknown, Non-Lead | Yes |  | 2018-08-01 |  | PVC | 2015 | Yes |  | 2018-08-01 |  | Non-lead
016439 | 1068 BUTTONWOOD DR E |  | Polytube | Yes |  | 2023-05-04 |  | PVC | 1966 | Yes |  | 2023-05-04 |  | Non-lead
016440 | 90071 OLD RD |  | Polytube | Yes |  | 2022-06-13 |  | Copper | 1965 | Yes |  | 2022-06-13 |  | Non-lead
016441 | 190 E RIDGE RD |  | Polytube | Yes |  | 2022-06-10 |  | PVC | 1965 | Yes |  | 2022-06-10 |  | Non-lead
016442 | 30326 HARDIN RD |  | Polytube | Yes |  | 2022-11-16 |  | PVC | 1968 | Yes |  | 2022-11-16 |  | Non-lead
016443 | 244 OLEANDER DR |  | Polytube | Yes |  | 2023-02-13 |  | PVC | 1963 | Yes |  | 2023-02-13 |  | Non-lead
016444 | 13 ATLANTIC L-6&7 B BLVD |  | Polytube | Yes |  | 2022-10-03 |  | PVC | 1947 | Yes |  | 2022-10-03 |  | Non-lead
016445 | 104 TWEEDY PIE TERR |  | Polytube | Yes |  | 2022-09-19 |  | PVC | 1966 | Yes |  | 2022-09-19 |  | Non-lead
016446 | 115 TWEETIE PIE TERR |  | Polytube | Yes |  | 2022-09-19 |  | PVC | 1971 | Yes |  | 2022-09-19 |  | Non-lead
016447 | 105 TWEETIE PIE TERR |  | Polytube | Yes |  | 2022-09-20 |  | PVC | 1965 | Yes |  | 2022-09-20 |  | Non-lead
016448 | 73 GULL LN |  | Polytube | Yes |  | 2022-12-12 |  | PVC | 1969 | Yes |  | 2022-12-12 |  | Non-lead
016449 | 59 BIRD LN |  | Polytube | Yes |  | 2022-12-12 |  | PVC | 1977 | Yes |  | 2022-12-12 |  | Non-lead
016450 | 95525 OVERSEAS MOCKING B HWY |  | Polytube | Yes |  | 2022-05-05 |  | PVC | 2003 | Yes |  | 2022-05-05 |  | Non-lead
016451 | 25 STILLWRIGHT WAY |  | Polytube | Yes |  | 2023-05-04 |  | PVC | 1965 | Yes |  | 2023-05-04 |  | Non-lead
016452 | 117 TWEEDY PIE TERR |  | Polytube | Yes |  | 2022-09-19 |  | PVC | 1971 | Yes |  | 2022-09-19 |  | Non-lead
016453 | 165 CORAL RD |  | Polytube | Yes |  | 2023-12-18 |  | PVC | 1965 | Yes |  | 2023-12-18 |  | Non-lead
016454 | APT 5 818 ELIZABETH ST |  | Polytube | Yes |  | 2023-08-10 |  | PVC | 1928 | Yes |  | 2023-08-10 |  | Non-lead
016455 | 210 W SEAVIEW CIR |  | Polytube | Yes |  | 2023-09-12 |  | PVC | 1965 | Yes |  | 2023-09-12 |  | Non-lead
016457 | 126 BESSIE RD |  | Polytube | Yes |  | 2024-05-16 |  | PVC | 1986 | Yes |  | 2024-05-16 |  | Non-lead
016458 | 17338 E DOLPHIN ST |  | Polytube | Yes |  | 2022-07-12 |  | PVC | 1963 | Yes |  | 2022-07-12 |  | Non-lead
016459 | APT 1 1209 WILLIAM ST |  | Polytube | Yes |  | 2022-08-19 |  | PVC | 1928 | Yes |  | 2022-08-19 |  | Non-lead
016460 | APT C 105 TRUMAN AVE |  | Unknown, Non-Lead | No |  |  |  | Unknown, Non-Lead | 2010 | No |  |  |  | Non-lead
016461 | 17278 DOLPHIN ST |  | Polytube | Yes |  | 2022-07-12 |  | PVC | 1966 | Yes |  | 2022-07-12 |  | Non-lead
016462 | 17112 W MARLIN DR |  | Polytube | Yes |  | 2023-05-04 |  | PVC | 1976 | Yes |  | 2023-05-04 |  | Non-lead
016463 | 535 82ND OCEAN ST |  | Polytube | Yes |  | 2023-03-27 |  | PVC | 2019 | Yes |  | 2023-03-27 |  | Non-lead
016464 | 499 91ST OCEAN ST |  | Polytube | Yes |  | 2023-01-12 |  | PVC | 1962 | Yes |  | 2023-01-12 |  | Non-lead
016465 | 525 82ND OCEAN ST |  | Polytube | Yes |  | 2023-05-26 |  | PVC | 2019 | Yes |  | 2023-05-26 |  | Non-lead
016466 | 113 TWEEDY PIE TERR |  | Polytube | Yes |  | 2022-09-19 |  | Galvanized | 1965 | Yes |  | 2022-09-19 |  | Galvanized Requiring Replacement
016468 | 1111 HERON RD |  | Polytube | Yes |  | 2022-07-21 |  | PVC | 1966 | Yes |  | 2022-07-21 |  | Non-lead
016469 | 206 W INDIES RD |  | Polytube | Yes |  | 2022-09-21 |  | PVC | 1965 | Yes |  | 2022-09-21 |  | Non-lead
016470 | 915 RED BIRD RD |  | Polytube | Yes |  | 2023-05-04 |  | PVC | 1965 | Yes |  | 2023-05-04 |  | Non-lead
016472 | 802 LARGO RD |  | Polytube | Yes |  | 2022-06-30 |  | Copper | 1989 | Yes |  | 2022-06-30 |  | Non-lead
016473 | 31 SEAGATE BLVD |  | PVC | Yes |  | 2024-10-17 |  | PVC | 1966 | Yes |  | 2022-07-12 |  | Non-lead
016474 | 101500 OVERSEAS HWY |  | Polytube | Yes |  | 2022-05-23 |  | PVC | 1953 | Yes |  | 2022-05-23 |  | Non-lead
016475 | 91825 OVERSEAS HWY |  | Polytube | Yes |  | 2023-02-13 |  | PVC | 1966 | Yes |  | 2023-02-13 |  | Non-lead
016476 | 64 AVENUE B |  | Polytube | Yes |  | 2023-05-09 |  | PVC | 1969 | Yes |  | 2023-05-09 |  | Non-lead
016478 | 5436 5TH AVE |  | Polytube | Yes |  | 2023-10-20 |  | PVC | 1965 | Yes |  | 2023-10-20 |  | Non-lead
016479 | 28109 DOROTHY AVE |  | Polytube | Yes |  | 2022-08-26 |  | PVC | 1967 | Yes |  | 2022-08-26 |  | Non-lead
016480 | 3 BAMBOO TERR |  | Polytube | Yes |  | 2023-05-11 |  | Copper | 1965 | Yes |  | 2023-05-11 |  | Non-lead
016481 | 1006 17TH ST |  | Polytube | Yes |  | 2022-06-16 |  | PVC | 1963 | Yes |  | 2022-06-16 |  | Non-lead
016482 | 1010 17TH ST |  | Polytube | Yes |  | 2022-06-16 |  | PVC | 1965 | Yes |  | 2022-06-16 |  | Non-lead
016483 | 31493 E AVE |  | Polytube | Yes |  | 2022-11-08 |  | PVC | 1965 | Yes |  | 2022-11-08 |  | Non-lead
016484 | 31471 E AVE |  | Unknown, Non-Lead | Yes |  | 2018-03-23 |  | PVC | 2006 | Yes |  | 2018-03-23 |  | Non-lead
016487 | 461 AVE F |  | Unknown, Non-Lead | No |  |  |  | Unknown, Non-Lead | 1993 | No |  |  |  | Non-lead
016489 | 2417 SEIDENBERG AVE |  | Copper | Yes |  | 2022-08-18 |  | Copper | 1967 | Yes |  | 2022-08-18 |  | Non-lead
016490 | 2522 STAPLES AVE |  | Polytube | Yes |  | 2022-08-15 |  | Copper | 1963 | Yes |  | 2022-08-15 |  | Non-lead
016491 | 661 SUGARLOAF BLVD |  | Polytube | Yes |  | 2023-05-04 |  | PVC | 1967 | Yes |  | 2023-05-04 |  | Non-lead
016492 | 13 BOUGAINVILLEA AVE |  | Polytube | Yes |  | 2024-01-25 |  | PVC | 1965 | Yes |  | 2024-01-25 |  | Non-lead
016493 | 48 KEY HAVEN RD |  | Polytube | Yes |  | 2022-11-07 |  | Copper | 1963 | Yes |  | 2022-11-07 |  | Non-lead
016494 | 10 EGRET LN |  | Polytube | Yes |  | 2022-07-26 |  | Polytube | 2019 | Yes |  | 2022-07-26 |  | Non-lead
016495 | 262 NAVAJO ST |  | Polytube | Yes |  | 2022-06-03 |  | PVC | 1966 | Yes |  | 2022-06-03 |  | Non-lead
016496 | 3 SUKOSHI LN |  | Polytube | Yes |  | 2022-07-07 |  | PVC | 1980 | Yes |  | 2022-07-07 |  | Non-lead
016497 | 109 SAPODILLA DR |  | Polytube | Yes |  | 2022-11-03 |  | PVC | 1966 | Yes |  | 2022-11-03 |  | Non-lead
016498 | 166 AIRSTREAM LN |  | Polytube | Yes |  | 2022-06-08 |  | PVC | 1977 | Yes |  | 2022-06-08 |  | Non-lead
016499 | CORNER PETRONIA FRANCES ST |  | Unknown, Non-Lead | Yes |  | 2019-09-26 |  | Unknown, Non-Lead | 2015 | Yes |  | 2019-09-26 |  | Non-lead
016500 | LOT 06 24863 OVERSEAS HWY |  | Unknown, Non-Lead | Yes |  | 2020-02-24 |  | Unknown, Non-Lead | 2006 | Yes |  | 2020-02-24 |  | Non-lead
016501 | 768 82ND OCEAN ST |  | Polytube | Yes |  | 2023-04-19 |  | PVC |  | Yes |  | 2023-04-19 |  | Non-lead
016502 | APT A 300 66TH OCEAN ST |  | Polytube | Yes |  | 2022-08-15 |  | PVC | 1971 | Yes |  | 2022-08-15 |  | Non-lead
016503 | 1426 OCEAN TERR |  | Polytube | Yes |  | 2023-04-19 |  | PVC | 1949 | Yes |  | 2023-04-19 |  | Non-lead
016504 | 106 S INDIES DR |  | Polytube | Yes |  | 2023-03-06 |  | PVC | 1975 | Yes |  | 2023-03-06 |  | Non-lead
016505 | 31441 I AVE |  | Polytube | Yes |  | 2022-11-22 |  | None |  | Yes |  | 2022-11-22 |  | Non-lead
016507 | APT A 1024 MARGARET ST |  | Polytube | Yes |  | 2023-03-15 |  | PVC | 1923 | Yes |  | 2023-03-15 |  | Non-lead
016508 | APT B 1024 MARGARET ST |  | Polytube | Yes |  | 2022-10-17 |  | PVC | 1923 | Yes |  | 2022-10-17 |  | Non-lead
016509 | 557 PARK DR |  | Polytube | Yes |  | 2022-07-06 |  | PVC | 1933 | Yes |  | 2022-07-06 |  | Non-lead
016510 | LOT 02 24863 OVERSEAS HWY |  | Unknown, Non-Lead | Yes |  | 2018-04-10 |  | PVC | 2015 | Yes |  | 2018-04-10 |  | Non-lead
016511 | LOT 03 24863 OVERSEAS HWY |  | Unknown, Non-Lead | Yes |  | 2024-06-28 |  | Unknown, Non-Lead | 2015 | Yes |  | 2024-06-28 |  | Non-lead
016512 | 146 IROQUOIS DR |  | Polytube | Yes |  | 2023-02-23 |  | PVC | 1965 | Yes |  | 2023-02-23 |  | Non-lead
016513 | 120 IROQUOIS DR |  | Copper | Yes |  | 2022-06-28 |  | PVC | 1965 | Yes |  | 2022-06-28 |  | Non-lead
016514 | 215 ANNE BONNY DR |  | Polytube | Yes |  | 2023-01-31 |  | PVC | 1967 | Yes |  | 2023-01-31 |  | Non-lead
016515 | 105045 OVERSEAS HWY |  | Polytube | Yes |  | 2023-07-10 |  | PVC | 1949 | Yes |  | 2023-07-10 |  | Non-lead
016516 | 181 OCEAN VIEW DR |  | Polytube | Yes |  | 2023-02-01 |  | PVC | 1966 | Yes |  | 2023-02-01 |  | Non-lead
016517 | 41 AVENUE B |  | Polytube | Yes |  | 2023-05-09 |  | PVC | 1972 | Yes |  | 2023-05-09 |  | Non-lead
016518 | 1107 HERON RD |  | Polytube | Yes |  | 2022-07-21 |  | PVC | 1968 | Yes |  | 2022-07-21 |  | Non-lead
016519 | 174 SUNSET GARDENS T DR |  | Polytube | Yes |  | 2022-07-07 |  | PVC | 1966 | Yes |  | 2022-07-07 |  | Non-lead
016520 | 54 FIRST CT |  | Polytube | Yes |  | 2023-10-25 |  | PVC | 1971 | Yes |  | 2023-10-25 |  | Non-lead
016521 | 166 ARBOR LANE |  | Polytube | Yes |  | 2022-12-12 |  | PVC | 1992 | Yes |  | 2022-12-12 |  | Non-lead
016522 | 105 BUTTONWOOD AVE |  | Polytube | Yes |  | 2022-12-12 |  | PVC | 1980 | Yes |  | 2022-12-12 |  | Non-lead
016523 | 22 E FIRST AVE |  | Polytube | Yes |  | 2023-05-04 |  | PVC | 1955 | Yes |  | 2023-05-04 |  | Non-lead
016524 | 4 TINA PL |  | Polytube | Yes |  | 2023-02-27 |  | PVC | 1968 | Yes |  | 2023-02-27 |  | Non-lead
016525 | 141 MARINA AVE |  | Polytube | Yes |  | 2022-11-29 |  | PVC | 1966 | Yes |  | 2022-11-29 |  | Non-lead
016527 | 32 KEY HAVEN RD |  | Polytube | Yes |  | 2023-01-03 |  | Polytube | 1963 | Yes |  | 2023-01-03 |  | Non-lead
016528 | 1500 UNITED ST |  | Polytube | Yes |  | 2022-09-02 |  | PVC | 1953 | Yes |  | 2022-09-02 |  | Non-lead
016529 | 3220 N ROOSEVELT BLVD |  | Polytube | Yes |  | 2023-09-26 |  | COPPER | 1965 | Yes |  | 2023-09-26 |  | Non-lead
016530 | 5684 MALONEY AVE |  | Polytube | Yes |  | 2023-03-08 |  | PVC | 1976 | Yes |  | 2023-03-08 |  | Non-lead
016531 | 5686 MALONEY AVE |  | Polytube | Yes |  | 2023-03-08 |  | PVC | 1963 | Yes |  | 2023-03-08 |  | Non-lead
016532 | 25 BOUGAINVILLEA AVE |  | Polytube | Yes |  | 2022-05-04 |  | PVC | 1965 | Yes |  | 2022-05-04 |  | Non-lead
016533 | 14 BAMBOO TERR |  | Polytube | Yes |  | 2022-05-04 |  | PVC | 1965 | Yes |  | 2022-05-04 |  | Non-lead
016534 | 1653 FORD RD |  | Polytube | Yes |  | 2022-08-19 |  | PVC | 1966 | Yes |  | 2022-08-19 |  | Non-lead
016536 | 340 12TH ST |  | Polytube | Yes |  | 2024-05-13 |  | PVC | 1965 | Yes |  | 2024-05-13 |  | Non-lead
016538 | 30961 BAILEYS LANE |  | Polytube | Yes |  | 2023-11-30 |  | PVC | 1966 | Yes |  | 2023-11-30 |  | Non-lead
016539 | 505 82ND OCEAN ST |  | Polytube | Yes |  | 2024-04-22 |  | PVC | 2019 | Yes |  | 2024-04-22 |  | Non-lead
016540 | 944 26TH OCEAN ST |  | Polytube | Yes |  | 2024-08-19 |  | PVC | 1963 | Yes |  | 2024-08-19 |  | Non-lead
016541 | OCEAN 644 26TH ST |  | Polytube | Yes |  | 2023-01-11 |  | PVC | 1960 | Yes |  | 2023-01-11 |  | Non-lead
016542 | 10801 6TH GULF AVE |  | Polytube | Yes |  | 2022-11-21 |  | PVC | 1965 | Yes |  | 2022-11-21 |  | Non-lead
016543 | APT 02 1508 SEMINARY ST |  | Polytube | Yes |  | 2022-10-31 |  | PVC | 1938 | Yes |  | 2022-10-31 |  | Non-lead
016544 | 12 BAMBOO TERR |  | PVC | Yes |  | 2024-10-01 |  | Polytube | 1965 | Yes |  | 2024-10-01 |  | Non-lead
016545 | 5 GEIGER RD |  | Polytube | Yes |  | 2022-08-31 |  | PVC | 1971 | Yes |  | 2022-08-31 |  | Non-lead
016546 | APT 2 DOWN REAR 1209 TRUMAN AVE |  | Polytube | Yes |  | 2022-09-21 |  | PVC | 1904 | Yes |  | 2022-09-21 |  | Non-lead
016547 | REAR UP #3 1209 TRUMAN AVE |  | Polytube | Yes |  | 2022-09-21 |  | PVC | 1904 | Yes |  | 2022-09-21 |  | Non-lead
016548 | 1128 OLIVIA ST |  | Polytube | Yes |  | 2022-08-18 |  | PVC | 1951 | Yes |  | 2022-08-18 |  | Non-lead
016549 | APT 101 924 EMMA ST |  | Unknown, Non-Lead | Yes |  | 2019-06-12 |  | Unknown, Non-Lead | 2010 | Yes |  | 2019-06-12 |  | Non-lead
016550 | 110 FITZPATRICK ST |  | Unknown | Yes |  | 2022-12-02 |  | Polytube | 1978 | Yes |  | 2022-12-02 |  | Lead Status Unknown
016551 | 31479 E AVE |  | Polytube | Yes |  | 2022-11-08 |  | PVC | 1973 | Yes |  | 2022-11-08 |  | Non-lead
016552 | 206 PRESTON ST |  | Polytube | Yes |  | 2022-06-27 |  | PVC | 1961 | Yes |  | 2022-06-27 |  | Non-lead
016553 | 21048 E 4TH AVE |  | Polytube | Yes |  | 2022-10-31 |  | PVC | 1966 | Yes |  | 2022-10-31 |  | Non-lead
016554 | 13 BAMBOO TERR |  | Polytube | Yes |  | 2023-04-27 |  | PVC | 1963 | Yes |  | 2023-04-27 |  | Non-lead
016555 | LOT 14 24930 OVERSEAS HWY |  | Unknown, Non-Lead | Yes |  | 2021-04-14 |  | Unknown, Non-Lead | 2015 | Yes |  | 2021-04-14 |  | Non-lead
016556 | #6 6200 3RD ST |  | Unknown, Non-Lead | No |  |  |  | Unknown, Non-Lead | 2001 | No |  |  |  | Non-lead
016557 | 113 BUTTONWOOD LN |  | Polytube | Yes |  | 2022-06-27 |  | PVC | 1966 | Yes |  | 2022-06-27 |  | Non-lead
016558 | LOT 05 24863 OVERSEAS HWY |  | Unknown, Non-Lead | Yes |  | 2023-12-05 |  | Unknown, Non-Lead | 2015 | Yes |  | 2023-12-05 |  | Non-lead
016559 | APT I 115 TRUMAN AVE |  | Unknown, Non-Lead | No |  |  |  | Unknown, Non-Lead | 2010 | No |  |  |  | Non-lead
016560 | 176 CORAL RD |  | Polytube | Yes |  | 2022-06-10 |  | PVC | 1957 | Yes |  | 2022-06-10 |  | Non-lead
016561 | 75040 OVERSEAS HWY |  | Polytube | Yes |  | 2022-11-07 |  | PVC | 1967 | Yes |  | 2022-11-07 |  | Non-lead
016562 | LOT 7 5600 LAUREL AVE |  | Polytube | Yes |  | 2022-10-12 |  | PVC | 1968 | Yes |  | 2022-10-12 |  | Non-lead
016563 | LOT 8 5600 LAUREL AVE |  | Polytube | Yes |  | 2023-03-10 |  | PVC | 1968 | Yes |  | 2023-03-10 |  | Non-lead
016564 | LOT 9 5600 LAUREL AVE |  | Polytube | Yes |  | 2023-03-10 |  | PVC | 1968 | Yes |  | 2023-03-10 |  | Non-lead
016565 | LOT 10 5600 LAUREL AVE |  | Polytube | Yes |  | 2023-03-10 |  | PVC | 1968 | Yes |  | 2023-03-10 |  | Non-lead
016566 | LOT 11 5600 LAUREL AVE |  | Polytube | Yes |  | 2023-03-10 |  | PVC | 1968 | Yes |  | 2023-03-10 |  | Non-lead
016567 | LOT 12 5600 LAUREL AVE |  | Polytube | Yes |  | 2023-03-10 |  | PVC | 1975 | Yes |  | 2023-03-10 |  | Non-lead
016568 | 3230 N ROOSEVELT BLVD |  | Polytube | Yes |  | 2024-05-23 |  | Copper | 1965 | Yes |  | 2024-05-23 |  | Non-lead
016569 | APT 203 UP 924 EMMA ST |  | Unknown, Non-Lead | No |  |  |  | Unknown, Non-Lead | 2010 | No |  |  |  | Non-lead
016570 | 360 AVE E |  | Unknown, Non-Lead | No |  |  |  | Unknown, Non-Lead | 1996 | No |  |  |  | Non-lead
016571 | 34 KEY HAVEN RD |  | Polytube | Yes |  | 2022-05-10 |  | Copper | 1963 | Yes |  | 2022-05-10 |  | Non-lead
016572 | UP APT 2 710 WHITMARSH LN |  | Polytube | Yes |  | 2023-03-06 |  | PVC | 1953 | Yes |  | 2023-03-06 |  | Non-lead
016573 | 415 JULIA ST |  | Polytube | Yes |  | 2022-06-23 |  | PVC | 1928 | Yes |  | 2022-06-23 |  | Non-lead
016574 | 31472 AVE F |  | Polytube | Yes |  | 2022-11-08 |  | PVC | 1977 | Yes |  | 2022-11-08 |  | Non-lead
016575 | 31490 AVENUE F |  | Polytube | Yes |  | 2022-11-08 |  | PVC |  | Yes |  | 2022-11-08 |  | Non-lead
016576 | 31516 AVENUE F |  | Copper | Yes |  | 2024-04-19 |  | Copper |  | Yes |  | 2024-04-19 |  | Non-lead
016577 | 31524 AVENUE F |  | Unknown, Non-Lead | Yes |  | 2022-03-25 |  | Unknown, Non-Lead | 2006 | Yes |  | 2022-03-25 |  | Non-lead
016578 | APT 3 818 WASHINGTON ST |  | Unknown | Yes |  | 2023-04-25 |  | PVC | 1963 | Yes |  | 2023-04-25 |  | Lead Status Unknown
016579 | UNIT 2 818 WASHINGTON ST |  | PVC | Yes |  | 2023-04-24 |  | PVC | 1958 | Yes |  | 2023-04-24 |  | Non-lead
016580 | APT 4 818 WASHINGTON ST |  | PVC | Yes |  | 2023-04-24 |  | PVC | 1963 | Yes |  | 2023-04-24 |  | Non-lead
016581 | 1309 CATHERINE ST |  | Polytube | Yes |  | 2022-08-29 |  | PVC | 1943 | Yes |  | 2022-08-29 |  | Non-lead
016582 | 28209 JULIA AVE |  | Polytube | Yes |  | 2024-06-04 |  | PVC | 1959 | Yes |  | 2024-06-04 |  | Non-lead
016583 | #2 820 SIMONTON ST |  | Polytube | Yes |  | 2022-10-31 |  | PVC | 1928 | Yes |  | 2022-10-31 |  | Non-lead
016585 | 1021&1023 WHITE ST |  | Polytube | Yes |  | 2023-03-23 |  | PVC | 1924 | Yes |  | 2023-03-23 |  | Non-lead
016586 | APT B FRONT 709 WINDSOR LN |  | Polytube | Yes |  | 2023-02-01 |  | PVC | 1933 | Yes |  | 2023-02-01 |  | Non-lead
016587 | APT B 825 EATON ST |  | PVC | Yes |  | 2023-03-06 |  | PVC | 1943 | Yes |  | 2023-03-06 |  | Non-lead
016588 | APT A 825 EATON ST |  | PVC | Yes |  | 2023-03-06 |  | PVC | 1943 | Yes |  | 2023-03-06 |  | Non-lead
016589 | 491 AVE E |  | Unknown, Non-Lead | Yes |  | 2019-08-19 |  | Unknown, Non-Lead | 1992 | Yes |  | 2019-08-19 |  | Non-lead
016590 | 28108 JULIA AVE |  | Unknown, Non-Lead | Yes |  | 2023-04-11 |  | Unknown, Non-Lead | 1990 | Yes |  | 2023-04-11 |  | Non-lead
016591 | 3612 NORTHSIDE CT |  | Polytube | Yes |  | 2022-05-19 |  | PVC | 1965 | Yes |  | 2022-05-19 |  | Non-lead
016592 | 1014 17TH ST |  | Polytube | Yes |  | 2022-06-16 |  | PVC | 1965 | Yes |  | 2022-06-16 |  | Non-lead
016593 | 3427 DONALD AVE |  | Polytube | Yes |  | 2024-04-17 |  | Copper | 1965 | Yes |  | 2024-04-17 |  | Non-lead
016594 | 30455 POINCIANA RD |  | Polytube | Yes |  | 2022-11-15 |  | PVC | 1968 | Yes |  | 2022-11-15 |  | Non-lead
016595 | 1523 4TH ST |  | Polytube | Yes |  | 2023-04-24 |  | PVC | 1965 | Yes |  | 2023-04-24 |  | Non-lead
016596 | 1514 4TH ST |  | Polytube | Yes |  | 2023-04-24 |  | PVC | 1968 | Yes |  | 2023-04-24 |  | Non-lead
016598 | LOT 15 24863 OVERSEAS HWY |  | Unknown, Non-Lead | Yes |  | 2022-04-06 |  | Unknown, Non-Lead | 2015 | Yes |  | 2022-04-06 |  | Non-lead
016599 | UNIT 14 6200 3RD ST |  | Polytube | Yes |  | 2022-12-29 |  | PVC | 2001 | Yes |  | 2022-12-29 |  | Non-lead
016601 | OCEAN 988 81ST ST |  | Polytube | Yes |  | 2023-01-24 |  | PVC | 1972 | Yes |  | 2023-01-24 |  | Non-lead
016602 | 1119 27TH OCEAN ST |  | Polytube | Yes |  | 2023-01-31 |  | PVC | 1970 | Yes |  | 2023-01-31 |  | Non-lead
016603 | 3900 OVERSEAS HWY |  | Polytube | Yes |  | 2024-04-19 |  | PVC | 1979 | Yes |  | 2024-04-19 |  | Non-lead
016604 | 712 26TH OCEAN ST |  | PVC | Yes |  | 2024-02-16 |  | PVC | 1966 | Yes |  | 2024-02-16 |  | Non-lead
016605 | 1111 GATO RD |  | Unknown, Non-Lead | Yes |  | 2024-06-04 |  | Unknown, Non-Lead | 1994 | Yes |  | 2024-06-04 |  | Non-lead
016606 | 528 PETRONIA ST |  | Polytube | Yes |  | 2022-10-31 |  | PVC | 1983 | Yes |  | 2022-10-31 |  | Non-lead
016607 | APT 1 UP 530 PETRONIA ST |  | Unknown, Non-Lead | Yes |  | 2023-05-04 |  | No Piping | 1943 | Yes |  | 2023-05-04 |  | Non-lead
016608 | 158 HARBOR DR |  | Polytube | Yes |  | 2022-06-14 |  | PVC | 1965 | Yes |  | 2022-06-14 |  | Non-lead
016609 | REAR 806 ELIZABETH ST |  | Polytube | Yes |  | 2023-01-03 |  | PVC | 1938 | Yes |  | 2023-01-03 |  | Non-lead
016610 | APT I 105 TRUMAN AVE |  | Unknown, Non-Lead | No |  |  |  | Unknown, Non-Lead | 2010 | No |  |  |  | Non-lead
016611 | 105 PALO DE ORO DR |  | Polytube | Yes |  | 2022-06-08 |  | PVC | 1971 | Yes |  | 2022-06-08 |  | Non-lead
016612 | 24935 CENTER ST |  | Polytube | Yes |  | 2023-11-29 |  | PVC | 1958 | Yes |  | 2023-11-29 |  | Non-lead
016613 | 72 PALM DR |  | Polytube | Yes |  | 2022-09-15 |  | PVC | 1971 | Yes |  | 2022-09-15 |  | Non-lead
016616 | 50 KEY HAVEN RD |  | PVC | Yes |  | 2020-03-04 |  | Polytube | 1966 | Yes |  | 2020-03-04 |  | Non-lead
016617 | APT 2 915 ASHE ST |  | Polytube | Yes |  | 2023-03-10 |  | Copper | 1933 | Yes |  | 2023-03-10 |  | Non-lead
016618 | LOT 04 24863 OVERSEAS HWY |  | Unknown, Non-Lead | Yes |  | 2018-03-16 |  | PVC | 2015 | Yes |  | 2018-03-16 |  | Non-lead
016619 | 23 BOUGAINVILLEA AVE |  | Polytube | Yes |  | 2024-05-20 |  | PVC | 1966 | Yes |  | 2024-05-20 |  | Non-lead
016620 | 28107 JULIA AVE |  | Polytube | Yes |  | 2023-10-24 |  | PVC | 1980 | Yes |  | 2023-10-24 |  | Non-lead
016621 | 28127 JULIA AVE |  | Polytube | Yes |  | 2023-01-25 |  | PVC | 1969 | Yes |  | 2023-01-25 |  | Non-lead
016622 | 28147 JULIA LT 3 BK 1 AVE |  | Polytube | Yes |  | 2023-01-25 |  | PVC | 1964 | Yes |  | 2023-01-25 |  | Non-lead
016623 | 28167 JULIA AVE |  | Polytube | Yes |  | 2024-06-04 |  | PVC | 1964 | Yes |  | 2024-06-04 |  | Non-lead
016625 | 28279 JULIA AVE |  | Unknown, Non-Lead | Yes |  | 2024-06-04 |  | No Piping |  | Yes |  | 2024-06-04 |  | Non-lead
016626 | 28188 JULIA AVE |  | Polytube | Yes |  | 2024-06-04 |  | PVC | 1976 | Yes |  | 2024-06-04 |  | Non-lead
016627 | 28230 JULIA AVE |  | Polytube | Yes |  | 2024-06-04 |  | PVC | 1979 | Yes |  | 2024-06-04 |  | Non-lead
016628 | 28240 JULIA AVE |  | Unknown, Non-Lead | Yes |  | 2023-04-19 |  | Unknown, Non-Lead | 2006 | Yes |  | 2023-04-19 |  | Non-lead
016630 | 1515 4TH ST |  | Polytube | Yes |  | 2023-04-24 |  | PVC | 1965 | Yes |  | 2023-04-24 |  | Non-lead
016631 | 1536 4TH ST |  | Polytube | Yes |  | 2023-12-15 |  | PVC | 1965 | Yes |  | 2023-12-15 |  | Non-lead
016632 | 408 S COCONUT PALM BLVD |  | Polytube | Yes |  | 2022-06-17 |  | PVC | 1966 | Yes |  | 2022-06-17 |  | Non-lead
016633 | 45 SE MARLIN AVE |  | Polytube | Yes |  | 2022-10-31 |  | PVC | 1966 | Yes |  | 2022-10-31 |  | Non-lead
016634 | 24 BAMBOO TER |  | Polytube | Yes |  | 2024-07-01 |  | Copper | 1965 | Yes |  | 2024-07-01 |  | Non-lead
016635 | 15 PALM DR |  | Polytube | Yes |  | 2023-08-30 |  | PVC | 1981 | Yes |  | 2023-08-30 |  | Non-lead
016636 | 5 BAY DR |  | Polytube | Yes |  | 2023-08-21 |  | PVC | 1966 | Yes |  | 2023-08-21 |  | Non-lead
016637 | 1531 4TH ST |  | Polytube | Yes |  | 2023-04-24 |  | PVC | 1968 | Yes |  | 2023-04-24 |  | Non-lead
016638 | 31464 F AVE |  | Polytube | Yes |  | 2022-11-09 |  | PVC |  | Yes |  | 2022-11-09 |  | Non-lead
016639 | 490 AVE D ST |  | Unknown, Non-Lead | Yes |  | 2023-10-20 |  | Unknown, Non-Lead | 1990 | Yes |  | 2023-10-20 |  | Non-lead
016640 | 471 PINE LANE |  | Polytube | Yes |  | 2022-11-14 |  | PVC | 1963 | Yes |  | 2022-11-14 |  | Non-lead
016641 | 3200 N ROOSEVELT BLVD |  | PVC | Yes |  | 2024-05-22 |  | PVC | 1965 | Yes |  | 2024-05-22 |  | Non-lead
016642 | DUPLEX 30167 PALM Dr |  | Polytube | Yes |  | 2023-01-13 |  | PVC | 1973 | Yes |  | 2023-01-13 |  | Non-lead
016643 | 1013 17TH ST |  | Polytube | Yes |  | 2022-06-16 |  | PVC | 1965 | Yes |  | 2022-06-16 |  | Non-lead
016644 | 1101 17TH ST |  | Polytube | Yes |  | 2022-05-12 |  | PVC | 1965 | Yes |  | 2022-05-12 |  | Non-lead
016645 | 1122 17TH ST |  | Polytube | Yes |  | 2022-05-12 |  | Copper | 1965 | Yes |  | 2022-05-12 |  | Non-lead
016646 | 178 GARDEN ST |  | Polytube | Yes |  | 2023-05-04 |  | PVC | 1971 | Yes |  | 2023-05-04 |  | Non-lead
016647 | 170 SECOND CT |  | Polytube | Yes |  | 2023-01-05 |  | PVC | 1975 | Yes |  | 2023-01-05 |  | Non-lead
016651 | 39 POMPANO AVE |  | Polytube | Yes |  | 2022-07-25 |  | PVC | 1966 | Yes |  | 2022-07-25 |  | Non-lead
016652 | 2 SEAGATE BLVD |  | Polytube | Yes |  | 2023-02-01 |  | PVC | 1966 | Yes |  | 2023-02-01 |  | Non-lead
016653 | 709 SHARON PL |  | Polytube | Yes |  | 2024-04-19 |  | PVC | 1972 | Yes |  | 2024-04-19 |  | Non-lead
016731 | 171 GARDEN ST |  | Unknown, Non-Lead | Yes |  | 2024-05-06 |  | No Piping |  | Yes |  | 2024-05-06 |  | Non-lead
016733 | 1112 GRAND ST |  | Polytube | Yes |  | 2023-02-01 |  | PVC | 1969 | Yes |  | 2023-02-01 |  | Non-lead
016734 | 28 JUDY PL |  | Polytube | Yes |  | 2022-11-18 |  | PVC | 1960 | Yes |  | 2022-11-18 |  | Non-lead
016735 | 712 LARGO RD |  | Unknown, Non-Lead | Yes |  | 2019-10-15 |  | PVC | 2016 | Yes |  | 2019-10-15 |  | Non-lead
016736 | 714 LARGO RD |  | Polytube | Yes |  | 2022-09-14 |  | PVC | 1975 | Yes |  | 2022-09-14 |  | Non-lead
016737 | 161 GARDEN ST |  | Polytube | Yes |  | 2023-02-09 |  | PVC | 1979 | Yes |  | 2023-02-09 |  | Non-lead
016738 | 536 SOUND DR |  | Polytube | Yes |  | 2022-10-13 |  | PVC | 1970 | Yes |  | 2022-10-13 |  | Non-lead
016739 | 92 AVE D |  | Polytube | Yes |  | 2022-12-12 |  | PVC | 1967 | Yes |  | 2022-12-12 |  | Non-lead
016742 | 1524 4TH ST |  | Polytube | Yes |  | 2023-04-24 |  | PVC | 1968 | Yes |  | 2023-04-24 |  | Non-lead
016743 | 1037 82ND OCEAN ST |  | Unknown, Non-Lead | Yes |  | 2024-03-18 |  | Unknown, Non-Lead | 2021 | Yes |  | 2024-03-18 |  | Non-lead
016744 | OCEAN 234 49TH ST |  | PVC | Yes |  | 2022-12-28 |  | PVC | 1968 | Yes |  | 2022-12-28 |  | Non-lead
016745 | 314 E SEAVIEW LN |  | Unknown, Non-Lead | Yes |  | 2018-05-16 |  | PVC | 1992 | Yes |  | 2018-05-16 |  | Non-lead
016746 | 489 JAMES AVE |  | Unknown, Non-Lead | Yes |  | 2022-04-22 |  | PVC | 2017 | Yes |  | 2022-04-22 |  | Non-lead
016747 | 780 92ND OCEAN ST |  | Unknown, Non-Lead | Yes |  | 2024-08-16 |  | Unknown, Non-Lead | 2011 | Yes |  | 2024-08-16 |  | Non-lead
016748 | 1150 28TH OCEAN ST |  | Polytube | Yes |  | 2024-05-01 |  | PVC | 1976 | Yes |  | 2024-05-01 |  | Non-lead
016749 | 497 JAMES AVE |  | Unknown, Non-Lead | Yes |  | 2022-01-18 |  | PVC | 2015 | Yes |  | 2022-01-18 |  | Non-lead
016750 | 65 CORAL LANE |  | Polytube | Yes |  | 2024-03-05 |  | PVC | 1966 | Yes |  | 2024-03-05 |  | Non-lead
016751 | A-G 12555 OVERSEAS HWY |  | PVC | Yes |  | 2025-08-28 |  | PVC | 2016 | Yes |  | 2022-05-27 |  | Non-lead
016752 | 3306 N ROOSEVELT BLVD |  | Polytube | Yes |  | 2023-05-04 |  | Polytube | 1965 | Yes |  | 2023-05-04 |  | Non-lead
016753 | 9 BOUGAINVILLEA AVE |  | Polytube | Yes |  | 2023-01-11 |  | PVC | 1965 | Yes |  | 2023-01-11 |  | Non-lead
016754 | 11 BOUGAINVILLEA AVE |  | Polytube | Yes |  | 2022-11-07 |  | Polytube | 1965 | Yes |  | 2022-11-07 |  | Non-lead
016755 | 3304 N ROOSEVELT BLVD |  | Ductile Iron | Yes |  | 2022-05-19 |  | Copper | 1965 | Yes |  | 2022-05-19 |  | Non-lead
016756 | 19653 INDIAN MOUND DR |  | Polytube | Yes |  | 2023-01-18 |  | PVC | 1966 | Yes |  | 2023-01-18 |  | Non-lead
016757 | 3210 N ROOSEVELT BLVD |  | Polytube | Yes |  | 2023-05-04 |  | PVC | 1965 | Yes |  | 2023-05-04 |  | Non-lead
016759 | 4 ALLAMANDA TERR |  | Polytube | Yes |  | 2022-05-04 |  | PVC | 1965 | Yes |  | 2022-05-04 |  | Non-lead
016760 | 3216 ROOSEVELT BLVD |  | Polytube | Yes |  | 2022-05-19 |  | Copper | 1965 | Yes |  | 2022-05-19 |  | Non-lead
016761 | 28189 DOROTHY AVE |  | Polytube | Yes |  | 2024-06-05 |  | PVC | 1964 | Yes |  | 2024-06-05 |  | Non-lead
016762 | 26 BAMBOO TER |  | Polytube | Yes |  | 2022-05-02 |  | Copper | 1965 | Yes |  | 2022-05-02 |  | Non-lead
016763 | 103 PUEBLO ST |  | Polytube | Yes |  | 2022-06-02 |  | PVC | 1966 | Yes |  | 2022-06-02 |  | Non-lead
016764 | 155 AIR STREAM LN |  | Unknown, Non-Lead | Yes |  | 2018-10-03 |  | Unknown, Non-Lead | 2005 | Yes |  | 2018-10-03 |  | Non-lead
016765 | 106 AZALEA ST |  | Polytube | Yes |  | 2022-06-16 |  | PVC | 1966 | Yes |  | 2022-06-16 |  | Non-lead
016766 | L12 28291 DOROTHY AVE |  | Polytube | Yes |  | 2023-01-25 |  | PVC | 1966 | Yes |  | 2023-01-25 |  | Non-lead
016767 | 28271 DOROTHY AVE |  | Polytube | Yes |  | 2024-06-04 |  | PVC | 1972 | Yes |  | 2024-06-04 |  | Non-lead
016768 | 28251 DOROTHY AVE |  | Polytube | Yes |  | 2024-06-04 |  | PVC | 1986 | Yes |  | 2024-06-04 |  | Non-lead
016769 | 28231 DOROTHY AVE |  | Unknown, Non-Lead | Yes |  | 2024-06-05 |  | Unknown, Non-Lead | 2013 | Yes |  | 2024-06-05 |  | Non-lead
016771 | 3240 N ROOSEVELT BLVD |  | Polytube | Yes |  | 2023-05-04 |  | Copper | 1965 | Yes |  | 2023-05-04 |  | Non-lead
016772 | 34 BAMBOO TERR |  | Polytube | Yes |  | 2024-06-03 |  | PVC | 1966 | Yes |  | 2024-06-03 |  | Non-lead
016773 | 32 BAMBOO TER |  | Polytube | Yes |  | 2022-05-04 |  | Copper | 1965 | Yes |  | 2022-05-04 |  | Non-lead
016774 | 3212 N ROOSEVELT BLVD |  | Polytube | Yes |  | 2022-05-19 |  | Copper | 1965 | Yes |  | 2022-05-19 |  | Non-lead
016775 | 28139 DOROTHY AVE |  | Polytube | Yes |  | 2024-06-20 |  | PVC | 1970 | Yes |  | 2024-06-20 |  | Non-lead
016777 | 218 BUTTONWOOD AVE |  | Unknown, Non-Lead | Yes |  | 2020-01-09 |  | PVC | 1988 | Yes |  | 2020-01-09 |  | Non-lead
016778 | 6 CINDY PLACE |  | Polytube | Yes |  | 2023-11-07 |  | PVC | 1960 | Yes |  | 2023-11-07 |  | Non-lead
016782 | 193 W AVE A |  | Polytube | Yes |  | 2023-02-01 |  | PVC | 1974 | Yes |  | 2023-02-01 |  | Non-lead
016783 | 419 COLLINS ST |  | Polytube | Yes |  | 2022-10-31 |  | PVC | 1966 | Yes |  | 2022-10-31 |  | Non-lead
016784 | 553 PALM DR |  | Polytube | Yes |  | 2023-01-26 |  | Copper | 1966 | Yes |  | 2023-01-26 |  | Non-lead
016785 | 542 PALM DR |  | Polytube | Yes |  | 2023-12-07 |  | PVC | 1958 | Yes |  | 2023-12-07 |  | Non-lead
016786 | 120 E SHORE DR |  | Polytube | Yes |  | 2022-05-23 |  | PVC | 1966 | Yes |  | 2022-05-23 |  | Non-lead
016787 | 139 OJIBWAY AVE |  | Polytube | Yes |  | 2022-06-03 |  | PVC | 1966 | Yes |  | 2022-06-03 |  | Non-lead
016788 | 177 OCEAN SHORES DR |  | Polytube | Yes |  | 2023-02-01 |  | PVC | 1968 | Yes |  | 2023-02-01 |  | Non-lead
016789 | 158 SECOND CT |  | Polytube | Yes |  | 2023-01-05 |  | PVC | 1955 | Yes |  | 2023-01-05 |  | Non-lead
016790 | 133 W AVE A |  | Unknown, Non-Lead | No |  |  |  | Unknown, Non-Lead | 1988 | No |  |  |  | Non-lead
016791 | 131 FIRST CT |  | Polytube | Yes |  | 2023-01-05 |  | PVC | 1974 | Yes |  | 2023-01-05 |  | Non-lead
016792 | 164 W AVE C |  | Polytube | Yes |  | 2022-07-29 |  | PVC | 1968 | Yes |  | 2022-07-29 |  | Non-lead
016793 | 1547 4TH ST |  | Polytube | Yes |  | 2023-04-24 |  | PVC | 1963 | Yes |  | 2023-04-24 |  | Non-lead
016794 | APT 103 915 FORT ST |  | Unknown, Non-Lead | No |  |  |  | Unknown, Non-Lead | 2010 | No |  |  |  | Non-lead
016795 | 36 BAMBOO TERR |  | Polytube | Yes |  | 2022-05-06 |  | Polytube | 1967 | Yes |  | 2022-05-06 |  | Non-Lead
016796 | APT 102 915 FORT ST |  | Unknown, Non-Lead | Yes |  | 2024-02-05 |  | Unknown, Non-Lead | 2010 | Yes |  | 2024-02-05 |  | Non-lead
016797 | 1543 4TH ST |  | Polytube | Yes |  | 2023-04-24 |  | PVC | 1965 | Yes |  | 2023-04-24 |  | Non-lead
016798 | 138 AIRSTREAM LN |  | Polytube | Yes |  | 2022-06-08 |  | PVC | 1971 | Yes |  | 2022-06-08 |  | Non-lead
016799 | 88665 OVERSEAS HWY |  | Polytube | Yes |  | 2022-06-14 |  | PVC | 1963 | Yes |  | 2022-06-14 |  | Non-lead
016800 | 391 PALM DR |  | Polytube | Yes |  | 2022-06-28 |  | PVC | 1969 | Yes |  | 2022-06-28 |  | Non-lead
016801 | UNIT 17 5031 5TH AVE |  | Polytube | Yes |  | 2024-01-03 |  | PVC |  | Yes |  | 2024-01-03 |  | Non-lead
016802 | UNIT 18 5031 5TH AVE |  | Polytube | Yes |  | 2024-05-30 |  | PVC |  | Yes |  | 2024-05-30 |  | Non-lead
016803 | UNIT 19 5031 5TH AVE |  | Polytube | Yes |  | 2022-05-25 |  | Polytube |  | Yes |  | 2022-05-25 |  | Non-lead
016804 | LOT A20 5031 5TH AVE |  | Unknown, Non-Lead | No |  |  |  | No Piping | Vacant | No |  |  |  | Non-lead
016805 | LOT A21 5031 5TH AVE |  | Unknown, Non-Lead | No |  |  |  | No Piping | Vacant | No |  |  |  | Non-lead
016806 | APT 1 1620 BERTHA ST |  | Polytube | Yes |  | 2022-09-22 |  | Copper | 1966 | Yes |  | 2022-09-22 |  | Non-lead
016807 | UNIT 16 5031 5TH AVE |  | Polytube | Yes |  | 2022-11-22 |  | Polytube |  | Yes |  | 2022-11-22 |  | Non-lead
016808 | . BOCA CHICA AREA 2 |  | Unknown, Non-Lead | Yes |  | 2022-08-17 |  | No Piping | Vacant | Yes |  | 2022-08-17 |  | Non-lead
016809 | 20 BAMBOO TERR |  | Polytube | Yes |  | 2022-05-02 |  | Copper | 1965 | Yes |  | 2022-05-02 |  | Non-lead
016810 | 1110 17TH ST |  | Polytube | Yes |  | 2022-06-16 |  | PVC | 1965 | Yes |  | 2022-06-16 |  | Non-lead
016811 | 1021 17TH ST |  | Polytube | Yes |  | 2022-08-18 |  | Copper | 1965 | Yes |  | 2022-08-18 |  | Non-lead
016812 | 3218 N ROOSEVELT BLVD |  | Polytube | Yes |  | 2023-05-04 |  | Copper | 1965 | Yes |  | 2023-05-04 |  | Non-lead
016813 | 3326 N ROOSEVELT BLVD |  | Polytube | Yes |  | 2023-08-23 |  | PVC | 1965 | Yes |  | 2023-08-23 |  | Non-lead
016814 | 7 N CONCH AVE |  | Polytube | Yes |  | 2022-05-04 |  | PVC | 1967 | Yes |  | 2022-05-04 |  | Non-lead
016817 | UNIT B 15 E CIRCLE DR |  | Polytube | Yes |  | 2023-05-23 |  | PVC | 1966 | Yes |  | 2023-05-23 |  | Non-lead
016818 | UNIT A 15 E CIRCLE DR |  | Polytube | Yes |  | 2023-12-01 |  | PVC | 1966 | Yes |  | 2023-12-01 |  | Non-lead
016819 | 25 1ST ST |  | Unknown, Non-Lead | No |  |  |  | Unknown, Non-Lead | 1996 | No |  |  |  | Non-lead
016820 | 3302 N ROOSEVELT BLVD |  | Polytube | Yes |  | 2023-05-04 |  | Copper | 1965 | Yes |  | 2023-05-04 |  | Non-lead
016821 | #2 72 CRUICKSHANK APT LN |  | Unknown, Non-Lead | Yes |  | 2020-08-26 |  | PVC | 2007 | Yes |  | 2020-08-26 |  | Non-lead
016822 | 783 DIANE AVE |  | Polytube | Yes |  | 2023-01-25 |  | PVC | 1963 | Yes |  | 2023-01-25 |  | Non-lead
016823 | A50 8TH AVE |  | Polytube | Yes |  | 2023-03-08 |  | PVC | 1980 | Yes |  | 2023-03-08 |  | Non-lead
016824 | 77280 OVERSEAS HWY |  | Polytube | Yes |  | 2022-05-23 |  | PVC | 1966 | Yes |  | 2022-05-23 |  | Non-lead
016825 | 123 PALO DE ORO DR |  | Polytube | Yes |  | 2024-06-20 |  | PVC | 1980 | Yes |  | 2024-06-20 |  | Non-lead
016826 | 1529 SUNRISE DR |  | Polytube | Yes |  | 2023-03-15 |  | PVC | 1967 | Yes |  | 2023-03-15 |  | Non-lead
016828 | 30137 POINCIANA RD |  | Polytube | Yes |  | 2022-11-30 |  | PVC | 1958 | Yes |  | 2022-11-30 |  | Non-lead
016829 | 724 90TH OCEAN ST |  | Polytube | Yes |  | 2023-07-25 |  | PVC | 2010 | Yes |  | 2023-07-25 |  | Non-lead
016830 | OCEAN 730 90TH ST |  | Unknown, Non-Lead | Yes |  | 2023-12-15 |  | Unknown, Non-Lead | 2010 | Yes |  | 2023-12-15 |  | Non-lead
016831 | 740 90TH OCEAN ST |  | Unknown, Non-Lead | Yes |  | 2019-05-10 |  | PVC | 2021 | Yes |  | 2019-05-10 |  | Non-lead
016832 | 750 90TH St |  | Unknown, Non-Lead | Yes |  | 2020-06-19 |  | PVC | 2021 | Yes |  | 2020-06-19 |  | Non-lead
016833 | APT 104 915 FORT ST |  | Unknown, Non-Lead | Yes |  | 2019-05-31 |  | Unknown, Non-Lead | 2010 | Yes |  | 2019-05-31 |  | Non-lead
016834 | B 300 66TH ST |  | Polytube | Yes |  | 2023-10-13 |  | PVC | 1967 | Yes |  | 2023-10-13 |  | Non-lead
016835 | 662 JAMES AVE |  | Polytube | Yes |  | 2023-01-10 |  | PVC | 1987 | Yes |  | 2023-01-10 |  | Non-lead
016836 | 31253 HIBISCUS DR |  | Polytube | Yes |  | 2022-11-14 |  | PVC | 1968 | Yes |  | 2022-11-14 |  | Non-lead
016837 | 910 81ST OCEAN ST |  | Polytube | Yes |  | 2023-01-12 |  | PVC | 1970 | Yes |  | 2023-01-12 |  | Non-lead
016838 | OCEAN 444 91ST ST |  | Polytube | Yes |  | 2023-01-25 |  | PVC | 1964 | Yes |  | 2023-01-25 |  | Non-lead
016839 | 163 CASA COURT DR |  | Polytube | Yes |  | 2022-07-20 |  | PVC | 1987 | Yes |  | 2022-07-20 |  | Non-lead
016840 | 562 AVE A |  | Polytube | Yes |  | 2022-10-17 |  | PVC | 1962 | Yes |  | 2022-10-17 |  | Non-lead
016841 | 5324 3RD AVE |  | Polytube | Yes |  | 2023-03-10 |  | PVC | 1958 | Yes |  | 2023-03-10 |  | Non-lead
016842 | 1341 TROPICAL ST |  | Polytube | Yes |  | 2023-03-17 |  | PVC | 1967 | Yes |  | 2023-03-17 |  | Non-lead
016843 | 56 KEY HAVEN RD |  | Polytube | Yes |  | 2022-11-07 |  | PVC | 1966 | Yes |  | 2022-11-07 |  | Non-lead
016844 | APT A 1421 GRINNELL ST |  | Polytube | Yes |  | 2022-10-18 |  | Copper | 1967 | Yes |  | 2022-10-18 |  | Non-lead
016845 | 1000 17TH ST |  | Polytube | Yes |  | 2022-06-16 |  | PVC | 1968 | Yes |  | 2022-06-16 |  | Non-lead
016846 | 1109 17TH ST |  | Polytube | Yes |  | 2022-05-12 |  | Copper | 1965 | Yes |  | 2022-05-12 |  | Non-lead
016847 | 30887 ORTEGA LN |  | Polytube | Yes |  | 2024-08-09 |  | PVC | 1968 | Yes |  | 2024-08-09 |  | Non-lead
016848 | APT D 1421 GRINNELL ST |  | PVC | Yes |  | 2022-11-10 |  | PVC | 1967 | Yes |  | 2022-11-10 |  | Non-lead
016849 | APT B 1421 GRINNELL ST |  | Polytube | Yes |  | 2022-10-18 |  | PVC | 1967 | Yes |  | 2022-10-18 |  | Non-lead
016850 | APT C 1421 GRINNELL ST |  | Polytube | Yes |  | 2022-10-18 |  | Copper | 1967 | Yes |  | 2022-10-18 |  | Non-lead
016851 | B44 9TH AVE |  | Polytube | Yes |  | 2024-08-29 |  | PVC | 1972 | Yes |  | 2024-08-29 |  | Non-lead
016852 | 1111 EATON ST |  | Polytube | Yes |  | 2023-04-24 |  | PVC | 1964 | Yes |  | 2023-04-24 |  | Non-lead
016855 | B17 8TH AVE |  | Unknown, Non-Lead | No |  |  |  | Unknown, Non-Lead | 2004 | No |  |  |  | Non-lead
016856 | 5410 3RD AVE |  | Polytube | Yes |  | 2022-07-25 |  | PVC |  | Yes |  | 2022-07-25 |  | Non-lead
016857 | B49 9TH AVE |  | Polytube | Yes |  | 2023-03-08 |  | PVC | 1971 | Yes |  | 2023-03-08 |  | Non-lead
016858 | 1136 W SHORE DR |  | Polytube | Yes |  | 2023-10-18 |  | PVC | 1966 | Yes |  | 2023-10-18 |  | Non-lead
016859 | 29011 IRIS DR |  | Polytube | Yes |  | 2020-03-18 |  | Copper | 1963 | Yes |  | 2020-03-18 |  | Non-lead
016860 | 3720 SUNRISE LN |  | Polytube | Yes |  | 2022-05-25 |  | PVC | 1963 | Yes |  | 2022-05-25 |  | Non-lead
016862 | B37 9TH AVE |  | Polytube | Yes |  | 2022-11-18 |  | PVC | 1973 | Yes |  | 2022-11-18 |  | Non-lead
016863 | B46 9TH AVE |  | Polytube | Yes |  | 2024-06-14 |  | PVC | 1976 | Yes |  | 2024-06-14 |  | Non-lead
016864 | B18 8TH AVE |  | Polytube | Yes |  | 2023-03-08 |  | PVC | 1972 | Yes |  | 2023-03-08 |  | Non-lead
016865 | B48 9TH AVE |  | Polytube | Yes |  | 2023-03-10 |  | PVC | 1971 | Yes |  | 2023-03-10 |  | Non-lead
016866 | B25 8TH AVE |  | Polytube | Yes |  | 2023-03-10 |  | PVC | 1972 | Yes |  | 2023-03-10 |  | Non-lead
016867 | B22 8TH AVE |  | Unknown, Non-Lead | No |  |  |  | Unknown, Non-Lead | 2006 | No |  |  |  | Non-lead
016868 | 218 SHORE AVE |  | Polytube | Yes |  | 2024-02-27 |  | PVC | 1969 | Yes |  | 2024-02-27 |  | Non-lead
016869 | APT 1 1904 HARRIS AVE |  | PVC | Yes |  | 2023-04-26 |  | PVC | 1953 | Yes |  | 2023-04-26 |  | Non-lead
016870 | APT 2 1904 HARRIS AVE |  | PVC | Yes |  | 2023-04-26 |  | PVC | 1953 | Yes |  | 2023-04-26 |  | Non-lead
016871 | APT 3 1904 HARRIS AVE |  | PVC | Yes |  | 2023-04-26 |  | PVC | 1953 | Yes |  | 2023-04-26 |  | Non-lead
016872 | 1904 HARRIS AVE APT 4 |  | PVC | Yes |  | 2023-04-26 |  | PVC | 1953 | Yes |  | 2023-04-26 |  | Non-lead
016873 | 5404 3RD AVE |  | Unknown, Non-Lead | Yes |  | 2018-03-02 |  | PVC | 1988 | Yes |  | 2018-03-02 |  | Non-lead
016874 | B45 9TH AVE |  | Polytube | Yes |  | 2024-04-26 |  | PVC | 1972 | Yes |  | 2024-04-26 |  | Non-lead
016875 | B47 9TH AVE |  | Polytube | Yes |  | 2022-10-31 |  | Polytube | 1976 | Yes |  | 2022-10-31 |  | Non-lead
016876 | #1 716 SOUTH ST |  | Polytube | Yes |  | 2023-04-25 |  | PVC | 1948 | Yes |  | 2023-04-25 |  | Non-lead
016877 | APT 1 2616 PATTERSON AVE |  | Unknown | Yes |  | 2023-05-04 |  | PVC | 1963 | Yes |  | 2023-05-04 |  | Lead Status Unknown
016878 | APT 2 2616 PATTERSON AVE |  | Unknown | Yes |  | 2023-05-04 |  | PVC | 1963 | Yes |  | 2023-05-04 |  | Lead Status Unknown
016879 | APT 3 2616 PATTERSON AVE |  | Unknown | Yes |  | 2023-03-16 |  | PVC | 1963 | Yes |  | 2023-03-16 |  | Lead Status Unknown
016880 | APT 4 2616 PATTERSON AVE |  | PVC | Yes |  | 2023-05-04 |  | Unknown | 1963 | Yes |  | 2023-05-04 |  | Lead Status Unknown
016881 | 11 BAMBOO TERR |  | Polytube | Yes |  | 2022-05-06 |  | PVC | 1966 | Yes |  | 2022-05-06 |  | Non-lead
016882 | APT 2 1045 COPPITT RD |  | Polytube | Yes |  | 2024-03-26 |  | PVC | 1958 | Yes |  | 2024-03-26 |  | Non-lead
016883 | APT A 3520 EAGLE AVE |  | Polytube | Yes |  | 2022-06-14 |  | PVC | 1953 | Yes |  | 2022-06-14 |  | Non-lead
016884 | B10 8TH AVE |  | Polytube | Yes |  | 2023-08-31 |  | PVC | 1999 | Yes |  | 2023-08-31 |  | Non-lead
016885 | 3332 N ROOSEVELT BLVD |  | Polytube | Yes |  | 2024-04-17 |  | Copper | 1965 | Yes |  | 2024-04-17 |  | Non-lead
016886 | B21 8TH AVE |  | Polytube | Yes |  | 2023-03-10 |  | PVC | 1969 | Yes |  | 2023-03-10 |  | Non-lead
016887 | B19 8TH AVE |  | Polytube | Yes |  | 2023-03-02 |  | PVC | 2002 | Yes |  | 2023-03-02 |  | Non-lead
016888 | B35 9TH AVE |  | Polytube | Yes |  | 2023-03-10 |  | PVC | 1968 | Yes |  | 2023-03-10 |  | Non-lead
016889 | B28 9TH AVE |  | Unknown, Non-Lead | Yes |  | 2021-08-30 |  | Unknown, Non-Lead | 1991 | Yes |  | 2021-08-30 |  | Non-lead
016890 | 76 GULL LN |  | Unknown, Non-Lead | No |  |  |  | Unknown, Non-Lead | 1988 | No |  |  |  | Non-lead
016891 | 106 TWEEDY PIE TERR |  | Polytube | Yes |  | 2022-09-19 |  | Copper | 1966 | Yes |  | 2022-09-19 |  | Non-Lead
016892 | 24 JUDY DR |  | Polytube | Yes |  | 2022-11-29 |  | PVC | 1962 | Yes |  | 2022-11-29 |  | Non-lead
016893 | 6 AVENUE E |  | Polytube | Yes |  | 2024-07-24 |  | PVC | 1966 | Yes |  | 2024-07-24 |  | Non-lead
016894 | 154 ARBOR LN |  | Unknown, Non-Lead | No |  |  |  | No Piping | 1981 | No |  |  |  | Non-lead
016895 | 3 JUDY PLACE |  | Unknown, Non-Lead | No |  |  |  | Unknown, Non-Lead | 2006 | No |  |  |  | Non-lead
016896 | 188 W AVENUE C |  | Polytube | Yes |  | 2022-12-13 |  | PVC | 1968 | Yes |  | 2022-12-13 |  | Non-lead
016897 | 85 THIRD CT |  | Polytube | Yes |  | 2023-05-09 |  | PVC | 1969 | Yes |  | 2023-05-09 |  | Non-lead
016898 | B40 9TH AVE |  | Polytube | Yes |  | 2022-06-28 |  | PVC | 1980 | Yes |  | 2022-06-28 |  | Non-lead
016899 | 3300 N ROOSEVELT BLVD |  | Polytube | Yes |  | 2023-05-04 |  | Copper | 1965 | Yes |  | 2023-05-04 |  | Non-lead
016900 | B20 8TH AVE |  | Polytube | Yes |  | 2024-08-26 |  | PVC | 2002 | Yes |  | 2024-08-26 |  | Non-lead
016902 | 664 JAMES AVENUE |  | Unknown, Non-Lead | Yes |  | 2020-02-27 |  | PVC | 1997 | Yes |  | 2020-02-27 |  | Non-lead
016903 | 3117 OVERSEAS HWY |  | Polytube | Yes |  | 2022-07-15 |  | PVC | 1986 | Yes |  | 2022-07-15 |  | Non-lead
016904 | 528 PINE LN |  | Polytube | Yes |  | 2023-08-24 |  | PVC | 1963 | Yes |  | 2023-08-24 |  | Non-lead
016905 | 31036 HOLLERICH DR |  | Polytube | Yes |  | 2022-11-14 |  | PVC | 1966 | Yes |  | 2022-11-14 |  | Non-lead
016907 | 424 25TH OCEAN ST |  | Polytube | Yes |  | 2022-05-17 |  | PVC | 2009 | Yes |  | 2022-05-17 |  | Non-lead
016908 | 30464 OVERSEAS HWY |  | Polytube | Yes |  | 2024-02-28 |  | PVC |  | Yes |  | 2024-02-28 |  | Non-lead
016909 | 1117 17TH ST |  | Polytube | Yes |  | 2022-05-12 |  | Copper | 1965 | Yes |  | 2022-05-12 |  | Non-lead
016910 | B38 9TH AVE |  | Unknown, Non-Lead | No |  |  |  | Unknown, Non-Lead | 1989 | No |  |  |  | Non-lead
016911 | 319 OVERSEAS HWY |  | Polytube | Yes |  | 2024-08-30 |  | Copper | 1918 | Yes |  | 2024-08-30 |  | Non-lead
016912 | A14 7TH AVE |  | Unknown, Non-Lead | Yes |  | 2020-02-03 |  | Unknown, Non-Lead | 2006 | Yes |  | 2020-02-03 |  | Non-lead
016913 | 30431 POINCIANA RD |  | Polytube | Yes |  | 2024-08-21 |  | PVC | 1963 | Yes |  | 2024-08-21 |  | Non-lead
016915 | APT 1 DOWN 909 THOMAS ST |  | Polytube | Yes |  | 2023-05-04 |  | PVC | 1976 | Yes |  | 2023-05-04 |  | Non-lead
016917 | 17046 BONITA WEST LN |  | Polytube | Yes |  | 2022-07-08 |  | PVC | 1966 | Yes |  | 2022-07-08 |  | Non-lead
016918 | 28168 JULIA AVE |  | Polytube | Yes |  | 2023-04-25 |  | PVC |  | Yes |  | 2023-04-25 |  | Non-lead
016919 | BAYSIDE 82226 OVERSEAS HWY |  | Polytube | Yes |  | 2022-07-12 |  | PVC | 1947 | Yes |  | 2022-07-12 |  | Non-lead
016920 | 182 INDIAN MOUND TR |  | Polytube | Yes |  | 2022-06-17 |  | PVC | 2020 | Yes |  | 2022-06-17 |  | Non-lead
016921 | LAUNDRY STAR 84001 OVERSEAS HWY |  | PVC | Yes |  | 2022-06-28 |  | PVC | 1968 | Yes |  | 2022-06-28 |  | Non-lead
016923 | 200 AVE G |  | Polytube | Yes |  | 2023-07-05 |  | PVC | 1970 | Yes |  | 2023-07-05 |  | Non-lead
016924 | 31433 AVENUE I |  | Unknown, Non-Lead | No |  |  |  | Unknown, Non-Lead | 2021 | No |  |  |  | Non-lead
016925 | B32 9TH AVE |  | Polytube | Yes |  | 2023-03-10 |  | PVC | 1973 | Yes |  | 2023-03-10 |  | Non-lead
016927 | KEYS MARINE LAB 68770 OVERSEAS HWY |  | Polytube | Yes |  | 2022-07-05 |  | PVC | 1979 | Yes |  | 2022-07-05 |  | Non-lead
016929 | A26 8TH AVE |  | Polytube | Yes |  | 2023-08-01 |  | PVC | 1968 | Yes |  | 2023-08-01 |  | Non-lead
016930 | 176 PLANTATION DR |  | Polytube | Yes |  | 2022-06-14 |  | PVC | 1966 | Yes |  | 2022-06-14 |  | Non-lead
016932 | LOT 01 24863 OVERSEAS HWY |  | Polytube | Yes |  | 2018-07-09 |  | PVC | 2015 | Yes |  | 2018-07-09 |  | Non-lead
016933 | LOT 13 24863 OVERSEAS HWY |  | Unknown, Non-Lead | Yes |  | 2017-08-23 |  | PVC | 2015 | Yes |  | 2017-08-23 |  | Non-lead
016934 | 3322 N ROOSEVELT BLVD |  | Polytube | Yes |  | 2022-05-19 |  | PVC | 1965 | Yes |  | 2022-05-19 |  | Non-lead
016935 | 430 GREENE ST |  | Polytube | Yes |  | 2023-05-04 |  | PVC | 1958 | Yes |  | 2023-05-04 |  | Non-lead
016936 | 28229 JULIA AVE |  | Polytube | Yes |  | 2024-06-04 |  | PVC | 1952 | Yes |  | 2024-06-04 |  | Non-lead
016937 | 28148 JULIA AVE |  | Polytube | Yes |  | 2023-01-25 |  | PVC | 1964 | Yes |  | 2023-01-25 |  | Non-lead
016938 | 28110 DOROTHY AVE |  | Polytube | Yes |  | 2022-12-16 |  | PVC | 2020 | Yes |  | 2022-12-16 |  | Non-lead
016939 | 28292 DOROTHY AVE |  | Polytube | Yes |  | 2023-01-25 |  | PVC | 1975 | Yes |  | 2023-01-25 |  | Non-lead
016940 | A25 7TH AVE |  | Unknown, Non-Lead | Yes |  | 2018-07-03 |  | Unknown, Non-Lead | 1988 | Yes |  | 2018-07-03 |  | Non-lead
016941 | 340 AVE E |  | Polytube | Yes |  | 2023-05-22 |  | PVC | 1975 | Yes |  | 2023-05-22 |  | Non-lead
016942 | A3 7TH AVE |  | Polytube | Yes |  | 2023-03-08 |  | PVC | 1977 | Yes |  | 2023-03-08 |  | Non-lead
016943 | 26945 SHANNAHAN RD |  | Polytube | Yes |  | 2024-06-28 |  | PVC | 1963 | Yes |  | 2024-06-28 |  | Non-lead
016944 | B41 9TH AVE |  | Polytube | No |  |  |  | PVC | 1980 | No |  |  |  | Non-lead
016945 | 146 N INDIES DR |  | Polytube | Yes |  | 2022-10-22 |  | PVC | 1973 | Yes |  | 2022-10-22 |  | Non-lead
016946 | 171 PLANTATION AVE |  | Polytube | Yes |  | 2022-06-09 |  | PVC | 1968 | Yes |  | 2022-06-09 |  | Non-lead
016947 | 134 AIRSTREAM LN |  | Unknown, Non-Lead | Yes |  | 2018-04-03 |  | Unknown, Non-Lead | 2006 | Yes |  | 2018-04-03 |  | Non-lead
016950 | B42 9TH AVE |  | Polytube | Yes |  | 2023-03-10 |  | PVC | 1983 | Yes |  | 2023-03-10 |  | Non-lead
016951 | 28178 JULIA AVE |  | Polytube | Yes |  | 2024-06-04 |  | PVC | 1966 | Yes |  | 2024-06-04 |  | Non-lead
016952 | 1125 82ND OCEAN ST |  | Unknown, Non-Lead | Yes |  | 2024-03-28 |  | PVC | 2005 | Yes |  | 2024-03-28 |  | Non-lead
016953 | 755 W OCEAN DR |  | Polytube | Yes |  | 2024-02-07 |  | PVC | 1967 | Yes |  | 2024-02-07 |  | Non-lead
016954 | 1051 82ND OCEAN ST |  | Unknown, Non-Lead | Yes |  | 2022-03-02 |  | Unknown, Non-Lead | 2019 | Yes |  | 2022-03-02 |  | Non-lead
016955 | 468 81ST OCEAN ST |  | Polytube | Yes |  | 2021-10-13 |  | PVC | 1974 | Yes |  | 2021-10-13 |  | Non-lead
016956 | 705 26TH OCEAN ST |  | Polytube | Yes |  | 2023-01-11 |  | PVC | 1969 | Yes |  | 2023-01-11 |  | Non-lead
016957 | 240 12TH ST |  | Polytube | Yes |  | 2023-10-25 |  | PVC | 1966 | Yes |  | 2023-10-25 |  | Non-lead
016958 | 19 N CONCH AVE |  | Polytube | Yes |  | 2024-09-06 |  | PVC | 1972 | Yes |  | 2024-09-06 |  | Non-lead
016959 | A4 7TH AVE |  | Polytube | Yes |  | 2024-02-05 |  | PVC | 1977 | Yes |  | 2024-02-05 |  | Non-lead
016960 | LOCATION WHITEHEAD GREEN CLINTON PLACE TRIANGLE |  | Polytube | Yes |  | 2024-09-06 |  | PVC |  | Yes |  | 2024-09-06 |  | Non-lead
016961 | A43 8TH AVE |  | Polytube | Yes |  | 2023-03-02 |  | PVC | 1996 | Yes |  | 2023-03-02 |  | Non-lead
016962 | A19 7TH AVE |  | Polytube | Yes |  | 2023-01-25 |  | PVC | 1982 | Yes |  | 2023-01-25 |  | Non-lead
016963 | 3300 N ROOSEVELT BLVD |  | Polytube | Yes |  | 2023-05-04 |  | Copper | 1965 | Yes |  | 2023-05-04 |  | Non-lead
016965 | A17 7TH AVE |  | Polytube | Yes |  | 2023-05-25 |  | PVC | 1980 | Yes |  | 2023-05-25 |  | Non-lead
016966 | 5580 1ST AVE |  | Unknown, Non-Lead | No |  |  |  | Unknown, Non-Lead | 2004 | No |  |  |  | Non-lead
016967 | 31012 AVENUE D |  | Unknown, Non-Lead | Yes |  | 2017-11-14 |  | Unknown, Non-Lead | 2007 | Yes |  | 2017-11-14 |  | Non-lead
016968 | 31020 D AVE |  | Unknown, Non-Lead | Yes |  | 2018-04-26 |  | Unknown, Non-Lead | 2006 | Yes |  | 2018-04-26 |  | Non-lead
016969 | B24 8TH AVE |  | Polytube | Yes |  | 2023-03-10 |  | PVC | 1986 | Yes |  | 2023-03-10 |  | Non-lead
016970 | 3733 PALMETTO ST |  | Polytube | Yes |  | 2023-01-11 |  | PVC | 1966 | Yes |  | 2023-01-11 |  | Non-lead
016971 | 1680 HELEN ST |  | Polytube | Yes |  | 2022-11-17 |  | PVC | 1966 | Yes |  | 2022-11-17 |  | Non-lead
016973 | A24 7TH AVE |  | Polytube | Yes |  | 2024-06-26 |  | PVC | 1966 | Yes |  | 2024-06-26 |  | Non-lead
016974 | 11 DELEON AVE |  | Polytube | Yes |  | 2022-07-11 |  | PVC | 1952 | Yes |  | 2022-07-11 |  | Non-lead
016975 | A22 7TH AVE |  | Polytube | Yes |  | 2023-03-08 |  | PVC | 1966 | Yes |  | 2023-03-08 |  | Non-lead
016976 | A15 7TH AVE |  | Polytube | Yes |  | 2022-07-29 |  | PVC | 1969 | Yes |  | 2022-07-29 |  | Non-lead
016977 | 140 PALO DE ORO DR |  | Polytube | Yes |  | 2022-06-08 |  | PVC | 1966 | Yes |  | 2022-06-08 |  | Non-lead
016978 | APT 2 820 WASHINGTON ST |  | PVC | Yes |  | 2023-04-24 |  | PVC | 1966 | Yes |  | 2023-04-24 |  | Non-lead
016979 | 28211 DOROTHY AVE |  | Polytube | Yes |  | 2024-06-05 |  | PVC | 1956 | Yes |  | 2024-06-05 |  | Non-lead
016980 | 3228 N ROOSEVELT BLVD |  | Polytube | Yes |  | 2023-09-26 |  | Copper | 1965 | Yes |  | 2023-09-26 |  | Non-lead
016981 | 300 BUTTONWOOD SHORES DR |  | Polytube | Yes |  | 2022-12-12 |  | PVC | 1966 | Yes |  | 2022-12-12 |  | Non-lead
016982 | 21 N ROSE PL |  | Polytube | Yes |  | 2022-12-07 |  | PVC | 1981 | Yes |  | 2022-12-07 |  | Non-lead
016983 | 626 ISLAND DR |  | Polytube | Yes |  | 2022-10-13 |  | PVC | 1966 | Yes |  | 2022-10-13 |  | Non-lead
016984 | 112 TWEEDY PIE TER |  | Polytube | Yes |  | 2022-09-19 |  | PVC | 1967 | Yes |  | 2022-09-19 |  | Non-lead
016985 | A 34 AVENUE |  | Polytube | Yes |  | 2023-01-05 |  | PVC | 1955 | Yes |  | 2023-01-05 |  | Non-lead
016986 | 124 BUTTONWOOD AVE |  | Polytube | Yes |  | 2022-12-12 |  | PVC | 1974 | Yes |  | 2022-12-12 |  | Non-lead
016987 | 185 GULL LN |  | Unknown, Non-Lead | Yes |  | 2019-10-11 |  | PVC | 1990 | Yes |  | 2019-10-11 |  | Non-lead
016988 | 31 CORRINE PL |  | Polytube | Yes |  | 2024-07-24 |  | PVC | 1990 | Yes |  | 2024-07-24 |  | Non-lead
016989 | 14 JUDY PL |  | Polytube | Yes |  | 2022-11-28 |  | PVC | 1973 | Yes |  | 2022-11-28 |  | Non-lead
016990 | 325 LITTLE MISS MUFF |  | Polytube | Yes |  | 2022-09-19 |  | PVC | 1972 | Yes |  | 2022-09-19 |  | Non-lead
016991 | 589 POWELL AVE |  | Polytube | Yes |  | 2024-05-06 |  | PVC | 1966 | Yes |  | 2024-05-06 |  | Non-lead
016992 | A49 8TH AVE |  | Polytube | Yes |  | 2022-11-22 |  | PVC | 1970 | Yes |  | 2022-11-22 |  | Non-lead
016993 | #2 716 SOUTH ST |  | Polytube | Yes |  | 2024-06-13 |  | PVC | 1948 | Yes |  | 2024-06-13 |  | Non-lead
016994 | UNIT 3 714 SOUTH ST |  | Polytube | Yes |  | 2024-03-20 |  | PVC | 1968 | Yes |  | 2024-03-20 |  | Non-lead
016995 | #4 716 SOUTH ST |  | Polytube | Yes |  | 2023-04-25 |  | PVC | 1948 | Yes |  | 2023-04-25 |  | Non-lead
016996 | A23 7TH AVE |  | Polytube | Yes |  | 2023-03-08 |  | PVC | 1979 | Yes |  | 2023-03-08 |  | Non-lead
016997 | B29 9TH AVE |  | Polytube | Yes |  | 2023-10-17 |  | PVC | 1971 | Yes |  | 2023-10-17 |  | Non-lead
017002 | 3214 N ROOSEVELT BLVD |  | Polytube | Yes |  | 2022-05-19 |  | PVC | 1965 | Yes |  | 2022-05-19 |  | Non-lead
017003 | KW INTERNATIONAL |  | Polytube | Yes |  | 2022-07-15 |  | Copper | 1862 | Yes |  | 2022-07-15 |  | Non-lead
017005 | 28 BAMBOO TERR |  | Polytube | Yes |  | 2022-05-02 |  | PVC | 1966 | Yes |  | 2022-05-02 |  | Non-lead
017006 | 6 BAMBOO TERR |  | Polytube | Yes |  | 2023-11-28 |  | Copper | 1966 | Yes |  | 2023-11-28 |  | Non-lead
017007 | 30 BAMBOO TER |  | Polytube | Yes |  | 2022-05-06 |  | Copper | 1966 | Yes |  | 2022-05-06 |  | Non-lead
017008 | 25013 CENTER ST |  | Polytube | Yes |  | 2023-04-24 |  | PVC | 1966 | Yes |  | 2023-04-24 |  | Non-lead
017009 | 1580 52ND GULF ST |  | Polytube | Yes |  | 2023-06-09 |  | PVC | 1966 | Yes |  | 2023-06-09 |  | Non-lead
017010 | 360 1ST ST |  | Polytube | Yes |  | 2022-10-22 |  | Unknown | 1966 | Yes |  | 2022-10-22 |  | Lead Status Unknown
017011 | 69 CORAL LN |  | Polytube | Yes |  | 2022-11-18 |  | PVC | 1966 | Yes |  | 2022-11-18 |  | Non-lead
017012 | 67 CORAL LN |  | Polytube | Yes |  | 2022-10-22 |  | PVC | 1966 | Yes |  | 2022-10-22 |  | Non-lead
017013 | 660 JAMES AVE |  | Polytube | Yes |  | 2023-08-02 |  | PVC | 1987 | Yes |  | 2023-08-02 |  | Non-lead
017014 | APT 1 DOWN 710 WHITMARSH LN |  | Polytube | Yes |  | 2023-03-15 |  | PVC | 1953 | Yes |  | 2023-03-15 |  | Non-lead
017015 | L 1&2 28130 GATO RD |  | Polytube | Yes |  | 2024-06-04 |  | PVC | 1979 | Yes |  | 2024-06-04 |  | Non-lead
017017 | APT B 1510 BERTHA ST |  | Polytube | Yes |  | 2023-01-11 |  | Copper | 1967 | Yes |  | 2023-01-11 |  | Non-lead
017018 | #A 1510 BERTHA ST |  | Polytube | Yes |  | 2022-09-22 |  | Copper | 1967 | Yes |  | 2022-09-22 |  | Non-lead
017019 | 1512 BERTHA ST |  | Polytube | Yes |  | 2022-09-22 |  | Copper | 1967 | Yes |  | 2022-09-22 |  | Non-lead
017020 | 1514 BERTHA ST |  | Polytube | Yes |  | 2023-09-13 |  | PVC | 1967 | Yes |  | 2023-09-13 |  | Non-lead
017021 | 2616 HARRIS AVE |  | Polytube | Yes |  | 2022-06-17 |  | Polytube | 1967 | Yes |  | 2022-06-17 |  | Non-lead
017022 | 20 ALLAMANDA AVE |  | Polytube | Yes |  | 2022-05-04 |  | Copper | 1967 | Yes |  | 2022-05-04 |  | Non-lead
017023 | 19 KEY HAVEN TERR |  | Polytube | Yes |  | 2023-06-16 |  | Copper | 1964 | Yes |  | 2023-06-16 |  | Non-lead
017025 | 3316 N ROOSEVELT BLVD |  | Polytube | Yes |  | 2023-11-29 |  | Copper | 1965 | Yes |  | 2023-11-29 |  | Non-lead
017027 | 618 CAROLINE FRNT ST |  | Unknown, Non-Lead | Yes |  | 2023-05-04 |  | No Piping | 1933 | Yes |  | 2023-05-04 |  | Non-lead
017028 | 618 CAROLINE FRNT HO ST |  | Unknown, Non-Lead | Yes |  | 2023-05-04 |  | No Piping | 1933 | Yes |  | 2023-05-04 |  | Non-lead
017029 | #3 70 CRUICKSHANK |  | Unknown, Non-Lead | Yes |  | 2020-08-26 |  | Unknown, Non-Lead | 2007 | Yes |  | 2020-08-26 |  | Non-lead
017030 | UNIT 2 1620 BERTHA ST |  | Polytube | Yes |  | 2022-09-22 |  | Copper | 1966 | Yes |  | 2022-09-22 |  | Non-lead
017031 | B30 9TH AVE |  | Polytube | Yes |  | 2023-03-10 |  | PVC | 1976 | Yes |  | 2023-03-10 |  | Non-lead
017032 | APT 03 1620 BERTHA ST |  | Polytube | Yes |  | 2022-09-22 |  | Copper | 1966 | Yes |  | 2022-09-22 |  | Non-lead
017033 | APT 4 1620 BERTHA ST |  | Polytube | Yes |  | 2022-07-18 |  | PVC | 1966 | Yes |  | 2022-07-18 |  | Non-lead
017034 | APT 1 1624 BERTHA ST |  | Polytube | Yes |  | 2022-09-22 |  | PVC | 1966 | Yes |  | 2022-09-22 |  | Non-lead
017035 | APT 2 1624 BERTHA ST |  | Polytube | Yes |  | 2022-09-22 |  | PVC | 1966 | Yes |  | 2022-09-22 |  | Non-lead
017036 | APT 3 1624 BERTHA ST |  | Polytube | Yes |  | 2022-09-22 |  | PVC | 1966 | Yes |  | 2022-09-22 |  | Non-lead
017037 | UNIT 4 1624 BERTHA ST |  | Polytube | Yes |  | 2022-09-22 |  | PVC | 1966 | Yes |  | 2022-09-22 |  | Non-lead
017038 | SEARSTOWN LAWN 3300 N ROOSEVELT BLVD |  | Polytube | Yes |  | 2023-05-04 |  | Copper | 1965 | Yes |  | 2023-05-04 |  | Non-lead
017039 | A48 8TH AVE |  | Polytube | Yes |  | 2023-03-10 |  | PVC | 1970 | Yes |  | 2023-03-10 |  | Non-lead
017041 | 27 N CONCH KEY |  | Polytube | Yes |  | 2023-12-08 |  | Polytube | 1972 | Yes |  | 2023-12-08 |  | Non-lead
017043 | A39 8TH AVE |  | Unknown, Non-Lead | Yes |  | 2024-09-24 |  | Unknown, Non-Lead | 1999 | Yes |  | 2024-09-24 |  | Non-lead
017044 | A21 7TH AVE |  | Polytube | Yes |  | 2023-09-01 |  | PVC | 1966 | Yes |  | 2023-09-01 |  | Non-lead
017045 | B27 9TH AVE |  | Polytube | Yes |  | 2023-03-10 |  | PVC | 1977 | Yes |  | 2023-03-10 |  | Non-lead
017047 | APT 2 (main house) 1304 ELIZA ST |  | Polytube | Yes |  | 2022-10-06 |  | PVC | 1934 | Yes |  | 2022-10-06 |  | Non-lead
017049 | B26 9TH AVE |  | Unknown, Non-Lead | No |  |  |  | Unknown, Non-Lead | 1989 | No |  |  |  | Non-lead
017050 | APT 1 1714 BERTHA ST |  | Polytube | Yes |  | 2024-01-31 |  | PVC | 1969 | Yes |  | 2024-01-31 |  | Non-lead
017051 | 1024 THOMAS ST |  | Polytube | Yes |  | 2023-01-10 |  | PVC | 1969 | Yes |  | 2023-01-10 |  | Non-lead
017052 | 1209 17TH ST |  | Polytube | Yes |  | 2022-05-12 |  | PVC | 1963 | Yes |  | 2022-05-12 |  | Non-lead
017053 | 1009 17TH ST |  | Polytube | Yes |  | 2023-08-22 |  | PVC | 1968 | Yes |  | 2023-08-22 |  | Non-lead
017054 | 31381 I AVE |  | Polytube | Yes |  | 2022-11-09 |  | PVC | 1962 | Yes |  | 2022-11-09 |  | Non-lead
017055 | A7 7TH AVE |  | Unknown, Non-Lead | Yes |  | 2019-12-11 |  | Unknown, Non-Lead | 2006 | Yes |  | 2019-12-11 |  | Non-lead
017056 | B39 9TH AVE |  | Polytube | Yes |  | 2023-03-10 |  | PVC | 1982 | Yes |  | 2023-03-10 |  | Non-lead
017057 | 1309 PETRONIA ST |  | Copper | Yes |  | 2022-09-19 |  | PVC | 1943 | Yes |  | 2022-09-19 |  | Non-lead
017058 | 28212 DOROTHY AVE |  | Unknown, Non-Lead | Yes |  | 2024-06-05 |  | PVC | 2020 | Yes |  | 2024-06-05 |  | Non-lead
017059 | 28232 DOROTHY AVE |  | Polytube | Yes |  | 2022-05-27 |  | PVC | 1986 | Yes |  | 2022-05-27 |  | Non-lead
017060 | 28272 DOROTHY AVE |  | Polytube | Yes |  | 2024-06-04 |  | PVC | 1965 | Yes |  | 2024-06-04 |  | Non-lead
017061 | A6 7TH AVE |  | Polytube | Yes |  | 2023-03-08 |  | PVC | 1979 | Yes |  | 2023-03-08 |  | Non-lead
017062 | A20 7TH AVE |  | Polytube | Yes |  | 2023-03-08 |  | PVC | 1982 | Yes |  | 2023-03-08 |  | Non-lead
017063 | APT 1 321 AVE E |  | Polytube | Yes |  | 2022-12-27 |  | PVC | 1966 | Yes |  | 2022-12-27 |  | Non-lead
017064 | A11 7TH AVE |  | Polytube | Yes |  | 2023-03-08 |  | PVC | 1965 | Yes |  | 2023-03-08 |  | Non-lead
017065 | 239 PLANTATION AVE |  | Unknown, Non-Lead | Yes |  | 2022-06-09 |  | PVC | 1966 | Yes |  | 2022-07-19 |  | Non-lead
017066 | COTTAGE 115 E CARROLL ST |  | Polytube | Yes |  | 2022-06-27 |  | PVC | 1955 | Yes |  | 2022-06-27 |  | Non-lead
017067 | 192 PLANTATION DR |  | Polytube | Yes |  | 2022-06-14 |  | PVC | 1966 | Yes |  | 2022-06-14 |  | Non-lead
017068 | 482 W SHORE DR |  | Polytube | Yes |  | 2023-04-25 |  | PVC |  | Yes |  | 2023-04-25 |  | Non-lead
017070 | 151 SHORE DR |  | Polytube | Yes |  | 2022-07-11 |  | PVC | 1967 | Yes |  | 2022-07-11 |  | Non-lead
017071 | 744 TRINIDAD LN |  | Polytube | Yes |  | 2022-09-22 |  | PVC | 1967 | Yes |  | 2022-09-22 |  | Non-lead
017075 | B3 8TH AVE |  | Polytube | Yes |  | 2023-03-10 |  | PVC | 1963 | Yes |  | 2023-03-10 |  | Non-lead
017077 | APT C 825 EATON ST |  | PVC | Yes |  | 2023-03-06 |  | PVC | 1943 | Yes |  | 2023-03-06 |  | Non-lead
017078 | 212 PLANTATION DR |  | Polytube | Yes |  | 2023-02-16 |  | PVC | 1966 | Yes |  | 2023-02-16 |  | Non-lead
017079 | 102 SANDS LN |  | Polytube | Yes |  | 2023-05-04 |  | PVC | 1968 | Yes |  | 2023-05-04 |  | Non-lead
017080 | A18 7TH AVE |  | Polytube | Yes |  | 2023-03-08 |  | PVC | 1980 | Yes |  | 2023-03-08 |  | Non-lead
017081 | 309 LITTLE MISS MUFFET LN |  | Polytube | Yes |  | 2022-10-04 |  | PVC | 1981 | Yes |  | 2022-10-04 |  | Non-lead
017082 | 307 LITTLE MISS MUFF LN |  | Unknown, Non-Lead | Yes |  | 2019-08-27 |  | PVC | 2014 | Yes |  | 2019-08-27 |  | Non-lead
017083 | 724 SHARON PL |  | Polytube | Yes |  | 2022-12-14 |  | PVC | 1972 | Yes |  | 2022-12-14 |  | Non-lead
017084 | 7 SEXTON WAY |  | Unknown, Non-Lead | Yes |  | 2021-04-05 |  | Unknown, Non-Lead | 1999 | Yes |  | 2021-04-05 |  | Non-lead
017085 | 766 LARGO RD |  | Unknown, Non-Lead | Yes |  | 2017-08-09 |  | PVC | 2004 | Yes |  | 2017-08-09 |  | Non-lead
017086 | 8 BURLINGTON ST |  | Polytube | Yes |  | 2022-11-17 |  | PVC | 1965 | Yes |  | 2022-11-17 |  | Non-lead
017087 | 114 MARINA AVE |  | Polytube | Yes |  | 2022-11-29 |  | PVC | 1966 | Yes |  | 2022-11-29 |  | Non-lead
017088 | 5 BURLINGTON ST |  | Polytube | Yes |  | 2022-11-17 |  | PVC | 1972 | Yes |  | 2022-11-17 |  | Non-lead
017089 | 804 LARGO RD |  | Unknown, Non-Lead | Yes |  | 2018-08-09 |  | Unknown, Non-Lead | 1989 | Yes |  | 2018-08-09 |  | Non-lead
017090 | 127 STINGER RD |  | Polytube | Yes |  | 2022-05-19 |  | PVC | 1966 | Yes |  | 2022-05-19 |  | Non-lead
017091 | 13 HIBISCUS LN |  | Unknown, Non-Lead | No |  |  |  | Unknown, Non-Lead | 1999 | No |  |  |  | Non-lead
017092 | 31364 AVE J |  | Polytube | Yes |  | 2023-03-21 |  | PVC | 1980 | Yes |  | 2023-03-21 |  | Non-lead
017093 | UNIT 302A 2601 S ROOSEVELT BLVD |  | Copper | Yes |  | 2022-06-28 |  | Copper | 1967 | Yes |  | 2022-06-28 |  | Non-lead
017094 | LOT 275 1213 14TH ST |  | Polytube | Yes |  | 2022-08-19 |  | PVC | 1965 | Yes |  | 2022-08-19 |  | Non-lead
017095 | B50 9TH AVE |  | Polytube | Yes |  | 2022-12-29 |  | PVC |  | Yes |  | 2022-12-29 |  | Non-lead
017097 | A10 7TH AVE |  | Polytube | Yes |  | 2023-10-19 |  | PVC | 1970 | Yes |  | 2023-10-19 |  | Non-lead
017098 | A45 8TH AVE |  | Polytube | Yes |  | 2024-06-28 |  | PVC | 1989 | Yes |  | 2024-06-28 |  | Non-lead
017099 | 17 ARBUTUS DR |  | PVC | Yes |  | 2022-05-04 |  | Polytube | 1967 | Yes |  | 2022-05-04 |  | Non-lead
017100 | 142 AIRSTREAM LN |  | Polytube | Yes |  | 2022-06-08 |  | PVC | 2003 | Yes |  | 2022-06-08 |  | Non-lead
017101 | 235 S COCONUT PALM BLVD |  | Polytube | Yes |  | 2023-04-21 |  | PVC | 1966 | Yes |  | 2023-04-21 |  | Non-lead
017102 | 30957 EDWARD RD |  | Polytube | Yes |  | 2022-11-08 |  | PVC | 1965 | Yes |  | 2022-11-08 |  | Non-lead
017103 | 5207 DOGWOOD DELL |  | Polytube | Yes |  | 2023-05-23 |  | PVC | 1966 | Yes |  | 2023-05-23 |  | Non-lead
017104 | 144 GUAVA AVE |  | Polytube | Yes |  | 2023-06-05 |  | PVC | 1973 | Yes |  | 2023-06-05 |  | Non-lead
017105 | 3915 GULFVIEW AVE |  | Unknown | Yes |  | 2022-09-26 |  | Unknown | 1938 | Yes |  | 2022-09-26 |  | Lead Status Unknown
017106 | 10791 6TH AVE |  | Polytube | Yes |  | 2023-05-11 |  | PVC | 1971 | Yes |  | 2023-05-11 |  | Non-lead
017107 | 141 8TH ST |  | Polytube | Yes |  | 2022-10-22 |  | PVC | 1966 | Yes |  | 2022-10-22 |  | Non-lead
017108 | 133 8TH ST |  | Polytube | Yes |  | 2022-10-22 |  | PVC | 1966 | Yes |  | 2022-10-22 |  | Non-lead
017109 | 390 49TH OCEAN ST |  | Copper | Yes |  | 2022-10-20 |  | PVC | 1981 | Yes |  | 2022-10-20 |  | Non-lead
017111 | 9 BAMBOO TERR |  | Polytube | Yes |  | 2024-03-29 |  | Copper | 1966 | Yes |  | 2024-03-29 |  | Non-lead
017112 | 20 BIRCHWOOD DR |  | Polytube | Yes |  | 2022-05-06 |  | PVC | 1966 | Yes |  | 2022-05-06 |  | Non-lead
017113 | 1501 GEORGIA ST |  | Polytube | Yes |  | 2022-09-22 |  | PVC | 1968 | Yes |  | 2022-09-22 |  | Non-lead
017114 | 1287 WARNER RD |  | Polytube | Yes |  | 2024-06-04 |  | PVC | 1968 | Yes |  | 2024-06-04 |  | Non-lead
017115 | 3717 PALMETTO ST |  | Polytube | Yes |  | 2023-01-11 |  | PVC | 1966 | Yes |  | 2023-01-11 |  | Non-lead
017116 | 22874 JOLLY ROGERS RD |  | Polytube | Yes |  | 2023-07-27 |  | PVC | 1963 | Yes |  | 2023-07-27 |  | Non-lead
017117 | 1519 4TH ST |  | Polytube | Yes |  | 2022-07-21 |  | PVC | 1966 | Yes |  | 2022-07-21 |  | Non-lead
017118 | 15 BAMBOO TERR |  | Polytube | Yes |  | 2022-05-04 |  | Polytube | 1966 | Yes |  | 2022-05-04 |  | Non-lead
017119 | 28120 DOROTHY AVE |  | Polytube | Yes |  | 2023-01-25 |  | PVC | 1976 | Yes |  | 2023-01-25 |  | Non-lead
017120 | 406 S COCONUT BLVD |  | Polytube | Yes |  | 2022-06-15 |  | PVC | 1966 | Yes |  | 2022-06-15 |  | Non-lead
017121 | A1 7TH AVE |  | Unknown, Non-Lead | No |  |  |  | Unknown, Non-Lead | 2006 | No |  |  |  | Non-lead
017122 | A27 8TH AVE |  | Polytube | Yes |  | 2022-10-05 |  | PVC | 1968 | Yes |  | 2022-10-05 |  | Non-lead
017124 | A28 8TH AVE |  | Polytube | Yes |  | 2025-04-10 |  | PVC | 2017 | Yes |  | 2025-04-10 |  | Non-lead
017125 | 31279 G AVE |  | Unknown, Non-Lead | Yes |  | 2023-09-28 |  | Unknown, Non-Lead | 2000 | Yes |  | 2023-09-28 |  | Non-lead
017126 | LOT 280 1213 14TH ST |  | Polytube | Yes |  | 2024-03-25 |  | Polytube | 1965 | Yes |  | 2024-03-25 |  | Non-lead
017127 | B34 9TH AVE |  | Polytube | Yes |  | 2023-03-10 |  | PVC | 1968 | Yes |  | 2023-03-10 |  | Non-lead
017128 | 137 BUTTONWOOD AVE |  | Polytube | Yes |  | 2023-02-01 |  | PVC | 1965 | Yes |  | 2023-02-01 |  | Non-lead
017129 | 15 HIBISCUS LN |  | Polytube | Yes |  | 2023-01-30 |  | PVC | 1958 | Yes |  | 2023-01-30 |  | Non-lead
017130 | 226 BUTTONWOOD AVE |  | Polytube | Yes |  | 2023-02-01 |  | PVC | 1974 | Yes |  | 2023-02-01 |  | Non-lead
017131 | 102630 OVERSEAS HWY |  | Polytube | Yes |  | 2024-07-19 |  | PVC | 1966 | Yes |  | 2024-07-19 |  | Non-lead
017132 | 301 LITTLE MISS MUFF |  | Polytube | Yes |  | 2022-09-19 |  | PVC | 1973 | Yes |  | 2022-09-19 |  | Non-lead
017134 | 308 VACA RD |  | Unknown, Non-Lead | Yes |  | 2020-02-05 |  | Unknown, Non-Lead | 2005 | Yes |  | 2020-02-05 |  | Non-lead
017135 | 107 TWEEDY PIE TERRA |  | Copper | Yes |  | 2024-03-12 |  | PVC | 1970 | Yes |  | 2024-03-12 |  | Non-lead
017137 | 32 AVENUE E |  | Polytube | Yes |  | 2018-09-24 |  | PVC | 2007 | Yes |  | 2018-09-24 |  | Non-lead
017138 | 143 W FIRST CT |  | Polytube | Yes |  | 2023-01-05 |  | PVC | 1960 | Yes |  | 2023-01-05 |  | Non-lead
017139 | 139 AIRSTREAM LN |  | Polytube | Yes |  | 2022-06-08 |  | PVC | 1970 | Yes |  | 2022-06-08 |  | Non-lead
017140 | 5390 OVERSEAS HWY |  | Polytube | Yes |  | 2022-07-29 |  | PVC | 1965 | Yes |  | 2022-07-29 |  | Non-lead
017141 | A8 7TH AVE |  | Polytube | Yes |  | 2025-03-19 |  | PVC | 2006 | Yes |  | 2025-03-19 |  | Non-lead
017142 | 1113 17TH ST |  | Polytube | Yes |  | 2023-08-28 |  | Copper | 1965 | Yes |  | 2023-08-28 |  | Non-lead
017143 | 1114 17 ST |  | Polytube | Yes |  | 2022-05-12 |  | Copper | 1965 | Yes |  | 2022-05-12 |  | Non-lead
017145 | 28140 DOROTHY AVE |  | Polytube | Yes |  | 2023-01-25 |  | PVC | 1971 | Yes |  | 2023-01-25 |  | Non-lead
017146 | A16 7TH AVE |  | Unknown, Non-Lead | No |  |  |  | Unknown, Non-Lead | 2005 | No |  |  |  | Non-lead
017148 | B8 8TH AVE |  | Unknown, Non-Lead | Yes |  | 2019-01-03 |  | Unknown, Non-Lead | 1998 | Yes |  | 2019-01-03 |  | Non-lead
017149 | B15 8TH AVE |  | Polytube | Yes |  | 2023-03-14 |  | PVC | 2006 | Yes |  | 2023-03-14 |  | Non-lead
017150 | A47 8TH AVE |  | Unknown, Non-Lead | Yes |  | 2023-10-25 |  | Unknown, Non-Lead | 2007 | Yes |  | 2023-10-25 |  | Non-lead
017151 | 1106 17TH ST |  | Polytube | Yes |  | 2022-06-16 |  | PVC | 1968 | Yes |  | 2022-06-16 |  | Non-lead
017152 | 3400 RIVIERA DR |  | Polytube | Yes |  | 2022-10-24 |  | PVC | 1963 | Yes |  | 2022-10-24 |  | Non-lead
017153 | 31019 AVENUE G |  | Unknown, Non-Lead | No |  |  |  | Unknown, Non-Lead | 2000 | No |  |  |  | Non-lead
017154 | 31027 G AVE |  | Polytube | Yes |  | 2023-05-18 |  | PVC | 1970 | Yes |  | 2023-05-18 |  | Non-lead
017155 | 31035 G AVE |  | Polytube | Yes |  | 2023-05-18 |  | PVC | 1970 | Yes |  | 2023-05-18 |  | Non-lead
017156 | - G AVE |  | Unknown | Yes |  | 2022-11-14 |  | None | 1960 | Yes |  | 2022-11-14 |  | No Service Line
017157 | 31051 AVE G |  | Polytube | Yes |  | 2022-11-09 |  | PVC | 1960 | Yes |  | 2022-11-09 |  | Non-lead
017158 | 31067 AVENUE G |  | Polytube | Yes |  | 2023-04-21 |  | PVC | 2015 | Yes |  | 2023-04-21 |  | Non-lead
017159 | 31075 AVENUE G |  | Unknown, Non-Lead | Yes |  | 2018-03-23 |  | PVC | 2015 | Yes |  | 2018-03-23 |  | Non-lead
017160 | 31083 AVE G |  | Polytube | Yes |  | 2022-11-09 |  | PVC | 1966 | Yes |  | 2022-11-09 |  | Non-lead
017162 | 31076 H AVE |  | Unknown, Non-Lead | No |  |  |  | Unknown, Non-Lead | 2019 | No |  |  |  | Non-lead
017163 | 31068 H AVE |  | Polytube | Yes |  | 2022-10-25 |  | PVC | 1967 | Yes |  | 2022-10-25 |  | Non-lead
017165 | 31052 AVENUE H |  | Polytube | Yes |  | 2024-08-26 |  | PVC | 1967 | Yes |  | 2024-08-26 |  | Non-lead
017166 | 31044 AVENUE H |  | Unknown, Non-Lead | Yes |  | 2024-04-19 |  | Unknown, Non-Lead | 2004 | Yes |  | 2024-04-19 |  | Non-lead
017167 | 31036 AVENUE H |  | Polytube | Yes |  | 2022-11-09 |  | PVC | 1983 | Yes |  | 2022-11-09 |  | Non-lead
017168 | 31028 AVENUE H |  | Unknown, Non-Lead | Yes |  | 2024-08-19 |  | Unknown, Non-Lead | 2018 | Yes |  | 2024-08-19 |  | Non-lead
017169 | 31020 AVENUE H |  | Unknown, Non-Lead | Yes |  | 2018-08-20 |  | PVC | 2018 | Yes |  | 2018-08-20 |  | Non-lead
017170 | LOT 279 1213 14TH ST |  | Polytube | Yes |  | 2023-05-04 |  | Polytube | 1965 | Yes |  | 2023-05-04 |  | Non-lead
017171 | LOT 277 1213 14TH ST |  | Polytube | Yes |  | 2024-01-26 |  | Polytube | 1965 | Yes |  | 2024-01-26 |  | Non-lead
017172 | 3908 HALL RD |  | Polytube | Yes |  | 2023-01-12 |  | PVC | 1963 | Yes |  | 2023-01-12 |  | Non-lead
017173 | 18 HILTON HAVEN RD |  | Polytube | Yes |  | 2022-10-25 |  | Copper | 1967 | Yes |  | 2022-10-25 |  | Non-lead
017174 | 209 BUTTONWOOD AVE |  | Polytube | Yes |  | 2023-02-01 |  | PVC | 1970 | Yes |  | 2023-02-01 |  | Non-lead
017175 | 217 W 1ST CT |  | Polytube | Yes |  | 2023-04-10 |  | PVC | 1976 | Yes |  | 2023-04-10 |  | Non-lead
017176 | 791 BOSTWICK DR |  | Unknown, Non-Lead | Yes |  | 2019-10-29 |  | Unknown, Non-Lead | 2015 | Yes |  | 2019-10-29 |  | Non-lead
017177 | 74 GULL LN |  | Polytube | Yes |  | 2023-02-07 |  | PVC | 1979 | Yes |  | 2023-02-07 |  | Non-lead
017178 | 20 HIBISCUS LN |  | Unknown | Yes |  | 2021-09-30 |  | Unknown | 1973 | Yes |  | 2021-09-30 |  | Lead Status Unknown
017179 | 205 BUTTONWOOD AVE |  | Polytube | Yes |  | 2023-02-01 |  | PVC | 1975 | Yes |  | 2023-02-01 |  | Non-lead
017180 | 227 2ND RD |  | Polytube | Yes |  | 2023-01-17 |  | PVC | 1967 | Yes |  | 2023-01-17 |  | Non-lead
017181 | 128 W AVE C |  | Polytube | Yes |  | 2022-08-23 |  | PVC | 1959 | Yes |  | 2022-08-23 |  | Non-lead
017182 | 211 ALLEN AVE |  | Polytube | Yes |  | 2023-02-01 |  | PVC | 1972 | Yes |  | 2023-02-01 |  | Non-lead
017183 | 214 LOEB AVE |  | Polytube | Yes |  | 2024-06-25 |  | PVC | 1965 | Yes |  | 2024-06-25 |  | Non-lead
017184 | 16 JANET PL |  | Unknown, Non-Lead | No |  |  |  | PVC | 2007 | No |  |  |  | Non-lead
017185 | 160 PALO DE ORO DR |  | Polytube | Yes |  | 2022-06-08 |  | PVC | 1967 | Yes |  | 2022-06-08 |  | Non-lead
017186 | 1658 LANTANA LN |  | Polytube | Yes |  | 2022-11-18 |  | PVC | 1966 | Yes |  | 2022-11-18 |  | Non-lead
017187 | LOT 274 1213 14TH ST |  | Polytube | Yes |  | 2023-05-04 |  | Polytube | 1965 | Yes |  | 2023-05-04 |  | Non-lead
017188 | B33 9TH AVE |  | Polytube | Yes |  | 2023-03-10 |  | PVC | 1973 | Yes |  | 2023-03-10 |  | Non-lead
017189 | 21 BEECHWOOD DR |  | Polytube | Yes |  | 2022-05-06 |  | PVC | 1967 | Yes |  | 2022-05-06 |  | Non-lead
017190 | 68500 OVERSEAS HWY |  | Polytube | Yes |  | 2022-07-05 |  | PVC | 1967 | Yes |  | 2022-07-05 |  | Non-lead
017191 | 118 VACATION DR |  | Polytube | Yes |  | 2022-06-14 |  | PVC | 1979 | Yes |  | 2022-06-14 |  | Non-lead
017192 | 161 N COCONUT PALM BLVD |  | Polytube | Yes |  | 2022-06-14 |  | PVC | 1966 | Yes |  | 2022-06-14 |  | Non-lead
017193 | 153 NAVAJO ST |  | Polytube | Yes |  | 2022-06-03 |  | PVC | 1968 | Yes |  | 2022-06-03 |  | Non-lead
017194 | 175 INDIAN MOUND TR |  | Polytube | Yes |  | 2023-05-09 |  | PVC | 1966 | Yes |  | 2023-05-09 |  | Non-lead
017195 | 28300 COUNTY RD |  | Polytube | Yes |  | 2020-12-29 |  | PVC | 1966 | Yes |  | 2020-12-29 |  | Non-lead
017196 | 2338 N ROOSEVELT BLVD |  | Unknown, Non-Lead | Yes |  | 2024-03-20 |  | Unknown, Non-Lead | 1989 | Yes |  | 2024-03-20 |  | Non-lead
017197 | 28111 HELEN AVE |  | Unknown, Non-Lead | Yes |  | 2024-06-04 |  | Unknown, Non-Lead | 2021 | Yes |  | 2024-06-04 |  | Non-lead
017198 | A5 7TH AVE |  | Unknown, Non-Lead | No |  |  |  | Unknown, Non-Lead | 2014 | No |  |  |  | Non-lead
017199 | 26924 MARIPOSA RD |  | Unknown, Non-Lead | No |  |  |  | Unknown, Non-Lead | 2013 | No |  |  |  | Non-lead
017200 | 5 BEECHWOOD DR |  | Polytube | Yes |  | 2022-05-04 |  | PVC | 1972 | Yes |  | 2022-05-04 |  | Non-lead
017201 | 22 ALLAMANDA AVE |  | Polytube | Yes |  | 2023-08-10 |  | Copper | 1966 | Yes |  | 2023-08-10 |  | Non-lead
017202 | 19442 CANAL DR |  | Polytube | Yes |  | 2023-01-26 |  | PVC | 1969 | Yes |  | 2023-01-26 |  | Non-lead
017203 | LAUNDRY 33000 OVERSEAS HWY |  | Polytube | Yes |  | 2024-04-30 |  | PVC | 1990 | Yes |  | 2024-04-30 |  | Non-lead
017204 | 1542 BUTTONWOOD DR |  | Polytube | Yes |  | 2024-05-28 |  | PVC | 1988 | Yes |  | 2024-05-28 |  | Non-lead
017206 | 222 GULF VIEW DR |  | Unknown, Non-Lead | Yes |  | 2023-03-28 |  | Unknown, Non-Lead | 1991 | Yes |  | 2023-03-28 |  | Non-lead
017207 | 110 ROYAL LN |  | Polytube | Yes |  | 2019-06-04 |  | PVC | 1991 | Yes |  | 2019-06-04 |  | Non-lead
017208 | A37 8TH AVE |  | Polytube | Yes |  | 2023-10-24 |  | PVC | 1969 | Yes |  | 2023-10-24 |  | Non-lead
017209 | A29 8TH AVE |  | Unknown, Non-Lead | Yes |  | 2024-05-29 |  | PVC | 2017 | Yes |  | 2024-05-29 |  | Non-lead
017210 | 406 ARONOVITZ LN |  | Polytube | Yes |  | 2022-06-02 |  | PVC | 1963 | Yes |  | 2022-06-02 |  | Non-lead
017211 | A2 7TH AVE |  | Polytube | Yes |  | 2023-03-08 |  | PVC | 1972 | Yes |  | 2023-03-08 |  | Non-lead
017212 | 703 WINDSOR LN |  | PVC | Yes |  | 2024-01-05 |  | Polytube | 1933 | Yes |  | 2024-01-05 |  | Non-lead
017214 | 1551 5TH ST |  | Polytube | Yes |  | 2024-04-01 |  | PVC | 1965 | Yes |  | 2024-04-01 |  | Non-lead
017215 | 31069 D AVE |  | Polytube | Yes |  | 2022-11-08 |  | PVC | 1972 | Yes |  | 2022-11-08 |  | Non-lead
017216 | 3471 S ROOSEVELT BLVD |  | Unknown | Yes |  | 2024-07-15 |  | Unknown | 1968 | Yes |  | 2024-07-15 |  | Lead Status Unknown
017217 | A12 7TH AVE |  | Polytube | Yes |  | 2023-10-25 |  | PVC | 1965 | Yes |  | 2023-10-25 |  | Non-lead
017218 | 28253 HELEN AVE |  | Polytube | Yes |  | 2023-01-25 |  | PVC | 1975 | Yes |  | 2023-01-25 |  | Non-lead
017219 | 28181 HELEN AVE |  | Polytube | Yes |  | 2024-06-04 |  | PVC | 1962 | Yes |  | 2024-06-04 |  | Non-lead
017220 | 28161 HELEN AVE |  | Polytube | Yes |  | 2024-06-04 |  | PVC | 1962 | Yes |  | 2024-06-04 |  | Non-lead
017221 | 28141 HELEN AVE |  | Unknown, Non-Lead | Yes |  | 2024-06-04 |  | Unknown, Non-Lead | 2021 | Yes |  | 2024-06-04 |  | Non-lead
017222 | 31343 I AVE |  | Polytube | Yes |  | 2024-01-24 |  | PVC | 2020 | Yes |  | 2024-01-24 |  | Non-lead
017223 | 1215 GEORGIA ST |  | Polytube | Yes |  | 2024-08-28 |  | Copper | 1928 | Yes |  | 2024-08-28 |  | Non-lead
017224 | 1511 4TH ST |  | Polytube | Yes |  | 2023-04-24 |  | PVC | 1966 | Yes |  | 2023-04-24 |  | Non-lead
017225 | 1219 AVENUE A |  | Polytube | Yes |  | 2021-10-18 |  | PVC | 2021 | Yes |  | 2021-10-18 |  | Non-lead
017226 | 3502 DUCK AVE |  | Polytube | Yes |  | 2023-04-18 |  | PVC | 1965 | Yes |  | 2023-04-18 |  | Non-lead
017228 | 228 CORAL AVE |  | Polytube | Yes |  | 2022-06-14 |  | PVC | 1966 | Yes |  | 2022-06-14 |  | Non-lead
017229 | 421 S COCONUT PALM BLVD |  | Polytube | Yes |  | 2022-06-13 |  | PVC | 1985 | Yes |  | 2022-06-13 |  | Non-lead
017230 | A44 8TH AVE |  | Unknown, Non-Lead | Yes |  | 2024-07-12 |  | Unknown, Non-Lead | 1989 | Yes |  | 2024-07-12 |  | Non-lead
017231 | A9 7TH AVE |  | Unknown, Non-Lead | Yes |  | 2023-10-26 |  | Unknown, Non-Lead | 1993 | Yes |  | 2023-10-26 |  | Non-lead
017232 | 31329 AVE I |  | Unknown, Non-Lead | Yes |  | 2018-03-15 |  | Unknown, Non-Lead | 2020 | Yes |  | 2018-03-15 |  | Non-lead
017233 | 400 WALL ST |  | Polytube | Yes |  | 2024-04-04 |  | PVC | 1939 | Yes |  | 2024-04-04 |  | Non-lead
017234 | REAR #D 219 ANN ST |  | Polytube | Yes |  | 2020-08-10 |  | Polytube | 1938 | Yes |  | 2020-08-10 |  | Non-Lead
017235 | 28213 HELEN AVE |  | Polytube | Yes |  | 2024-06-04 |  | PVC | 2021 | Yes |  | 2024-06-04 |  | Non-lead
017236 | 554 WEST SHORE DR |  | Polytube | Yes |  | 2023-04-25 |  | PVC | 1966 | Yes |  | 2023-04-25 |  | Non-lead
017237 | 1213 17TH ST |  | Polytube | Yes |  | 2022-06-16 |  | PVC | 1965 | Yes |  | 2022-06-16 |  | Non-lead
017238 | 1206 17TH ST |  | Polytube | Yes |  | 2022-05-12 |  | Copper | 1965 | Yes |  | 2022-05-12 |  | Non-lead
017239 | 1201 17TH ST |  | Polytube | Yes |  | 2023-04-12 |  | Copper | 1965 | Yes |  | 2023-04-12 |  | Non-lead
017240 | 10 BAMBOO TERR |  | Polytube | Yes |  | 2022-05-04 |  | Copper | 1966 | Yes |  | 2022-05-04 |  | Non-lead
017241 | B9 8TH AVE |  | Unknown, Non-Lead | Yes |  | 2023-10-25 |  | Unknown, Non-Lead | 1999 | Yes |  | 2023-10-25 |  | Non-lead
017242 | A38 8TH AVE |  | Unknown, Non-Lead | Yes |  | 2021-10-29 |  | Unknown, Non-Lead | 1999 | Yes |  | 2021-10-29 |  | Non-lead
017243 | 152 COCONUT PALM BLVD |  | Polytube | Yes |  | 2022-06-21 |  | PVC | 1967 | Yes |  | 2022-06-21 |  | Non-lead
017244 | 194 PLANTATION AVE |  | Polytube | Yes |  | 2024-07-25 |  | PVC | 1966 | Yes |  | 2024-07-25 |  | Non-lead
017245 | 1518 4TH ST |  | Unknown, Non-Lead | Yes |  | 2024-07-12 |  | Unknown, Non-Lead | 1993 | Yes |  | 2024-07-12 |  | Non-lead
017247 | 18 ARBUTUS DR |  | PVC | Yes |  | 2023-06-30 |  | Polytube | 1958 | Yes |  | 2023-06-30 |  | Non-lead
017248 | 21 ARBUTUS DR |  | Polytube | Yes |  | 2024-09-12 |  | PVC | 1966 | Yes |  | 2024-09-12 |  | Non-lead
017249 | 128 S AIRPORT DR |  | Polytube | Yes |  | 2023-04-24 |  | PVC | 1966 | Yes |  | 2023-04-24 |  | Non-lead
017250 | A13 7TH AVE |  | Unknown, Non-Lead | Yes |  | 2024-06-28 |  | Unknown, Non-Lead | 1994 | Yes |  | 2024-06-28 |  | Non-lead
017251 | 606 FREE SCHOOL LN |  | Unknown, Non-Lead | Yes |  | 2018-09-06 |  | Polytube | 2004 | Yes |  | 2018-09-06 |  | Non-lead
017252 | 29070 VIOLET DR |  | Polytube | Yes |  | 2022-12-19 |  | PVC | 1970 | Yes |  | 2022-12-19 |  | Non-lead
017253 | 82 TINGLERS LANE |  | Polytube | Yes |  | 2023-07-17 |  | PVC | 1986 | Yes |  | 2023-07-17 |  | Non-lead
017254 | 850 SHELTER BAY DR |  | Polytube | Yes |  | 2022-10-22 |  | PVC | 1986 | Yes |  | 2022-10-22 |  | Non-lead
017255 | OCEAN 1134 74TH ST |  | Polytube | Yes |  | 2023-03-10 |  | PVC | 1979 | Yes |  | 2023-03-10 |  | Non-lead
017256 | 7196 OVERSEAS HWY |  | Unknown, Non-Lead | No |  |  |  | Unknown, Non-Lead | 2017 | No |  |  |  | Non-lead
017257 | 290 10TH ST |  | Polytube | Yes |  | 2023-05-17 |  | PVC | 2000 | Yes |  | 2023-05-17 |  | Non-lead
017258 | 280 10TH ST |  | Polytube | Yes |  | 2023-05-04 |  | PVC | 2001 | Yes |  | 2023-05-04 |  | Non-lead
017259 | 6900 OVERSEAS Hwy |  | Polytube | Yes |  | 2024-07-16 |  | PVC | 1968 | Yes |  | 2024-07-16 |  | Non-lead
017260 | 9 7TH ST |  | Polytube | Yes |  | 2022-05-09 |  | PVC | 1959 | Yes |  | 2022-05-09 |  | Non-lead
017261 | 10 7TH ST |  | Polytube | Yes |  | 2022-10-22 |  | PVC | 1966 | Yes |  | 2022-10-22 |  | Non-lead
017262 | 840 SHELTER BAY Dr |  | Polytube | Yes |  | 2022-10-22 |  | PVC | 1986 | Yes |  | 2022-10-22 |  | Non-lead
017263 | B4 8TH AVE |  | Polytube | Yes |  | 2023-03-10 |  | PVC | 1963 | Yes |  | 2023-03-10 |  | Non-lead
017266 | 208 PEARL AVE |  | Polytube | Yes |  | 2022-06-13 |  | PVC | 1966 | Yes |  | 2022-06-13 |  | Non-lead
017267 | 199 GARDEN ST |  | Polytube | Yes |  | 2023-02-09 |  | PVC | 1957 | Yes |  | 2023-02-09 |  | Non-lead
017268 | 1016 ADAMS DR |  | Polytube | Yes |  | 2024-01-25 |  | PVC | 1965 | Yes |  | 2024-01-25 |  | Non-Lead
017269 | 211 JAMES AVE |  | Unknown, Non-Lead | Yes |  | 2024-01-04 |  | PVC | 2005 | Yes |  | 2024-01-04 |  | Non-lead
017270 | 60 S ANDROS RD |  | Polytube | Yes |  | 2022-09-26 |  | PVC | 1967 | Yes |  | 2022-09-26 |  | Non-lead
017271 | 217 JAMES AVE |  | Polytube | Yes |  | 2022-12-12 |  | PVC | 1966 | Yes |  | 2022-12-12 |  | Non-lead
017272 | 423 THUMPER THOUROUG |  | Copper | Yes |  | 2022-09-19 |  | PVC | 1984 | Yes |  | 2022-09-19 |  | Non-Lead
017273 | 255 BOUGANVILLA ST |  | Polytube | Yes |  | 2022-06-14 |  | PVC | 1966 | Yes |  | 2022-06-14 |  | Non-lead
017274 | 194 JASMINE ST |  | Polytube | Yes |  | 2023-07-13 |  | PVC | 1966 | Yes |  | 2023-07-13 |  | Non-lead
017275 | 83003 OLD RD |  | Polytube | Yes |  | 2022-06-23 |  | PVC | 1961 | Yes |  | 2022-06-23 |  | Non-lead
017276 | UNIV OF SO FLA 68770 OVERSEAS HWY |  | Polytube | Yes |  | 2022-07-05 |  | PVC | 1979 | Yes |  | 2022-07-05 |  | Non-lead
017277 | 544 W SHORE DR |  | Polytube | Yes |  | 2023-04-25 |  | PVC | 1966 | Yes |  | 2023-04-25 |  | Non-lead
017278 | 106 ZANE GREY CREEK DR |  | Polytube | Yes |  | 2023-01-04 |  | PVC | 1970 | Yes |  | 2023-01-04 |  | Non-lead
017279 | 103 VALENCIA DR |  | Polytube | Yes |  | 2022-06-15 |  | PVC | 1985 | Yes |  | 2022-06-15 |  | Non-lead
017280 | A30 8TH AVE |  | Polytube | Yes |  | 2023-03-10 |  | PVC | 1970 | Yes |  | 2023-03-10 |  | Non-lead
017281 | 2213 FLAGLER AVE |  | Unknown, Non-Lead | No |  |  |  | Unknown, Non-Lead | 1997 | No |  |  |  | Non-lead
017282 | 3615 SUNRISE DR |  | Polytube | Yes |  | 2022-05-25 |  | PVC | 1963 | Yes |  | 2022-05-25 |  | Non-lead
017283 | 1551 4TH ST |  | Polytube | Yes |  | 2023-04-24 |  | PVC | 1967 | Yes |  | 2023-04-24 |  | Non-lead
017284 | LOT 259 1213 14TH ST |  | Polytube | Yes |  | 2023-05-04 |  | Polytube | 1965 | Yes |  | 2023-05-04 |  | Non-lead
017285 | 1528 4TH ST |  | Polytube | Yes |  | 2023-04-24 |  | PVC | 1968 | Yes |  | 2023-04-24 |  | Non-lead
017286 | APT 2 1714 BERTHA ST |  | Polytube | Yes |  | 2022-09-22 |  | Copper | 1969 | Yes |  | 2022-09-22 |  | Non-lead
017287 | APT 3 1714 BERTHA ST |  | Polytube | Yes |  | 2022-09-22 |  | Copper | 1969 | Yes |  | 2022-09-22 |  | Non-lead
017288 | APT 4 1714 BERTHA ST |  | Polytube | Yes |  | 2022-07-18 |  | PVC | 1969 | Yes |  | 2022-07-18 |  | Non-lead
017289 | APT 1 1716 BERTHA ST |  | Polytube | Yes |  | 2022-09-22 |  | Copper | 1969 | Yes |  | 2022-09-22 |  | Non-lead
017290 | APT 2 1716 BERTHA ST |  | Polytube | Yes |  | 2023-09-21 |  | Copper | 1969 | Yes |  | 2023-09-21 |  | Non-lead
017291 | UNIT 3 1716 BERTHA ST |  | Polytube | Yes |  | 2022-09-22 |  | Copper | 1969 | Yes |  | 2022-09-22 |  | Non-lead
017292 | APT 4 1716 BERTHA ST |  | Polytube | Yes |  | 2024-07-15 |  | Copper | 1969 | Yes |  | 2024-07-15 |  | Non-lead
017293 | 408 LOUISA ST |  | Unknown, Non-Lead | Yes |  | 2019-05-07 |  | Unknown, Non-Lead | 2002 | Yes |  | 2019-05-07 |  | Non-lead
017294 | 3803 FLAGLER AVE |  | Polytube | Yes |  | 2022-05-26 |  | PVC | 1963 | Yes |  | 2022-05-26 |  | Non-lead
017295 | 249 SUNSET DR |  | Polytube | Yes |  | 2022-06-28 |  | PVC | 1963 | Yes |  | 2022-06-28 |  | Non-lead
017296 | COURTHOUSE 500 WHITEHEAD ST |  | Ductile Iron | Yes |  | 2022-06-02 |  | Ductile Iron | 1890 | Yes |  | 2022-06-02 |  | Non-lead
017297 | 2917 VENETIAN DR |  | Polytube | Yes |  | 2022-10-21 |  | Copper | 1972 | Yes |  | 2022-10-21 |  | Non-lead
017298 | 2937 AIRPORT BLVD |  | Polytube | Yes |  | 2023-06-07 |  | PVC | 1968 | Yes |  | 2023-06-07 |  | Non-lead
017299 | B6 8TH AVE |  | Unknown, Non-Lead | Yes |  | 2024-07-26 |  | Unknown, Non-Lead | 2003 | Yes |  | 2024-07-26 |  | Non-lead
017300 | 1600 JAMAICA DR |  | Polytube | Yes |  | 2023-06-09 |  | PVC | 1968 | Yes |  | 2023-06-09 |  | Non-lead
017301 | 121 LOMA LANE |  | Polytube | Yes |  | 2022-12-06 |  | PVC | 1972 | Yes |  | 2022-12-06 |  | Non-lead
017302 | 1701 BAHAMA DR |  | Polytube | Yes |  | 2023-04-24 |  | PVC | 1972 | Yes |  | 2023-04-24 |  | Non-lead
017303 | A34 8TH AVE |  | Polytube | Yes |  | 2023-03-10 |  | PVC | 1980 | Yes |  | 2023-03-10 |  | Non-lead
017304 | B11 8TH AVE |  | Polytube | Yes |  | 2021-11-29 |  | PVC | 2008 | Yes |  | 2021-11-29 |  | Non-lead
017305 | 1731 BAHAMA DR |  | Polytube | Yes |  | 2023-04-24 |  | PVC | 1965 | Yes |  | 2023-04-24 |  | Non-lead
017306 | APT 2 301 AVE C |  | Polytube | Yes |  | 2023-07-27 |  | PVC | 1965 | Yes |  | 2023-07-27 |  | Non-lead
017308 | 1604 BAHAMA DR |  | Polytube | Yes |  | 2023-04-24 |  | PVC | 1963 | Yes |  | 2023-04-24 |  | Non-lead
017309 | 2925 AIRPORT RD |  | Polytube | Yes |  | 2023-04-24 |  | PVC | 1966 | Yes |  | 2023-04-24 |  | Non-lead
017310 | 1507 4TH ST |  | Polytube | Yes |  | 2022-12-02 |  | PVC | 1968 | Yes |  | 2022-12-02 |  | Non-lead
017311 | 2929 AIRPORT BLVD |  | Polytube | Yes |  | 2023-04-24 |  | PVC | 1967 | Yes |  | 2023-04-24 |  | Non-lead
017312 | 1713 BAHAMA DR |  | Polytube | Yes |  | 2023-04-24 |  | PVC | 1973 | Yes |  | 2023-04-24 |  | Non-lead
017313 | 1723 BAHAMA DR |  | Polytube | Yes |  | 2023-07-20 |  | PVC | 1963 | Yes |  | 2023-07-20 |  | Non-lead
017314 | 157 TEQUESTA ST |  | Polytube | Yes |  | 2022-07-19 |  | PVC | 1970 | Yes |  | 2022-07-19 |  | Non-lead
017315 | 108 AREGOOD LN |  | Polytube | Yes |  | 2022-06-15 |  | PVC |  | Yes |  | 2022-06-15 |  | Non-lead
017316 | 172 KEY HEIGHTS DR |  | Polytube | Yes |  | 2024-06-20 |  | PVC | 1967 | Yes |  | 2024-06-20 |  | Non-lead
017317 | 17234 KINGFISH LN E |  | Unknown, Non-Lead | Yes |  | 2018-09-27 |  | PVC | 1996 | Yes |  | 2018-09-27 |  | Non-lead
017318 | . SUGARLOAF LODGE |  | Unknown | Yes |  | 2022-05-20 |  | PVC | 1968 | Yes |  | 2022-05-20 |  | Non-lead
017319 | 1319 ELIZA ST |  | Polytube | Yes |  | 2022-10-14 |  | PVC | 1933 | Yes |  | 2022-10-14 |  | Non-lead
017320 | 1721 BAHAMA DR |  | Polytube | Yes |  | 2023-04-24 |  | PVC | 1967 | Yes |  | 2023-04-24 |  | Non-lead
017322 | 2921 VENETIAN DR |  | Polytube | Yes |  | 2023-08-17 |  | Copper | 1972 | Yes |  | 2023-08-17 |  | Non-lead
017323 | 3000 VENETIAN DR |  | Polytube | Yes |  | 2023-04-24 |  | PVC | 1985 | Yes |  | 2023-04-24 |  | Non-lead
017324 | 1612 TRINIDAD DR |  | Polytube | Yes |  | 2023-04-24 |  | PVC | 1972 | Yes |  | 2023-04-24 |  | Non-lead
017325 | 1616 TRINIDAD DR |  | Polytube | Yes |  | 2023-04-24 |  | Copper | 1966 | Yes |  | 2023-04-24 |  | Non-lead
017326 | 1612 VENETIAN DR |  | Polytube | Yes |  | 2023-04-24 |  | PVC | 1963 | Yes |  | 2023-04-24 |  | Non-lead
017327 | 1601 JAMAICA DR |  | Polytube | Yes |  | 2023-12-19 |  | PVC | 1970 | Yes |  | 2023-12-19 |  | Non-lead
017328 | 1621 BAHAMA DR |  | Polytube | Yes |  | 2023-04-24 |  | PVC | 1967 | Yes |  | 2023-04-24 |  | Non-lead
017329 | 1727 BAHAMA DR |  | Polytube | Yes |  | 2023-04-24 |  | PVC | 1966 | Yes |  | 2023-04-24 |  | Non-lead
017330 | 208 JAMES AVE |  | Unknown, Non-Lead | No |  |  |  | Unknown, Non-Lead | 2019 | No |  |  |  | Non-lead
017331 | 2 THURMOND B2 ST |  | Polytube | Yes |  | 2023-02-01 |  | PVC | 1966 | Yes |  | 2023-02-01 |  | Non-lead
017332 | 189 FIRST CT |  | Polytube | Yes |  | 2023-01-05 |  | PVC | 1981 | Yes |  | 2023-01-05 |  | Non-lead
017333 | 303 LITTLE MISS MUFF LN |  | Unknown, Non-Lead | Yes |  | 2019-07-26 |  | PVC | 2001 | Yes |  | 2019-07-26 |  | Non-lead
017334 | 971 PLANTATION ROAD |  | Unknown | Yes |  | 2023-05-04 |  | PVC | 1976 | Yes |  | 2023-05-04 |  | Lead Status Unknown
017336 | 812 LARGO RD |  | Polytube | Yes |  | 2022-07-25 |  | PVC | 1963 | Yes |  | 2022-07-25 |  | Non-lead
017337 | 826 BONITO LN |  | Polytube | Yes |  | 2022-05-09 |  | PVC | 1982 | Yes |  | 2022-05-09 |  | Non-lead
017338 | 11 N BLACKWATER LN |  | Polytube | Yes |  | 2022-07-25 |  | PVC | 1967 | Yes |  | 2022-07-25 |  | Non-lead
017339 | 391 4TH ST |  | Polytube | Yes |  | 2022-10-22 |  | PVC | 1966 | Yes |  | 2022-10-22 |  | Non-lead
017340 | 411 4TH ST |  | Polytube | Yes |  | 2022-10-22 |  | PVC | 1966 | Yes |  | 2022-10-22 |  | Non-lead
017342 | APT 1 1315 1ST ST |  | Polytube | Yes |  | 2022-09-16 |  | PVC | 1965 | Yes |  | 2022-09-16 |  | Non-lead
017343 | APT 2 1315 1ST ST |  | PVC | Yes |  | 2023-04-26 |  | PVC | 1965 | Yes |  | 2023-04-26 |  | Non-lead
017344 | APT 3 1315 1ST ST |  | PVC | Yes |  | 2023-04-26 |  | PVC | 1965 | Yes |  | 2023-04-26 |  | Non-lead
017345 | APT 4 1315 1ST ST |  | PVC | Yes |  | 2023-04-26 |  | PVC | 1965 | Yes |  | 2023-04-26 |  | Non-lead
017346 | 31120 AVENUE G |  | Polytube | Yes |  | 2024-03-19 |  | PVC | 1959 | Yes |  | 2024-03-19 |  | Non-lead
017347 | 721 4A STATE RD |  | Unknown, Non-Lead | Yes |  | 2021-11-16 |  | Unknown, Non-Lead | 2018 | Yes |  | 2021-11-16 |  | Non-lead
017348 | 30926 ORTEGA LANE |  | Polytube | Yes |  | 2023-08-28 |  | PVC | 1968 | Yes |  | 2023-08-28 |  | Non-lead
017349 | 1611 BERTHA ST |  | Polytube | Yes |  | 2022-09-22 |  | Copper | 1968 | Yes |  | 2022-09-22 |  | Non-lead
017350 | 2309 PATTERSON AVE |  | Polytube | Yes |  | 2023-05-04 |  | Polytube | 1953 | Yes |  | 2023-05-04 |  | Non-lead
017351 | 21 BAMBOO TERR |  | Polytube | Yes |  | 2022-05-06 |  | Copper | 1963 | Yes |  | 2022-05-06 |  | Non-lead
017353 | 3817 DUCK AVE |  | Polytube | Yes |  | 2022-07-06 |  | Copper | 1970 | Yes |  | 2022-07-06 |  | Non-lead
017354 | 701 PALM AVE |  | Polytube | Yes |  | 2024-03-06 |  | PVC | 1956 | Yes |  | 2024-03-06 |  | Non-lead
017355 | 120 S HAMMOCK RD |  | Polytube | Yes |  | 2022-07-20 |  | PVC | 1960 | Yes |  | 2022-07-20 |  | Non-lead
017356 | A33 8TH AVE |  | Polytube | Yes |  | 2024-09-30 |  | PVC | 1971 | Yes |  | 2024-09-30 |  | Non-lead
017357 | APT 104 311 73RD ST OCEAN |  | Unknown, Non-Lead | Yes |  | 2016-11-09 |  | Unknown, Non-Lead | 2016 | Yes |  | 2016-11-09 |  | Non-lead
017358 | 300 11TH ST |  | Polytube | Yes |  | 2022-10-22 |  | PVC | 1966 | Yes |  | 2022-10-22 |  | Non-lead
017359 | 63 TINGLER LANE |  | Polytube | Yes |  | 2022-06-02 |  | PVC | 1959 | Yes |  | 2022-06-02 |  | Non-lead
017360 | WRECK & GALLEY 58835 OVERSEAS HWY |  | Unknown | Yes |  | 2023-09-13 |  | Unknown | 1970 | Yes |  | 2023-09-13 |  | Lead Status Unknown
017362 | 1513 WASHINGTON ST |  | Copper | Yes |  | 2022-10-14 |  | PVC | 1963 | Yes |  | 2022-10-14 |  | Non-lead
017363 | 2207 JUANITA LN |  | Copper | Yes |  | 2023-12-14 |  | Copper | 1967 | Yes |  | 2023-12-14 |  | Non-lead
017364 | 44 1ST ST |  | Unknown | Yes |  | 2023-05-04 |  | Unknown | 1948 | Yes |  | 2023-05-04 |  | Lead Status Unknown
017365 | 97900 OVERSEAS HWY N BOUND MED |  | Polytube | Yes |  | 2024-04-03 |  | PVC | 1987 | Yes |  | 2024-04-03 |  | Non-lead
017366 | 178 N COCONUT PALM BLVD |  | Polytube | Yes |  | 2022-06-14 |  | PVC | 1966 | Yes |  | 2022-06-14 |  | Non-lead
017367 | 20192 KINGS ROW |  | Polytube | Yes |  | 2019-07-19 |  | PVC |  | Yes |  | 2019-07-19 |  | Non-lead
017368 | B12 8TH AVE |  | Polytube | Yes |  | 2023-08-29 |  | PVC | 2008 | Yes |  | 2023-08-29 |  | Non-lead
017370 | 57784 OVERSEAS HWY |  | Polytube | Yes |  | 2023-08-08 |  | Polytube | 1963 | Yes |  | 2023-08-08 |  | Non-lead
017371 | 1037 84TH OCEAN ST |  | Polytube | Yes |  | 2024-10-07 |  | PVC |  | Yes |  | 2024-10-07 |  | Non-lead
017373 | TRAILER 1425 OCEAN TER |  | Polytube | Yes |  | 2023-04-18 |  | PVC | 1949 | Yes |  | 2023-04-18 |  | Non-lead
017374 | 11555 6TH OCEAN AVE |  | Polytube | Yes |  | 2023-05-15 |  | PVC | 2021 | Yes |  | 2023-05-15 |  | Non-lead
017375 | 30525 WINIFRED ST |  | Polytube | Yes |  | 2023-02-21 |  | PVC | 1966 | Yes |  | 2023-02-21 |  | Non-lead
017376 | 470 122ND OCEAN ST |  | Polytube | Yes |  | 2023-02-22 |  | PVC | 1966 | Yes |  | 2023-02-22 |  | Non-lead
017377 | A40 8TH AVE |  | Polytube | Yes |  | 2023-03-07 |  | PVC | 1975 | Yes |  | 2023-03-07 |  | Non-lead
017379 | 3 BEECHWOOD DR |  | Polytube | Yes |  | 2022-05-06 |  | Copper | 1967 | Yes |  | 2022-05-06 |  | Non-lead
017380 | 195 BUTTONWOOD AVE |  | Polytube | Yes |  | 2022-12-12 |  | PVC | 1976 | Yes |  | 2022-12-12 |  | Non-lead
017381 | 5 HOMESTEAD AVE |  | Unknown | Yes |  | 2024-03-20 |  | Unknown | 1966 | Yes |  | 2024-03-20 |  | Lead Status Unknown
017382 | 1535 5TH ST |  | Polytube | Yes |  | 2024-03-07 |  | PVC | 1968 | Yes |  | 2024-03-07 |  | Non-lead
017383 | APT 1 611 FLEMING ST |  | Polytube | Yes |  | 2023-03-06 |  | Polytube | 1928 | Yes |  | 2023-03-06 |  | Non-lead
017384 | 9 BAY DRIVE |  | Polytube | No |  |  |  | PVC | 2014 | No |  |  |  | Non-lead
017385 | 408 ARONOVITZ LN |  | Polytube | Yes |  | 2022-06-02 |  | PVC | 1963 | Yes |  | 2022-06-02 |  | Non-lead
017386 | 1202 SEMINARY ST |  | Polytube | Yes |  | 2022-10-31 |  | PVC | 1928 | Yes |  | 2022-10-31 |  | Non-lead
017387 | 31448 AVE B |  | Unknown, Non-Lead | Yes |  | 2019-05-01 |  | Unknown, Non-Lead | 2021 | Yes |  | 2019-05-01 |  | Non-lead
017388 | APT A 2331 SEIDENBERG AVE |  | Polytube | Yes |  | 2022-08-18 |  | Copper | 1973 | Yes |  | 2022-08-18 |  | Non-lead
017389 | B14 8TH AVE |  | Polytube | Yes |  | 2024-10-04 |  | PVC | 1972 | Yes |  | 2024-10-04 |  | Non-lead
017391 | 162 KEY HEIGHTS DR |  | Unknown, Non-Lead | Yes |  | 2020-02-21 |  | Unknown, Non-Lead | 2002 | Yes |  | 2020-02-21 |  | Non-lead
017392 | A46 8TH AVE |  | Unknown, Non-Lead | Yes |  | 2019-07-11 |  | Unknown, Non-Lead | 2007 | Yes |  | 2019-07-11 |  | Non-lead
017393 | 123 AIRSTREAM LN |  | Polytube | Yes |  | 2022-06-08 |  | PVC | 1984 | Yes |  | 2022-06-08 |  | Non-lead
017394 | 15 N CONCH AVE |  | Polytube | Yes |  | 2022-10-22 |  | Polytube | 1961 | Yes |  | 2022-10-22 |  | Non-lead
017395 | 104 SANDS LN |  | Polytube | Yes |  | 2022-06-27 |  | PVC | 1966 | Yes |  | 2022-06-27 |  | Non-lead
017396 | 1024 17TH ST |  | Polytube | Yes |  | 2022-05-25 |  | Copper | 1968 | Yes |  | 2022-05-25 |  | Non-lead
017397 | 1205 17TH ST |  | Polytube | Yes |  | 2022-05-12 |  | Copper | 1965 | Yes |  | 2022-05-12 |  | Non-lead
017398 | 9 ASTER TERR |  | Polytube | Yes |  | 2022-05-05 |  | Copper | 1953 | Yes |  | 2022-05-05 |  | Non-lead
017399 | DESAL RO FRONT ST |  | Polytube | Yes |  | 2022-05-27 |  | PVC | 1999 | Yes |  | 2022-05-27 |  | Non-lead
017400 | 115 INDIAN MOUND DR |  | Polytube | Yes |  | 2022-06-03 |  | PVC | 1966 | Yes |  | 2022-06-03 |  | Non-lead
017401 | 28160 DOROTHY AVE |  | Polytube | No |  |  |  | PVC | 2004 | No |  |  |  | Non-lead
017402 | 3224 N ROOSEVELT BLVD |  | Polytube | Yes |  | 2023-05-04 |  | Copper | 1965 | Yes |  | 2023-05-04 |  | Non-lead
017403 | 25083 HUNT LN |  | Polytube | Yes |  | 2023-04-25 |  | PVC | 1966 | Yes |  | 2023-04-25 |  | Non-lead
017406 | 19 ARBUTUS DR |  | Polytube | Yes |  | 2017-08-29 |  | PVC | 1967 | Yes |  | 2017-08-29 |  | Non-lead
017407 | 27 AZALEA DR |  | Polytube | Yes |  | 2023-07-12 |  | Polytube | 1968 | Yes |  | 2023-07-12 |  | Non-lead
017408 | 1105 17TH ST |  | Polytube | Yes |  | 2023-07-05 |  | PVC | 1967 | Yes |  | 2023-07-05 |  | Non-lead
017409 | 1017 17TH ST |  | Polytube | Yes |  | 2022-06-16 |  | PVC | 1965 | Yes |  | 2022-06-16 |  | Non-lead
017410 | 1532 5TH ST |  | Polytube | Yes |  | 2023-04-24 |  | PVC | 1967 | Yes |  | 2023-04-24 |  | Non-lead
017411 | 31066 AVENUE G |  | Unknown, Non-Lead | Yes |  | 2018-05-17 |  | PVC | 2018 | Yes |  | 2018-05-17 |  | Non-lead
017412 | 183 PEARL AVE |  | Polytube | Yes |  | 2022-06-09 |  | PVC | 1967 | Yes |  | 2022-06-09 |  | Non-lead
017413 | 1121 MARGARET ST |  | Polytube | Yes |  | 2022-09-15 |  | PVC | 1948 | Yes |  | 2022-09-15 |  | Non-lead
017414 | 318 E SEAVIEW CIR |  | Polytube | Yes |  | 2023-06-22 |  | PVC |  | Yes |  | 2023-06-22 |  | Non-lead
017415 | 736 LARGO RD |  | Polytube | Yes |  | 2023-05-04 |  | PVC | 1972 | Yes |  | 2023-05-04 |  | Non-lead
017416 | 306 VACA RD |  | Unknown, Non-Lead | Yes |  | 2022-02-08 |  | Unknown, Non-Lead | 2016 | Yes |  | 2022-02-08 |  | Non-lead
017417 | 216 JAMES AVE |  | Unknown, Non-Lead | Yes |  | 2023-10-25 |  | Unknown, Non-Lead | 1993 | Yes |  | 2023-10-25 |  | Non-lead
017418 | 134 DOVE LAKE DR |  | Polytube | Yes |  | 2023-09-11 |  | PVC | 1967 | Yes |  | 2023-09-11 |  | Non-lead
017419 | 224 JAMES AVE |  | Polytube | Yes |  | 2022-11-03 |  | PVC | 1972 | Yes |  | 2022-11-03 |  | Non-lead
017420 | L1,2 125 SUNSET GARDENS DR |  | Polytube | Yes |  | 2022-07-07 |  | PVC | 1950 | Yes |  | 2022-07-07 |  | Non-lead
017421 | 139 SUNSET GARDENS DR |  | Polytube | Yes |  | 2022-09-01 |  | PVC | 1951 | Yes |  | 2022-09-01 |  | Non-lead
017422 | 1 LOQUAT ST |  | Polytube | Yes |  | 2023-04-04 |  | PVC | 1934 | Yes |  | 2023-04-04 |  | Non-lead
017423 | B 156 CASA CT |  | Polytube | Yes |  | 2022-07-20 |  | PVC | 1963 | Yes |  | 2022-07-20 |  | Non-lead
017424 | 324 LITTLE MISS MUFF |  | Polytube | Yes |  | 2022-09-19 |  | PVC | 1982 | Yes |  | 2022-09-19 |  | Non-lead
017425 | 114 TWEEDY PIE TER |  | Copper | Yes |  | 2022-09-19 |  | PVC | 1963 | Yes |  | 2022-09-19 |  | Non-lead
017426 | 3529 SUNRISE DR |  | Polytube | Yes |  | 2022-12-05 |  | Copper | 1963 | Yes |  | 2022-12-05 |  | Non-lead
017427 | H32 MIRIAM ST |  | Polytube | Yes |  | 2023-03-08 |  | PVC | 1979 | Yes |  | 2023-03-08 |  | Non-lead
017428 | APT DOWN 1113 WATSON ST |  | Polytube | Yes |  | 2024-04-09 |  | PVC | 1938 | Yes |  | 2024-04-09 |  | Non-lead
017429 | UNIT 107A 2601 S ROOSEVELT BLVD |  | Copper | Yes |  | 2022-12-19 |  | Copper | 1967 | Yes |  | 2022-12-19 |  | Non-lead
017430 | 2601 S ROOSEVELT BLVD |  | PVC | Yes |  | 2024-03-13 |  | Copper | 1967 | Yes |  | 2024-03-13 |  | Non-lead
017431 | 2601 S ROOSEVELT BLVD |  | Copper | Yes |  | 2022-06-28 |  | Copper | 1967 | Yes |  | 2022-06-28 |  | Non-lead
017432 | UNIT 113C 2601 S ROOSEVELT BLVD |  | Copper | Yes |  | 2023-01-31 |  | Copper | 1967 | Yes |  | 2023-01-31 |  | Non-lead
017433 | 3 BIRCHWOOD DR |  | Polytube | Yes |  | 2022-05-04 |  | Copper | 1967 | Yes |  | 2022-05-04 |  | Non-lead
017435 | 6 TERN LANE |  | Polytube | Yes |  | 2023-07-28 |  | PVC |  | Yes |  | 2023-07-28 |  | Non-lead
017436 | 1607 VON PHISTER ST |  | Copper | Yes |  | 2024-04-04 |  | Copper | 1967 | Yes |  | 2024-04-04 |  | Non-lead
017437 | LOT 006 6800 MALONEY AVE |  | PVC | Yes |  | 2023-03-06 |  | PVC | 1975 | Yes |  | 2023-03-06 |  | Non-lead
017438 | 6 ALLAMANDA TERR |  | Polytube | Yes |  | 2022-10-25 |  | Polytube | 1967 | Yes |  | 2022-10-25 |  | Non-lead
017439 | 2417 STAPLES AVE |  | Polytube | Yes |  | 2024-09-13 |  | Polytube | 1968 | Yes |  | 2024-09-13 |  | Non-lead
017440 | 2419 STAPLES AVE |  | Polytube | Yes |  | 2022-08-15 |  | Polytube | 1968 | Yes |  | 2022-08-15 |  | Non-lead
017441 | 1202 17TH ST |  | Polytube | Yes |  | 2023-08-22 |  | Copper | 1965 | Yes |  | 2023-08-22 |  | Non-lead
017442 | 22923 ANNE BONNY LT 3 LN |  | Polytube | Yes |  | 2022-10-31 |  | PVC | 1967 | Yes |  | 2022-10-31 |  | Non-lead
017443 | 300 CORTE DEL BRISAS |  | Polytube | Yes |  | 2022-08-04 |  | PVC | 1979 | Yes |  | 2022-08-04 |  | Non-lead
017444 | 251 9TH ST |  | Polytube | Yes |  | 2024-04-19 |  | PVC | 1966 | Yes |  | 2024-04-19 |  | Non-lead
017445 | 241 9TH ST |  | Polytube | Yes |  | 2023-08-09 |  | PVC | 1966 | Yes |  | 2023-08-09 |  | Non-lead
017446 | 963 74TH OCEAN ST |  | Unknown, Non-Lead | Yes |  | 2023-08-16 |  | PVC | 1993 | Yes |  | 2023-08-16 |  | Non-lead
017447 | OCEAN 1027 74TH ST |  | Polytube | Yes |  | 2024-02-29 |  | PVC | 1953 | Yes |  | 2024-02-29 |  | Non-lead
017448 | REAR 515 MARGARET ST |  | PVC | Yes |  | 2023-02-01 |  | PVC | 1933 | Yes |  | 2023-02-01 |  | Non-lead
017449 | 613 WILLIAM ST |  | Polytube | Yes |  | 2023-01-04 |  | PVC | 1933 | Yes |  | 2023-01-04 |  | Non-lead
017450 | FIRE DETECTOR . LONG KEY |  | None | Yes |  | 2022-07-05 |  | None | 1966 | Yes |  | 2022-07-05 |  | Non-lead
017451 | E 538 SHORE DR |  | Polytube | Yes |  | 2023-04-25 |  | PVC | 1958 | Yes |  | 2023-04-25 |  | Non-lead
017452 | 1546 4TH ST |  | Polytube | Yes |  | 2023-04-24 |  | PVC | 1968 | Yes |  | 2023-04-24 |  | Non-lead
017453 | 1542 4TH ST |  | Polytube | Yes |  | 2023-04-24 |  | PVC | 1965 | Yes |  | 2023-04-24 |  | Non-lead
017454 | B1 8TH AVE |  | Unknown, Non-Lead | No |  |  |  | Unknown, Non-Lead | 2006 | No |  |  |  | Non-lead
017455 | S ROOSEVELT BLVD |  | Unknown, Non-Lead | Yes |  | 2020-10-23 |  | Unknown, Non-Lead | 2003 | Yes |  | 2020-10-23 |  | Non-lead
017456 | 7 DOLPHIN RD |  | Unknown, Non-Lead | No |  |  |  | Unknown, Non-Lead | 2013 | No |  |  |  | Non-lead
017457 | APT 2 118 4TH ST |  | Polytube | Yes |  | 2023-07-27 |  | PVC | 1966 | Yes |  | 2023-07-27 |  | Non-lead
017458 | APT 1 118 4TH ST |  | Polytube | Yes |  | 2023-07-27 |  | PVC | 1966 | Yes |  | 2023-07-27 |  | Non-lead
017459 | 1418 ROSE ST |  | Copper | Yes |  | 2022-08-29 |  | Copper | 1969 | Yes |  | 2022-08-29 |  | Non-lead
017460 | 1305 DUVAL ST |  | Polytube | Yes |  | 2022-09-26 |  | PVC | 1987 | Yes |  | 2022-09-26 |  | Non-lead
017463 | 1117 28TH OCEAN ST |  | Polytube | Yes |  | 2023-10-13 |  | PVC | 1967 | Yes |  | 2023-10-13 |  | Non-lead
017465 | 676 92ND OCEAN ST |  | Unknown, Non-Lead | Yes |  | 2023-06-07 |  | PVC | 2005 | Yes |  | 2023-06-07 |  | Non-lead
017466 | 684 92ND ST OCEAN |  | Unknown, Non-Lead | Yes |  | 2024-06-17 |  | Unknown, Non-Lead | 2005 | Yes |  | 2024-06-17 |  | Non-lead
017467 | 310 11TH ST |  | Polytube | Yes |  | 2022-10-22 |  | PVC | 1966 | Yes |  | 2022-10-22 |  | Non-lead
017468 | 6600 OVERSEAS HWY |  | Polytube | Yes |  | 2023-06-01 |  | PVC | 1985 | Yes |  | 2023-06-01 |  | Non-lead
017470 | 121 PALERMO DR |  | Polytube | Yes |  | 2022-06-08 |  | PVC | 1980 | Yes |  | 2022-06-08 |  | Non-lead
017472 | 6840 FRONT ST |  | Polytube | Yes |  | 2023-10-03 |  | PVC | 1963 | Yes |  | 2023-10-03 |  | Non-lead
017473 | 31152 HOLLERICH L8 |  | Polytube | Yes |  | 2022-11-14 |  | PVC | 1968 | Yes |  | 2022-11-14 |  | Non-lead
017474 | 733 UNITED ST |  | Polytube | No |  |  |  | Unknown | 1923 | No |  |  |  | Lead Status Unknown
017475 | A35 8TH AVE |  | Polytube | Yes |  | 2023-03-10 |  | PVC | 1980 | Yes |  | 2023-03-10 |  | Non-lead
017477 | 1 GULL LN |  | Polytube | Yes |  | 2022-12-13 |  | PVC | 1983 | Yes |  | 2022-12-13 |  | Non-lead
017478 | 979 PLANTATION RD |  | Polytube | Yes |  | 2022-07-25 |  | Polytube | 1970 | Yes |  | 2022-07-25 |  | Non-lead
017479 | 182 W AVE C |  | Polytube | Yes |  | 2022-12-12 |  | PVC | 1965 | Yes |  | 2022-12-12 |  | Non-lead
017480 | 706 LARGO ROAD |  | Polytube | Yes |  | 2023-05-04 |  | PVC | 1963 | Yes |  | 2023-05-04 |  | Non-lead
017481 | 901 RED BIRD RD |  | Polytube | Yes |  | 2023-05-04 |  | PVC | 1968 | Yes |  | 2023-05-04 |  | Non-lead
017482 | 1023 DOVE RD |  | Polytube | Yes |  | 2022-07-21 |  | PVC | 1974 | Yes |  | 2022-07-21 |  | Non-lead
017483 | 66 HIBISCUS LN |  | Polytube | Yes |  | 2022-06-29 |  | PVC | 1973 | Yes |  | 2022-06-29 |  | Non-lead
017484 | 764 LARGO RD |  | Polytube | Yes |  | 2022-11-02 |  | PVC | 1993 | Yes |  | 2022-11-02 |  | Non-lead
017485 | 37 N TINA PL |  | Polytube | Yes |  | 2022-12-05 |  | PVC | 1972 | Yes |  | 2022-12-05 |  | Non-lead
017487 | 718 LARGO RD |  | Polytube | Yes |  | 2023-06-06 |  | PVC | 2006 | Yes |  | 2023-06-06 |  | Non-lead
017488 | 403 THUMPER THOROUGH |  | Copper | Yes |  | 2022-09-19 |  | PVC | 1980 | Yes |  | 2022-09-19 |  | Non-lead
017489 | 730 LARGO RD |  | Polytube | Yes |  | 2023-05-01 |  | PVC |  | Yes |  | 2023-05-01 |  | Non-lead
017490 | 108 SABLE PALM |  | Polytube | Yes |  | 2023-02-13 |  | PVC | 1969 | Yes |  | 2023-02-13 |  | Non-lead
017491 | 100 OLEANDER CIR |  | Polytube | Yes |  | 2023-09-25 |  | PVC | 1972 | Yes |  | 2023-09-25 |  | Non-lead
017492 | 107690 OVERSEAS HWY |  | Polytube | Yes |  | 2022-09-26 |  | PVC | 1967 | Yes |  | 2022-09-26 |  | Non-lead
017494 | 202 RYAN AVE |  | Polytube | Yes |  | 2022-10-27 |  | PVC | 1976 | Yes |  | 2022-10-27 |  | Non-lead
017495 | 24918 NORTHSIDE DR |  | Polytube | Yes |  | 2023-04-25 |  | PVC | 1966 | Yes |  | 2023-04-25 |  | Non-lead
017496 | #1 1122 SIMONTON ST |  | Polytube | Yes |  | 2022-10-31 |  | Copper | 1913 | Yes |  | 2022-10-31 |  | Non-lead
017497 | APT 2 1122 SIMONTON ST |  | Polytube | Yes |  | 2022-10-31 |  | Copper | 1913 | Yes |  | 2022-10-31 |  | Non-lead
017498 | 313 LITTLE MISS MUFF LN |  | Copper | Yes |  | 2022-09-20 |  | PVC | 1985 | Yes |  | 2022-09-20 |  | Non-lead
017499 | A36 8TH AVE |  | Unknown, Non-Lead | No |  |  |  | Unknown, Non-Lead | 1999 | No |  |  |  | Non-lead
017500 | 220 JOHNSON RD |  | Polytube | Yes |  | 2022-06-27 |  | PVC | 1966 | Yes |  | 2022-06-27 |  | Non-lead
017501 | 245 BOUGANVILLA ST |  | Polytube | Yes |  | 2022-06-15 |  | PVC | 1967 | Yes |  | 2022-06-15 |  | Non-lead
017502 | 1132 GORDON DR |  | Unknown, Non-Lead | Yes |  | 2021-12-02 |  | Unknown, Non-Lead | 2020 | Yes |  | 2021-12-02 |  | Non-lead
017503 | A42 8TH AVE |  | Polytube | Yes |  | 2022-11-23 |  | PVC | 1996 | Yes |  | 2022-11-23 |  | Non-lead
017504 | 5513 5TH AVE |  | Polytube | Yes |  | 2023-03-07 |  | PVC | 1978 | Yes |  | 2023-03-07 |  | Non-lead
017505 | B23 8TH AVE |  | Polytube | Yes |  | 2023-03-10 |  | PVC | 1986 | Yes |  | 2023-03-10 |  | Non-lead
017506 | 7 PEN KEY CLUB |  | Polytube | Yes |  | 2022-06-23 |  | PVC | 1966 | Yes |  | 2022-06-23 |  | Non-lead
017507 | 529 FRONT ST |  | Polytube | Yes |  | 2024-04-29 |  | PVC | 1974 | Yes |  | 2024-04-29 |  | Non-lead
017508 | 16861 DRIFTWOOD LN |  | Polytube | Yes |  | 2022-07-11 |  | PVC | 1968 | Yes |  | 2022-07-11 |  | Non-lead
017509 | WEST 17095 KINGFISH LN |  | Polytube | Yes |  | 2022-07-11 |  | PVC | 1967 | Yes |  | 2022-07-11 |  | Non-lead
017511 | 2310 PATTERSON AVE |  | Copper | Yes |  | 2023-05-04 |  | Copper | 1968 | Yes |  | 2023-05-04 |  | Non-lead
017512 | 3 N CONCH AVE |  | Polytube | Yes |  | 2023-10-12 |  | PVC | 1967 | Yes |  | 2023-10-12 |  | Non-lead
017513 | 1044 26TH OCEAN ST |  | Polytube | Yes |  | 2023-01-17 |  | PVC | 1969 | Yes |  | 2023-01-17 |  | Non-lead
017514 | GULF 391 46TH ST |  | Polytube | Yes |  | 2022-10-20 |  | PVC | 1980 | Yes |  | 2022-10-20 |  | Non-lead
017515 | RTSIDE 360 11TH ST |  | Polytube | Yes |  | 2022-10-22 |  | PVC | 1966 | Yes |  | 2022-10-22 |  | Non-lead
017516 | 370 11TH ST |  | Polytube | Yes |  | 2022-10-22 |  | PVC | 1966 | Yes |  | 2022-10-22 |  | Non-lead
017517 | APT UP 1415 UNITED ST |  | Polytube | Yes |  | 2023-11-30 |  | Polytube | 1933 | Yes |  | 2023-11-30 |  | Non-lead
017518 | 2908 VENETIAN DR |  | Polytube | Yes |  | 2023-04-24 |  | PVC | 1972 | Yes |  | 2023-04-24 |  | Non-lead
017519 | 516 WILLIAM ST |  | Polytube | Yes |  | 2023-01-04 |  | PVC | 1933 | Yes |  | 2023-01-04 |  | Non-lead
017520 | 271 JASMINE ST |  | Polytube | Yes |  | 2022-06-16 |  | PVC | 1967 | Yes |  | 2022-06-16 |  | Non-lead
017521 | 175 BOUGANVILLA ST |  | Polytube | Yes |  | 2022-06-15 |  | PVC | 1969 | Yes |  | 2022-06-15 |  | Non-lead
017522 | 13 HILTON HAVEN RD |  | Polytube | Yes |  | 2024-08-19 |  | PVC |  | Yes |  | 2024-08-19 |  | Non-lead
017523 | . TOPPINO (DE RD |  | Polytube | Yes |  | 2023-09-06 |  | Polytube | 1967 | Yes |  | 2023-09-06 |  | Non-lead
017524 | 2713 FLAGLER AVE |  | Polytube | Yes |  | 2023-05-04 |  | Copper | 1970 | Yes |  | 2023-05-04 |  | Non-lead
017525 | 664 W SHORE DR |  | Polytube | Yes |  | 2023-04-25 |  | PVC | 1961 | Yes |  | 2023-04-25 |  | Non-lead
017526 | APT DOWN 594 W SHORE DR |  | Polytube | Yes |  | 2024-06-24 |  | PVC | 1963 | Yes |  | 2024-06-24 |  | Non-lead
017527 | 29139 ROSE DR |  | Polytube | Yes |  | 2022-12-21 |  | PVC | 1969 | Yes |  | 2022-12-21 |  | Non-lead
017528 | APT 4 820 WASHINGTON ST |  | PVC | Yes |  | 2023-04-24 |  | PVC | 1966 | Yes |  | 2023-04-24 |  | Non-lead
017529 | APT A 321 OVERSEAS HWY |  | Polytube | Yes |  | 2024-08-29 |  | PVC | 1966 | Yes |  | 2024-08-29 |  | Non-lead
017530 | 30380 COCONUT HWY |  | Polytube | Yes |  | 2022-11-15 |  | PVC | 1966 | Yes |  | 2022-11-15 |  | Non-lead
017531 | C25 9TH AVE |  | Unknown, Non-Lead | No |  |  |  | Unknown, Non-Lead | 2013 | No |  |  |  | Non-lead
017532 | 1007 EATON ST |  | Polytube | No |  |  |  | PVC | 1924 | No |  |  |  | Non-lead
017533 | 112 SANDS LN |  | Polytube | Yes |  | 2022-06-27 |  | PVC | 1973 | Yes |  | 2022-06-27 |  | Non-lead
017534 | 121 PRIMROSE LN |  | Polytube | Yes |  | 2022-06-27 |  | PVC | 1968 | Yes |  | 2022-06-27 |  | Non-lead
017535 | 31554 AVENUE D |  | Polytube | Yes |  | 2022-11-08 |  | PVC | 1966 | Yes |  | 2022-11-08 |  | Non-lead
017536 | ADJACENT TO DESA |  | Polytube | Yes |  | 2023-08-30 |  | PVC | 1977 | Yes |  | 2023-08-30 |  | Non-lead
017537 | 16 FLIPPER RD |  | Unknown, Non-Lead | Yes |  | 2017-03-16 |  | Unknown, Non-Lead | 2013 | Yes |  | 2017-03-16 |  | Non-lead
017538 | C50 10TH AVE |  | Polytube | Yes |  | 2023-03-08 |  | PVC | 1973 | Yes |  | 2023-03-08 |  | Non-lead
017539 | 31353 I AVE |  | Polytube | Yes |  | 2023-04-24 |  | PVC | 2020 | Yes |  | 2023-04-24 |  | Non-lead
017540 | 501 46TH GULF ST |  | Polytube | Yes |  | 2022-10-20 |  | Polytube | 1958 | Yes |  | 2022-10-20 |  | Non-lead
017541 | 496 JAMES AVE |  | Unknown, Non-Lead | Yes |  | 2021-05-26 |  | PVC | 2006 | Yes |  | 2021-05-26 |  | Non-lead
017542 | 6681 OVERSEAS HWY |  | Polytube | Yes |  | 2024-03-15 |  | PVC | 1966 | Yes |  | 2024-03-15 |  | Non-lead
017543 | 220 6TH St |  | Unknown, Non-Lead | No |  |  |  | PVC | 1993 | No |  |  |  | Non-lead
017545 | 21 PEN KEY CLUB |  | Polytube | Yes |  | 2022-06-23 |  | PVC | 1967 | Yes |  | 2022-06-23 |  | Non-lead
017546 | 220 S JASMINE ST |  | Polytube | Yes |  | 2022-06-16 |  | PVC | 1967 | Yes |  | 2022-06-16 |  | Non-lead
017547 | 1404 BOCA CHICA RD |  | Polytube | Yes |  | 2022-09-26 |  | PVC | 1963 | Yes |  | 2022-09-26 |  | Non-lead
017548 | 3424 N ROOSEVELT BLVD |  | Polytube | Yes |  | 2023-09-05 |  | PVC | 1966 | Yes |  | 2023-09-05 |  | Non-lead
017549 | 3128 N ROOSEVELT BLVD |  | Polytube | Yes |  | 2023-01-05 |  | Copper | 1969 | Yes |  | 2023-01-05 |  | Non-lead
017550 | 223 PUEBLO ST |  | Polytube | Yes |  | 2022-08-25 |  | PVC | 1967 | Yes |  | 2022-08-25 |  | Non-lead
017551 | 31329 AVENUE A |  | Polytube | Yes |  | 2022-07-15 |  | PVC | 1967 | Yes |  | 2022-07-15 |  | Non-lead
017552 | 75401 OVERSEAS HWY |  | Polytube | Yes |  | 2022-07-07 |  | PVC | 1970 | Yes |  | 2022-07-07 |  | Non-lead
017553 | 113 PRIMROSE LN |  | Polytube | Yes |  | 2022-06-27 |  | PVC | 1974 | Yes |  | 2022-06-27 |  | Non-lead
017554 | APT 3 820 WASHINGTON ST |  | PVC | Yes |  | 2023-04-24 |  | PVC | 1966 | Yes |  | 2023-04-24 |  | Non-lead
017555 | 1667 SUNRISE DRIVE |  | Polytube | Yes |  | 2024-09-23 |  | PVC | 1967 | Yes |  | 2024-09-23 |  | Non-lead
017556 | 1518 5TH ST |  | Polytube | Yes |  | 2024-07-15 |  | PVC | 1968 | Yes |  | 2024-07-15 |  | Non-lead
017557 | APT REAR 1111 EATON ST |  | Polytube | Yes |  | 2023-04-24 |  | PVC | 1941 | Yes |  | 2023-04-24 |  | Non-lead
017558 | 1614 TRINIDAD DR |  | Polytube | Yes |  | 2023-04-24 |  | PVC | 1968 | Yes |  | 2023-04-24 |  | Non-lead
017559 | 252 RYAN AVE |  | Polytube | Yes |  | 2025-07-21 |  | PVC | 1989 | Yes |  | 2022-04-06 |  | Non-lead
017560 | 324 VACA RD |  | PVC | Yes |  | 2022-07-25 |  | PVC | 1979 | Yes |  | 2022-07-25 |  | Non-lead
017561 | 206 BUTTONWOOD AVE |  | Polytube | Yes |  | 2022-12-12 |  | PVC | 1966 | Yes |  | 2022-12-12 |  | Non-lead
017562 | 254 ALLEN AVE |  | Polytube | Yes |  | 2023-02-01 |  | PVC | 1977 | Yes |  | 2023-02-01 |  | Non-lead
017563 | 183 1ST CT |  | Unknown, Non-Lead | No |  |  |  | Unknown, Non-Lead | 1993 | No |  |  |  | Non-lead
017566 | UNIT B / REAR 13 JANET PL |  | Polytube | Yes |  | 2023-02-08 |  | PVC | 1974 | Yes |  | 2023-02-08 |  | Non-lead
017567 | 139 GARDEN ST |  | Polytube | Yes |  | 2023-02-09 |  | PVC | 1964 | Yes |  | 2023-02-09 |  | Non-lead
017568 | 96190 OVERSEAS HWY |  | Polytube | Yes |  | 2022-09-20 |  | PVC | 1969 | Yes |  | 2022-09-20 |  | Non-lead
017569 | 115 W AVE A |  | Polytube | Yes |  | 2023-02-01 |  | PVC | 1973 | Yes |  | 2023-02-01 |  | Non-lead
017570 | 209 S BAY HARBOR DR |  | Unknown, Non-Lead | Yes |  | 2024-05-22 |  | Unknown, Non-Lead | 1988 | Yes |  | 2024-05-22 |  | Non-lead
017571 | 7 TINA PL |  | Unknown, Non-Lead | Yes |  | 2020-12-31 |  | Unknown, Non-Lead | 2001 | Yes |  | 2020-12-31 |  | Non-lead
017572 | 190 W AVE A |  | Polytube | Yes |  | 2022-12-12 |  | PVC | 1969 | Yes |  | 2022-12-12 |  | Non-lead
017573 | 534 PALM DR |  | Polytube | Yes |  | 2023-02-14 |  | PVC | 1967 | Yes |  | 2023-02-14 |  | Non-lead
017575 | 174 W AVE C |  | Polytube | Yes |  | 2024-04-12 |  | PVC | 1978 | Yes |  | 2024-04-12 |  | Non-lead
017576 | 7 HIBISCUS LN |  | Polytube | Yes |  | 2023-01-30 |  | PVC | 1963 | Yes |  | 2023-01-30 |  | Non-lead
017577 | 600 PORTIA CIRCLE |  | Polytube | Yes |  | 2023-01-31 |  | PVC | 1967 | Yes |  | 2023-01-31 |  | Non-lead
017578 | 226 BUTTONWOOD |  | Polytube | Yes |  | 2023-02-13 |  | PVC | 1971 | Yes |  | 2023-02-13 |  | Non-lead
017579 | 108 TWEEDY PIE TER |  | Polytube | Yes |  | 2022-09-20 |  | PVC | 1966 | Yes |  | 2022-09-20 |  | Non-lead
017580 | 317 LITTLE MISS MUFFET LN |  | Polytube | Yes |  | 2022-09-19 |  | PVC | 1976 | Yes |  | 2022-09-19 |  | Non-lead
017581 | 5901 JR COLLEGE RD |  | Unknown, Non-Lead | No |  |  |  | Unknown, Non-Lead | 1996 | No |  |  |  | Non-lead
017582 | 8 AMARYLLIS DR |  | Copper | Yes |  | 2024-04-22 |  | Polytube | 1967 | Yes |  | 2024-04-22 |  | Non-lead
017583 | 3709 PALMETTO ST |  | Polytube | Yes |  | 2023-01-12 |  | Copper | 1963 | Yes |  | 2023-01-12 |  | Non-lead
017584 | 1104 17TH TER |  | Polytube | Yes |  | 2022-05-12 |  | Copper | 1965 | Yes |  | 2022-05-12 |  | Non-lead
017585 | 1106 17TH TER |  | Polytube | Yes |  | 2022-06-16 |  | PVC | 1965 | Yes |  | 2022-06-16 |  | Non-lead
017586 | 1014 17TH TER |  | Polytube | Yes |  | 2023-03-14 |  | Copper | 1965 | Yes |  | 2023-03-14 |  | Non-lead
017587 | 1018 17TH TER |  | Polytube | Yes |  | 2022-05-25 |  | Copper | 1965 | Yes |  | 2022-05-25 |  | Non-lead
017588 | 1613 BAHAMA DR |  | Polytube | Yes |  | 2023-04-24 |  | PVC | 1970 | Yes |  | 2023-04-24 |  | Non-lead
017589 | C3 9TH AVE |  | Unknown, Non-Lead | Yes |  | 2024-03-11 |  | Unknown, Non-Lead | 2002 | Yes |  | 2024-03-11 |  | Non-lead
017590 | C4 9TH AVE |  | Polytube | Yes |  | 2023-03-10 |  | PVC | 1980 | Yes |  | 2023-03-10 |  | Non-lead
017591 | B13 8TH AVE |  | Polytube | Yes |  | 2023-03-10 |  | PVC | 1972 | Yes |  | 2023-03-10 |  | Non-lead
017592 | 1527 4TH ST |  | Polytube | Yes |  | 2023-04-24 |  | PVC | 1966 | Yes |  | 2023-04-24 |  | Non-lead
017593 | 220 ATLANTIC ST |  | Polytube | Yes |  | 2023-11-07 |  | PVC | 1953 | Yes |  | 2023-11-07 |  | Non-lead
017594 | 1514 5TH ST |  | Polytube | Yes |  | 2023-04-24 |  | PVC | 1968 | Yes |  | 2023-04-24 |  | Non-lead
017595 | 240 TREASURE HARBOR RD |  | Polytube | Yes |  | 2022-06-21 |  | PVC | 1972 | Yes |  | 2022-06-21 |  | Non-lead
017596 | 35 BARCELONA DR |  | Unknown, Non-Lead | Yes |  | 2023-12-27 |  | Unknown, Non-Lead | 1991 | Yes |  | 2023-12-27 |  | Non-lead
017597 | C2 9TH AVE |  | Unknown, Non-Lead | No |  |  |  | Unknown, Non-Lead | 2002 | No |  |  |  | Non-lead
017598 | 74 BAY DR |  | Unknown | Yes |  | 2023-05-04 |  | Unknown | 1968 | Yes |  | 2023-05-04 |  | Lead Status Unknown
017599 | 1532 4TH ST |  | Polytube | Yes |  | 2023-04-24 |  | PVC | 1968 | Yes |  | 2023-04-24 |  | Non-lead
017600 | 28273 HELEN AVE |  | Polytube | Yes |  | 2024-06-04 |  | PVC | 1978 | Yes |  | 2024-06-04 |  | Non-lead
017602 | APT 2 320 SIMONTON ST |  | Unknown | Yes |  | 2022-10-31 |  | PVC | 1938 | Yes |  | 2022-10-31 |  | Lead Status Unknown
017603 | 24216 CARRIBEAN DR |  | Polytube | Yes |  | 2023-04-24 |  | PVC | 1967 | Yes |  | 2023-04-24 |  | Non-lead
017604 | UNIT 106C 2601 S ROOSEVELT BLVD |  | Copper | Yes |  | 2022-06-28 |  | Copper | 1967 | Yes |  | 2022-06-28 |  | Non-lead
017605 | 2601 S ROOSEVELT BLVD |  | Unknown | Yes |  | 2024-06-27 |  | Unknown | 1967 | Yes |  | 2024-06-27 |  | Lead Status Unknown
017606 | 1101 17TH TER |  | Polytube | Yes |  | 2024-06-06 |  | Copper | 1957 | Yes |  | 2024-06-06 |  | Non-lead
017607 | LOT 278 1213 14TH ST |  | Polytube | Yes |  | 2022-09-22 |  | Polytube | 1965 | Yes |  | 2022-09-22 |  | Non-lead
017608 | 350 AVE B |  | Polytube | Yes |  | 2023-07-14 |  | PVC | 1973 | Yes |  | 2023-07-14 |  | Non-lead
017609 | 40 PARK RD |  | Polytube | Yes |  | 2022-06-23 |  | PVC | 1967 | Yes |  | 2022-06-23 |  | Non-lead
017610 | UNIT 201C 2601 S ROOSEVELT BLVD |  | Copper | Yes |  | 2022-08-17 |  | Copper | 1967 | Yes |  | 2022-08-17 |  | Non-lead
017611 | UNIT 301C 2601 S ROOSEVELT BLVD |  | Copper | Yes |  | 2024-10-03 |  | Copper | 1967 | Yes |  | 2024-10-03 |  | Non-lead
017612 | UNIT 102C 2601 S ROOSEVELT BLVD |  | Copper | Yes |  | 2023-05-04 |  | Copper | 1967 | Yes |  | 2023-05-04 |  | Non-lead
017613 | UNIT 202C 2601 S ROOSEVELT BLVD |  | Copper | Yes |  | 2022-06-28 |  | Copper | 1967 | Yes |  | 2022-06-28 |  | Non-lead
017614 | UNIT 302C 2601 S ROOSEVELT BLVD |  | Copper | Yes |  | 2022-06-28 |  | Copper | 1967 | Yes |  | 2022-06-28 |  | Non-lead
017615 | UNIT 103C 2601 S ROOSEVELT BLVD |  | Copper | Yes |  | 2023-07-19 |  | Copper | 1967 | Yes |  | 2023-07-19 |  | Non-lead
017616 | APT 1 915 ASHE ST |  | Polytube | Yes |  | 2023-03-10 |  | Copper | 1933 | Yes |  | 2023-03-10 |  | Non-lead
017617 | UNIT 303C 2601 S ROOSEVELT BLVD |  | Copper | Yes |  | 2022-08-17 |  | Copper | 1967 | Yes |  | 2022-08-17 |  | Non-lead
017618 | UNIT 104C 2601 S ROOSEVELT BLVD |  | Copper | Yes |  | 2022-06-28 |  | Copper | 1967 | Yes |  | 2022-06-28 |  | Non-lead
017619 | 1005 17TH TER |  | Polytube | Yes |  | 2022-06-16 |  | Copper | 1968 | Yes |  | 2022-06-16 |  | Non-lead
017620 | UNIT 304C 2601 S ROOSEVELT BLVD |  | Copper | Yes |  | 2022-06-28 |  | Copper | 1967 | Yes |  | 2022-06-28 |  | Non-lead
017621 | UNIT 105C 2601 S ROOSEVELT BLVD |  | Copper | Yes |  | 2022-06-28 |  | Copper | 1967 | Yes |  | 2022-06-28 |  | Non-lead
017622 | 1008 17TH TER |  | Polytube | Yes |  | 2022-05-12 |  | Copper | 1965 | Yes |  | 2022-05-12 |  | Non-lead
017623 | UNIT 305C 2601 S ROOSEVELT BLVD |  | Copper | Yes |  | 2022-06-28 |  | Copper | 1967 | Yes |  | 2022-06-28 |  | Non-lead
017624 | 21017 4TH EAST AVE |  | Polytube | Yes |  | 2023-01-13 |  | PVC | 1968 | Yes |  | 2023-01-13 |  | Non-lead
017625 | UNIT 306C 2601 S ROOSEVELT BLVD |  | Copper | Yes |  | 2022-06-28 |  | Copper | 1967 | Yes |  | 2022-06-28 |  | Non-lead
017626 | UNIT 111A 2601 S ROOSEVELT BLVD |  | Copper | Yes |  | 2022-06-28 |  | Copper | 1967 | Yes |  | 2022-06-28 |  | Non-lead
017627 | UNIT 107C 2601 S ROOSEVELT BLVD |  | Copper | Yes |  | 2022-06-28 |  | Copper | 1967 | Yes |  | 2022-06-28 |  | Non-lead
017628 | UP 519 WHITEHEAD ST |  | Polytube | Yes |  | 2022-06-02 |  | PVC | 1977 | Yes |  | 2022-06-02 |  | Non-lead
017629 | UNIT 307C 2601 S ROOSEVELT BLVD |  | Copper | Yes |  | 2022-06-28 |  | Copper | 1967 | Yes |  | 2022-06-28 |  | Non-lead
017630 | LOT 276 1213 14TH ST |  | Polytube | Yes |  | 2023-05-04 |  | Polytube | 1965 | Yes |  | 2023-05-04 |  | Non-lead
017631 | 1528 5TH ST |  | Polytube | Yes |  | 2023-04-24 |  | PVC | 1968 | Yes |  | 2023-04-24 |  | Non-lead
017632 | 30851 BAILEYS LN |  | Polytube | Yes |  | 2022-11-28 |  | PVC | 1968 | Yes |  | 2022-11-28 |  | Non-lead
017635 | 1600 109TH GULF ST |  | Unknown, Non-Lead | Yes |  | 2024-09-13 |  | PVC | 2004 | Yes |  | 2024-09-13 |  | Non-lead
017636 | 1023 83RD OCEAN ST |  | Polytube | Yes |  | 2022-06-23 |  | Polytube | 2019 | Yes |  | 2022-06-23 |  | Non-lead
017637 | OCEAN 982 81ST ST |  | Polytube | Yes |  | 2023-01-23 |  | PVC | 1986 | Yes |  | 2023-01-23 |  | Non-lead
017638 | 1049 83RD OCEAN ST |  | Unknown, Non-Lead | Yes |  | 2024-05-20 |  | Unknown, Non-Lead | 2016 | Yes |  | 2024-05-20 |  | Non-lead
017639 | 1508 4TH ST |  | Polytube | Yes |  | 2024-07-16 |  | PVC | 1968 | Yes |  | 2024-07-16 |  | Non-lead
017641 | LOT 273 1213 14TH ST |  | Polytube | Yes |  | 2023-05-04 |  | Polytube | 1965 | Yes |  | 2023-05-04 |  | Non-lead
017642 | APT 1 820 WASHINGTON ST |  | PVC | Yes |  | 2023-04-24 |  | PVC | 1977 | Yes |  | 2023-04-24 |  | Non-lead
017643 | 3338 N ROOSEVELT BLVD |  | Ductile Iron | Yes |  | 2023-05-04 |  | Unknown | 1967 | Yes |  | 2023-05-04 |  | Lead Status Unknown
017645 | 170 AIRSTREAM LN |  | Polytube | Yes |  | 2022-12-19 |  | PVC | 1967 | Yes |  | 2022-12-19 |  | Non-lead
017646 | 138 AZALEA ST |  | Polytube | Yes |  | 2022-09-01 |  | PVC | 1960 | Yes |  | 2022-09-01 |  | Non-lead
017647 | 106 PLANTATION BLVD |  | Polytube | Yes |  | 2023-04-19 |  | PVC | 1967 | Yes |  | 2023-04-19 |  | Non-lead
017648 | 1047 83RD OCEAN ST |  | Polytube | Yes |  | 2022-12-19 |  | PVC | 2019 | Yes |  | 2022-12-19 |  | Non-lead
017649 | 1172 W 75TH OCEAN ST |  | Polytube | Yes |  | 2023-01-05 |  | PVC | 1986 | Yes |  | 2023-01-05 |  | Non-lead
017650 | 2132 DOLPHIN DR |  | Polytube | Yes |  | 2024-03-25 |  | PVC | 1967 | Yes |  | 2024-03-25 |  | Non-lead
017651 | 439 83RD OCEAN ST |  | Polytube | Yes |  | 2022-11-21 |  | PVC | 1981 | Yes |  | 2022-11-21 |  | Non-lead
017652 | 11401 1ST GULF AVE |  | Polytube | Yes |  | 2022-08-22 |  | PVC | 1967 | Yes |  | 2022-08-22 |  | Non-lead
017653 | 493 JAMES AVE |  | Unknown, Non-Lead | No |  |  |  | Unknown, Non-Lead | 2006 | No |  |  |  | Non-lead
017654 | 1114 17TH TER |  | Polytube | Yes |  | 2022-05-12 |  | PVC | 1967 | Yes |  | 2022-05-12 |  | Non-lead
017655 | 186 INDIAN MOUND TR |  | Polytube | Yes |  | 2022-06-03 |  | PVC | 1980 | Yes |  | 2022-06-03 |  | Non-lead
017656 | 31 BLUEWATER DR |  | Unknown, Non-Lead | Yes |  | 2021-03-26 |  | PVC | 2018 | Yes |  | 2021-03-26 |  | Non-lead
017657 | 8 BAMBOO TERR |  | Polytube | Yes |  | 2024-08-29 |  | PVC | 1966 | Yes |  | 2024-08-29 |  | Non-lead
017658 | 3424 NORTHSIDE DR |  | Unknown, Non-Lead | Yes |  | 2024-02-20 |  | PVC | 2011 | Yes |  | 2024-02-20 |  | Non-lead
017659 | 3825 DUCK AVE |  | Polytube | Yes |  | 2024-04-17 |  | PVC | 1970 | Yes |  | 2024-04-17 |  | Non-lead
017660 | 150 DOUBLOON LANE |  | Polytube | Yes |  | 2023-05-01 |  | PVC | 1970 | Yes |  | 2023-05-01 |  | Non-lead
017661 | UNIT 207C 2601 S ROOSEVELT BLVD |  | Copper | Yes |  | 2022-06-28 |  | Copper | 1967 | Yes |  | 2022-06-28 |  | Non-lead
017662 | UNIT 206C 2601 S ROOSEVELT BLVD |  | Copper | Yes |  | 2022-06-28 |  | Copper | 1967 | Yes |  | 2022-06-28 |  | Non-lead
017663 | UNIT 205C 2601 S ROOSEVELT BLVD |  | Copper | Yes |  | 2022-06-28 |  | Copper | 1967 | Yes |  | 2022-06-28 |  | Non-lead
017664 | UNIT 204C 2601 S ROOSEVELT BLVD |  | Copper | Yes |  | 2022-06-28 |  | Copper | 1967 | Yes |  | 2022-06-28 |  | Non-lead
017665 | UNIT 203C 2601 S ROOSEVELT BLVD |  | Copper | Yes |  | 2022-06-28 |  | Copper | 1967 | Yes |  | 2022-06-28 |  | Non-lead
017666 | 18 BAMBOO TERR |  | Polytube | Yes |  | 2022-05-06 |  | Copper | 1967 | Yes |  | 2022-05-06 |  | Non-lead
017667 | 36 PEN KEY CLUB |  | Polytube | Yes |  | 2022-06-23 |  | PVC | 1967 | Yes |  | 2022-06-23 |  | Non-lead
017668 | 615 FRANCES ST |  | Polytube | Yes |  | 2023-03-14 |  | PVC | 1938 | Yes |  | 2023-03-14 |  | Non-lead
017669 | 1709 SOUTH ST |  | Polytube | Yes |  | 2022-10-26 |  | PVC | 1963 | Yes |  | 2022-10-26 |  | Non-lead
017670 | 3604 NORTHSIDE DR |  | Polytube | Yes |  | 2022-07-08 |  | Copper | 1965 | Yes |  | 2022-07-08 |  | Non-lead
017671 | 52 KEY HAVEN RD |  | Polytube | Yes |  | 2024-08-19 |  | Polytube | 1967 | Yes |  | 2024-08-19 |  | Non-lead
017673 | 1011 CATHERINE ST |  | Polytube | Yes |  | 2023-03-30 |  | PVC | 1928 | Yes |  | 2023-03-30 |  | Non-lead
017674 | 105 WHITEHEAD ST |  | Polytube | Yes |  | 2022-03-18 |  | Polytube | 1934 | Yes |  | 2022-03-18 |  | Non-lead
017675 | 219 OLIVIA ST |  | Polytube | Yes |  | 2022-07-13 |  | PVC | 1933 | Yes |  | 2022-07-13 |  | Non-lead
017676 | 200 HARBOR DR |  | Polytube | Yes |  | 2022-06-14 |  | PVC | 1968 | Yes |  | 2022-06-14 |  | Non-lead
017677 | LOT 271 1213 14TH ST |  | Polytube | Yes |  | 2023-05-04 |  | Polytube | 1965 | Yes |  | 2023-05-04 |  | Non-lead
017678 | 229 BANYON LANE |  | Polytube | Yes |  | 2023-02-13 |  | PVC | 1968 | Yes |  | 2023-02-13 |  | Non-lead
017679 | 232 BUTTONWOOD |  | Polytube | Yes |  | 2023-02-13 |  | PVC | 1967 | Yes |  | 2023-02-13 |  | Non-lead
017680 | 179 BUTTONWOOD AVE |  | Polytube | Yes |  | 2022-12-12 |  | PVC | 1958 | Yes |  | 2022-12-12 |  | Non-lead
017681 | 209 JAMES AVE |  | Unknown, Non-Lead | No |  |  |  | Unknown, Non-Lead | 2005 | No |  |  |  | Non-lead
017683 | 74 HERON LN |  | Polytube | Yes |  | 2022-12-12 |  | PVC | 1968 | Yes |  | 2022-12-12 |  | Non-lead
017684 | 228 BUTTONWOOD |  | Polytube | Yes |  | 2022-05-31 |  | PVC | 1967 | Yes |  | 2022-05-31 |  | Non-lead
017685 | 130 SABLE PALM |  | Polytube | Yes |  | 2023-02-13 |  | PVC | 1976 | Yes |  | 2023-02-13 |  | Non-lead
017686 | 132 1ST RD |  | Polytube | Yes |  | 2022-10-17 |  | PVC | 1967 | Yes |  | 2022-10-17 |  | Non-lead
017687 | 744 LARGO RD |  | Polytube | Yes |  | 2023-05-04 |  | PVC | 1971 | Yes |  | 2023-05-04 |  | Non-lead
017688 | 210 W FIRST CT |  | Polytube | Yes |  | 2022-12-12 |  | PVC | 1973 | Yes |  | 2022-12-12 |  | Non-lead
017689 | 15 TINA PL |  | Polytube | Yes |  | 2023-01-18 |  | PVC | 1976 | Yes |  | 2023-01-18 |  | Non-lead
017690 | 17 HIBISCUS LN |  | Polytube | Yes |  | 2023-01-30 |  | PVC |  | Yes |  | 2023-01-30 |  | Non-lead
017691 | 52 SHORELAND DR |  | Polytube | Yes |  | 2022-10-31 |  | PVC |  | Yes |  | 2022-10-31 |  | Non-lead
017692 | 140 STERLING RD |  | Polytube | Yes |  | 2023-02-09 |  | PVC | 1958 | Yes |  | 2023-02-09 |  | Non-lead
017693 | 96050 OVERSEAS HWY P/TR2 |  | Polytube | Yes |  | 2022-09-20 |  | PVC | 1969 | Yes |  | 2022-09-20 |  | Non-lead
017694 | 16 HIBISCUS LN |  | Polytube | Yes |  | 2023-01-30 |  | PVC | 1951 | Yes |  | 2023-01-30 |  | Non-lead
017695 | 212 BUTTONWOOD AVE |  | Polytube | Yes |  | 2023-02-01 |  | PVC | 1966 | Yes |  | 2023-02-01 |  | Non-lead
017696 | 1 JEFFREY DR |  | Polytube | Yes |  | 2022-11-07 |  | PVC | 1987 | Yes |  | 2022-11-07 |  | Non-lead
017697 | 201 RYAN AVE |  | Polytube | Yes |  | 2025-07-22 |  | PVC | 2020 | Yes |  | 2025-07-22 |  | Non-lead
017698 | 408 BAHIA HONDA RD |  | Polytube | Yes |  | 2024-05-20 |  | PVC | 1985 | Yes |  | 2024-05-20 |  | Non-lead
017699 | 208 W SECOND CT |  | Unknown, Non-Lead | Yes |  | 2018-05-22 |  | Unknown, Non-Lead | 2008 | Yes |  | 2018-05-22 |  | Non-lead
017701 | 30887 HAMMOCK DR |  | Polytube | Yes |  | 2022-11-09 |  | PVC | 1966 | Yes |  | 2022-11-09 |  | Non-lead
017702 | 28252 DOROTHY AVE |  | Polytube | Yes |  | 2024-06-04 |  | PVC | 1986 | Yes |  | 2024-06-04 |  | Non-lead
017703 | 276 AVENUE F |  | Polytube | Yes |  | 2024-03-27 |  | PVC |  | Yes |  | 2024-03-27 |  | Non-lead
017704 | UNIT A 10 HILTON HAVEN RD |  | Polytube | Yes |  | 2022-10-25 |  | PVC | 1970 | Yes |  | 2022-10-25 |  | Non-lead
017706 | 31079 E & 1ST ST AVE |  | Unknown, Non-Lead | Yes |  | 2018-11-30 |  | Unknown, Non-Lead | 2003 | Yes |  | 2018-11-30 |  | Non-lead
017707 | C20 9TH AVE |  | Polytube | Yes |  | 2023-03-10 |  | PVC | 1975 | Yes |  | 2023-03-10 |  | Non-lead
017708 | 1001 17TH ST |  | Polytube | Yes |  | 2022-05-12 |  | Copper | 1968 | Yes |  | 2022-05-12 |  | Non-lead
017709 | 1009 17TH TER |  | Polytube | Yes |  | 2024-04-17 |  | Copper | 1967 | Yes |  | 2024-04-17 |  | Non-lead
017710 | C14 9TH AVE |  | Polytube | Yes |  | 2023-03-10 |  | PVC | 1978 | Yes |  | 2023-03-10 |  | Non-lead
017711 | 310 CALZADA DE BOUGAINVILLA |  | Polytube | Yes |  | 2022-06-23 |  | PVC | 1967 | Yes |  | 2022-06-23 |  | Non-lead
017712 | 11239 OVERSEAS HWY |  | Copper | Yes |  | 2022-10-31 |  | PVC | 1967 | Yes |  | 2022-10-31 |  | Non-lead
017713 | 846 92ND COURT OCEAN |  | Unknown, Non-Lead | Yes |  | 2023-09-19 |  | Unknown, Non-Lead | 2011 | Yes |  | 2023-09-19 |  | Non-lead
017714 | 1700 YELLOWTAIL DR |  | Polytube | Yes |  | 2023-02-22 |  | PVC | 1967 | Yes |  | 2023-02-22 |  | Non-lead
017715 | 161 8TH ST |  | Unknown, Non-Lead | Yes |  | 2017-12-12 |  | Unknown, Non-Lead | 2003 | Yes |  | 2017-12-12 |  | Non-lead
017716 | 957 105TH OCEAN ST |  | Unknown, Non-Lead | Yes |  | 2023-06-15 |  | Unknown, Non-Lead | 2000 | Yes |  | 2023-06-15 |  | Non-lead
017717 | END OF 33RD ST |  | Polytube | Yes |  | 2023-09-11 |  | PVC | 1970 | Yes |  | 2023-09-11 |  | Non-lead
017718 | 410 17TH GULF CT |  | Polytube | Yes |  | 2024-03-04 |  | PVC | 1953 | Yes |  | 2024-03-04 |  | Non-lead
017719 | 484 26TH STREET OCEA |  | Polytube | Yes |  | 2023-03-17 |  | Polytube | 1968 | Yes |  | 2023-03-17 |  | Non-Lead
017720 | 28233 HELEN AVE |  | Unknown, Non-Lead | Yes |  | 2024-06-04 |  | Unknown, Non-Lead | 2015 | Yes |  | 2024-06-04 |  | Non-lead
017721 | 148 CARIBBEAN DR E |  | Polytube | Yes |  | 2023-04-24 |  | PVC | 1967 | Yes |  | 2023-04-24 |  | Non-lead
017722 | 24394 CARRIBEAN DR |  | Polytube | Yes |  | 2023-04-24 |  | PVC | 1967 | Yes |  | 2023-04-24 |  | Non-lead
017723 | 31449 AVENUE I |  | Polytube | Yes |  | 2023-10-12 |  | PVC |  | Yes |  | 2023-10-12 |  | Non-lead
017724 | RIGHT 720 SIMONTON ST |  | Polytube | Yes |  | 2024-05-06 |  | PVC | 1933 | Yes |  | 2024-05-06 |  | Non-lead
017725 | 3208 FLAGLER AVE |  | Copper | Yes |  | 2022-10-13 |  | PVC | 1967 | Yes |  | 2022-10-13 |  | Non-lead
017726 | 3208/12 FLAGLER AVE |  | Copper | Yes |  | 2024-02-21 |  | PVC | 1967 | Yes |  | 2024-02-21 |  | Non-lead
017727 | 3212 FLAGLER AVE |  | Copper | Yes |  | 2022-07-07 |  | PVC | 1967 | Yes |  | 2022-07-07 |  | Non-lead
017728 | 3216 FLAGLER AVE |  | Copper | Yes |  | 2022-07-07 |  | Copper | 1967 | Yes |  | 2022-07-07 |  | Non-lead
017729 | 189 OVERSEAS HWY |  | Polytube | Yes |  | 2023-03-29 |  | PVC | 1968 | Yes |  | 2023-03-29 |  | Non-lead
017730 | C23 9TH AVE |  | Polytube | Yes |  | 2023-03-10 |  | PVC | 1969 | Yes |  | 2023-03-10 |  | Non-lead
017731 | C6 9TH AVE |  | Polytube | Yes |  | 2023-12-22 |  | PVC | 1972 | Yes |  | 2023-12-22 |  | Non-lead
017732 | C24 9TH AVE |  | Polytube | Yes |  | 2023-03-10 |  | PVC | 1982 | Yes |  | 2023-03-10 |  | Non-lead
017733 | 74452 OVERSEAS HWY |  | Polytube | Yes |  | 2022-06-29 |  | PVC | 1967 | Yes |  | 2022-06-29 |  | Non-lead
017734 | 280 E CARRIBEAN DR |  | Polytube | Yes |  | 2023-04-24 |  | PVC | 1967 | Yes |  | 2023-04-24 |  | Non-lead
017735 | 110 AVE G |  | Polytube | Yes |  | 2023-08-03 |  | PVC | 1968 | Yes |  | 2023-08-03 |  | Non-lead
017736 | APT A 2618 FOGARTY AVE |  | Polytube | Yes |  | 2022-08-23 |  | Polytube | 1969 | Yes |  | 2022-08-23 |  | Non-lead
017737 | 3962 NO NAME RD |  | Polytube | Yes |  | 2022-11-22 |  | Polytube | 1974 | Yes |  | 2022-11-22 |  | Non-Lead
017738 | 30939 DELGADO LANE |  | Polytube | Yes |  | 2024-04-24 |  | PVC | 1968 | Yes |  | 2024-04-24 |  | Non-lead
017739 | 31117 AVE E |  | Polytube | Yes |  | 2023-02-23 |  | PVC | 1967 | Yes |  | 2023-02-23 |  | Non-lead
017740 | 404 FRANCES ST |  | Polytube | Yes |  | 2023-03-06 |  | PVC | 1965 | Yes |  | 2023-03-06 |  | Non-lead
017741 | 22941 CAPT KIDD RD |  | Polytube | Yes |  | 2024-06-28 |  | PVC | 1967 | Yes |  | 2024-06-28 |  | Non-lead
017742 | 27 ARBUTUS DR |  | Polytube | Yes |  | 2023-07-07 |  | Copper | 1956 | Yes |  | 2023-07-07 |  | Non-lead
017743 | 316 BLACKBEARD RD |  | Polytube | Yes |  | 2023-05-16 |  | PVC | 1967 | Yes |  | 2023-05-16 |  | Non-lead
017744 | 153 BLACKBEARD RD |  | Polytube | Yes |  | 2023-01-24 |  | PVC | 1968 | Yes |  | 2023-01-24 |  | Non-lead
017745 | C22 9TH AVE |  | Polytube | Yes |  | 2023-03-10 |  | PVC | 1969 | Yes |  | 2023-03-10 |  | Non-lead
017746 | 1524 5TH ST |  | Polytube | Yes |  | 2022-11-17 |  | Copper | 1968 | Yes |  | 2022-11-17 |  | Non-lead
017747 | APT 4 52 CRUICKSHANK LN |  | Unknown, Non-Lead | Yes |  | 2020-08-26 |  | Unknown, Non-Lead | 2007 | Yes |  | 2020-08-26 |  | Non-lead
017748 | 31538 AVENUE D |  | Unknown, Non-Lead | Yes |  | 2019-04-22 |  | PVC | 2018 | Yes |  | 2019-04-22 |  | Non-lead
017749 | LOT 269 1213 14TH ST |  | Polytube | Yes |  | 2024-01-18 |  | Polytube | 1965 | Yes |  | 2024-01-18 |  | Non-lead
017750 | 76261 OVERSEAS HWY |  | Polytube | Yes |  | 2022-07-05 |  | PVC |  | Yes |  | 2022-07-05 |  | Non-lead
017751 | 142 PALO DE ORO DR |  | Polytube | Yes |  | 2022-06-08 |  | PVC | 1973 | Yes |  | 2022-06-08 |  | Non-lead
017752 | 22957 LONG BEN LN |  | Polytube | Yes |  | 2023-02-13 |  | Copper | 1970 | Yes |  | 2023-02-13 |  | Non-lead
017753 | 17161 STARFISH LN W |  | Polytube | Yes |  | 2023-07-26 |  | PVC | 1967 | Yes |  | 2023-07-26 |  | Non-lead
017754 | 17154 KINGFISH LN |  | Polytube | Yes |  | 2022-05-20 |  | PVC | 1967 | Yes |  | 2022-05-20 |  | Non-lead
017755 | 131 DOUBLOON LN |  | Unknown, Non-Lead | Yes |  | 2024-03-27 |  | Unknown, Non-Lead | 1999 | Yes |  | 2024-03-27 |  | Non-lead
017756 | LOT 272 1213 14TH ST |  | Polytube | Yes |  | 2023-05-04 |  | Polytube | 1965 | Yes |  | 2023-05-04 |  | Non-lead
017757 | A32 8TH AVE |  | Polytube | Yes |  | 2023-06-28 |  | PVC | 1971 | Yes |  | 2023-06-28 |  | Non-lead
017758 | A31 8TH AVE |  | Polytube | Yes |  | 2023-10-25 |  | PVC | 1970 | Yes |  | 2023-10-25 |  | Non-lead
017759 | 31508 F AVE |  | Unknown, Non-Lead | Yes |  | 2018-03-05 |  | PVC | 2006 | Yes |  | 2018-03-05 |  | Non-lead
017760 | 439 BLACKBEARD RD |  | Polytube | Yes |  | 2022-11-16 |  | PVC | 1967 | Yes |  | 2022-11-16 |  | Non-lead
017761 | 31447 AVENUE A |  | Unknown, Non-Lead | Yes |  | 2021-10-25 |  | Unknown, Non-Lead | 1995 | Yes |  | 2021-10-25 |  | Non-lead
017763 | 327 BLACKBEARD JOLLY RD |  | Polytube | Yes |  | 2024-09-16 |  | PVC | 1967 | Yes |  | 2024-09-16 |  | Non-lead
017764 | #5 370 W SHORE DR |  | Polytube | Yes |  | 2023-04-25 |  | PVC | 1963 | Yes |  | 2023-04-25 |  | Non-lead
017765 | 9 KINGBIRD LN |  | Polytube | Yes |  | 2022-09-26 |  | PVC | 1950 | Yes |  | 2022-09-26 |  | Non-lead
017766 | APT 1 808 SIMONTON ST |  | Polytube | Yes |  | 2022-10-31 |  | Copper | 1933 | Yes |  | 2022-10-31 |  | Non-lead
017767 | 420 PETRONIA ST |  | Polytube | Yes |  | 2024-01-05 |  | PVC | 1928 | Yes |  | 2024-01-05 |  | Non-lead
017768 | 31547 AVENUE D |  | Unknown, Non-Lead | Yes |  | 2024-05-22 |  | Unknown, Non-Lead | 2020 | Yes |  | 2024-05-22 |  | Non-lead
017769 | 31581 AVENUE D |  | Polytube | Yes |  | 2023-01-17 |  | PVC | 2019 | Yes |  | 2023-01-17 |  | Non-lead
017770 | 31587 D AVE |  | Polytube | Yes |  | 2023-05-12 |  | PVC | 1969 | Yes |  | 2023-05-12 |  | Non-lead
017771 | 1550 4TH ST |  | Polytube | Yes |  | 2024-03-22 |  | PVC | 1968 | Yes |  | 2024-03-22 |  | Non-lead
017772 | 230 PUEBLO ST |  | Polytube | Yes |  | 2022-06-09 |  | PVC | 1968 | Yes |  | 2022-06-09 |  | Non-lead
017773 | 1550 5TH ST |  | Polytube | Yes |  | 2023-04-24 |  | PVC | 1967 | Yes |  | 2023-04-24 |  | Non-lead
017774 | 19 BEECHWOOD DR |  | PVC | Yes |  | 2022-05-05 |  | Polytube | 1967 | Yes |  | 2022-05-05 |  | Non-lead
017775 | 31569 D AVE |  | Polytube | Yes |  | 2023-11-03 |  | PVC |  | Yes |  | 2023-11-03 |  | Non-lead
017776 | 31555 D AVE |  | Polytube | Yes |  | 2023-03-27 |  | PVC | 2018 | Yes |  | 2023-03-27 |  | Non-lead
017777 | 31575 D AVE |  | Unknown, Non-Lead | Yes |  | 2023-07-25 |  | PVC | 2021 | Yes |  | 2023-07-25 |  | Non-lead
017778 | 31563 AVENUE D |  | Polytube | Yes |  | 2023-05-01 |  | PVC |  | Yes |  | 2023-05-01 |  | Non-lead
017779 | 340 BUTTONWOOD BIGHT LN |  | Polytube | Yes |  | 2022-07-19 |  | PVC | 1967 | Yes |  | 2022-07-19 |  | Non-lead
017780 | 85970 OVERSEAS HWY |  | Unknown, Non-Lead | Yes |  | 2021-07-26 |  | Unknown, Non-Lead | 2015 | Yes |  | 2021-07-26 |  | Non-lead
017781 | 160 KEY HEIGHTS DR |  | Polytube | Yes |  | 2022-06-14 |  | PVC | 1967 | Yes |  | 2022-06-14 |  | Non-lead
017782 | 2419 PATTERSON AVE |  | Polytube | Yes |  | 2023-05-04 |  | Copper | 1970 | Yes |  | 2023-05-04 |  | Non-lead
017783 | 737 83RD OCEAN ST |  | Polytube | Yes |  | 2023-01-11 |  | PVC | 1966 | Yes |  | 2023-01-11 |  | Non-lead
017784 | 668 JAMES AVE |  | Unknown, Non-Lead | Yes |  | 2017-12-04 |  | Unknown, Non-Lead | 1997 | Yes |  | 2017-12-04 |  | Non-lead
017785 | OCEAN 701 83RD ST |  | Polytube | Yes |  | 2023-01-24 |  | PVC | 1973 | Yes |  | 2023-01-24 |  | Non-lead
017787 | #8 755 OCEAN DR |  | PVC | Yes |  | 2024-06-21 |  | PVC | 1964 | Yes |  | 2024-06-21 |  | Non-lead
017788 | 1060 81ST OCEAN ST |  | Polytube | Yes |  | 2023-01-24 |  | PVC |  | Yes |  | 2023-01-24 |  | Non-lead
017789 | 8 7TH ST |  | Polytube | Yes |  | 2022-10-22 |  | Polytube | 1959 | Yes |  | 2022-10-22 |  | Non-lead
017790 | 520 4TH ST |  | Unknown, Non-Lead | Yes |  | 2023-09-12 |  | Unknown, Non-Lead | 2021 | Yes |  | 2023-09-12 |  | Non-lead
017791 | 1541 SUNRISE DR |  | Unknown, Non-Lead | Yes |  | 2019-04-24 |  | Unknown, Non-Lead | 2021 | Yes |  | 2019-04-24 |  | Non-lead
017792 | B36 9TH AVE |  | Polytube | Yes |  | 2023-03-10 |  | PVC | 1973 | Yes |  | 2023-03-10 |  | Non-lead
017793 | 283 PIRATES RD |  | Polytube | Yes |  | 2023-12-28 |  | PVC | 1964 | Yes |  | 2023-12-28 |  | Non-lead
017794 | 161 PEARL AVE |  | Polytube | Yes |  | 2022-06-09 |  | PVC | 1968 | Yes |  | 2022-06-09 |  | Non-lead
017795 | LOT 270 1213 14TH ST |  | Polytube | Yes |  | 2022-08-04 |  | Polytube | 1965 | Yes |  | 2022-08-04 |  | Non-lead
017796 | A41 8TH AVE |  | Polytube | Yes |  | 2023-03-10 |  | PVC | 1975 | Yes |  | 2023-03-10 |  | Non-lead
017797 | L10&B1 1190 FERN AVE |  | Polytube | Yes |  | 2023-10-20 |  | PVC | 1967 | Yes |  | 2023-10-20 |  | Non-lead
017798 | 3 GEIGER LOT 3&4 |  | Polytube | Yes |  | 2022-08-31 |  | PVC | 1966 | Yes |  | 2022-08-31 |  | Non-lead
017799 | APT 7 1209 VIRGINIA ST |  | Unknown, Non-Lead | Yes |  | 2020-05-18 |  | Unknown, Non-Lead | 1989 | Yes |  | 2020-05-18 |  | Non-lead
017800 | APT C 2331 SEIDENBERG AVE |  | PVC | Yes |  | 2022-08-18 |  | PVC | 1973 | Yes |  | 2022-08-18 |  | Non-lead
017801 | APT B 2331 SEIDENBERG AVE |  | PVC | Yes |  | 2022-08-18 |  | PVC | 1960 | Yes |  | 2022-08-18 |  | Non-lead
017802 | 31118 F AVE |  | Polytube | Yes |  | 2022-11-08 |  | PVC | 1979 | Yes |  | 2022-11-08 |  | Non-lead
017803 | 1501 5TH ST |  | Polytube | Yes |  | 2024-01-30 |  | PVC | 1969 | Yes |  | 2024-01-30 |  | Non-lead
017804 | #7 755 W OCEAN DR |  | PVC | Yes |  | 2022-10-22 |  | PVC | 1964 | Yes |  | 2022-10-22 |  | Non-lead
017805 | 1536 5TH ST |  | Polytube | Yes |  | 2023-04-24 |  | PVC | 1967 | Yes |  | 2023-04-24 |  | Non-lead
017806 | 508 PETRONIA ST |  | Polytube | Yes |  | 2022-10-31 |  | PVC | 1948 | Yes |  | 2022-10-31 |  | Non-lead
017807 | C27 10TH AVE |  | Polytube | Yes |  | 2023-03-08 |  | PVC | 1980 | Yes |  | 2023-03-08 |  | Non-lead
017808 | UNIT 4 419 WILLIAM ST |  | Polytube | Yes |  | 2023-01-04 |  | Copper | 1933 | Yes |  | 2023-01-04 |  | Non-lead
017809 | 32 DONDI RD |  | Polytube | Yes |  | 2022-08-31 |  | PVC | 1960 | Yes |  | 2022-08-31 |  | Non-lead
017810 | 1021 17TH TER |  | Polytube | Yes |  | 2025-07-07 |  | Copper | 1967 | Yes |  | 2025-07-07 |  | Non-lead
017811 | 5 DOLPHIN RD |  | Polytube | Yes |  | 2023-03-31 |  | PVC | 1978 | Yes |  | 2023-03-31 |  | Non-lead
017812 | 35 DONDI RD |  | Unknown, Non-Lead | Yes |  | 2023-11-30 |  | Unknown, Non-Lead | 1988 | Yes |  | 2023-11-30 |  | Non-lead
017813 | 3154 OVERSEAS HWY |  | Polytube | Yes |  | 2022-08-24 |  | PVC |  | Yes |  | 2022-08-24 |  | Non-lead
017814 | 1540 5TH ST |  | Polytube | Yes |  | 2023-04-24 |  | PVC | 1969 | Yes |  | 2023-04-24 |  | Non-lead
017815 | 24326 OVERSEAS HWY |  | Polytube | Yes |  | 2023-04-25 |  | PVC | 1968 | Yes |  | 2023-04-25 |  | Non-lead
017816 | 30921 BAILEYS LANE |  | Polytube | Yes |  | 2023-01-20 |  | PVC | 1967 | Yes |  | 2023-01-20 |  | Non-lead
017817 | 84 1ST CT |  | Polytube | Yes |  | 2023-01-05 |  | PVC | 1963 | Yes |  | 2023-01-05 |  | Non-lead
017818 | 203 LOEB AVE |  | Polytube | Yes |  | 2022-10-24 |  | PVC | 1976 | Yes |  | 2022-10-24 |  | Non-lead
017819 | 110 TWEEDY PIE TER |  | Polytube | Yes |  | 2022-09-19 |  | PVC | 1967 | Yes |  | 2022-09-19 |  | Non-lead
017820 | 223 HUMPTY DUMPTY DR |  | Unknown, Non-Lead | Yes |  | 2019-11-21 |  | PVC | 2006 | Yes |  | 2019-11-21 |  | Non-lead
017821 | 22 HIBISCUS LN |  | Polytube | Yes |  | 2023-01-30 |  | PVC | 1976 | Yes |  | 2023-01-30 |  | Non-lead
017822 | 660 DOLPHIN AVE |  | Polytube | Yes |  | 2023-04-05 |  | PVC | 1967 | Yes |  | 2023-04-05 |  | Non-lead
017823 | 234 JAMES AVE |  | Unknown, Non-Lead | Yes |  | 2018-04-23 |  | PVC | 1998 | Yes |  | 2018-04-23 |  | Non-lead
017824 | 1108 HERON RD |  | Polytube | Yes |  | 2022-07-21 |  | PVC | 1967 | Yes |  | 2022-07-21 |  | Non-lead
017825 | 229 JAMES AVE |  | Unknown, Non-Lead | Yes |  | 2022-03-28 |  | PVC | 2007 | Yes |  | 2022-03-28 |  | Non-lead
017826 | 87 AVENUE A |  | Polytube | Yes |  | 2022-09-30 |  | PVC | 1965 | Yes |  | 2022-09-30 |  | Non-lead
017827 | 70 AVENUE B |  | Polytube | Yes |  | 2023-01-05 |  | PVC | 1962 | Yes |  | 2023-01-05 |  | Non-lead
017828 | 102 TWEEDY PIE TERR |  | Unknown, Non-Lead | No |  |  |  | Unknown, Non-Lead | 1990 | No |  |  |  | Non-lead
017829 | 19 AVENUE D |  | Unknown, Non-Lead | No |  |  |  | Unknown, Non-Lead | 2016 | No |  |  |  | Non-lead
017830 | 943 PLANTATION RD |  | Unknown, Non-Lead | No |  |  |  | Unknown, Non-Lead | 1995 | No |  |  |  | Non-lead
017831 | 1005 DOVE RD |  | Polytube | Yes |  | 2022-07-21 |  | PVC | 1967 | Yes |  | 2022-07-21 |  | Non-lead
017832 | 9 AVENUE B |  | Polytube | Yes |  | 2023-01-05 |  | PVC | 1972 | Yes |  | 2023-01-05 |  | Non-lead
017835 | 95910 OVERSEAS Hwy |  | Polytube | Yes |  | 2022-09-20 |  | PVC | 1968 | Yes |  | 2022-09-20 |  | Non-lead
017836 | 1018 GEORGIA ST |  | Copper | Yes |  | 2024-07-10 |  | PVC | 1943 | Yes |  | 2024-07-10 |  | Non-lead
017837 | REAR 825 EMMA ST |  | Polytube | Yes |  | 2022-07-12 |  | PVC | 1934 | Yes |  | 2022-07-12 |  | Non-lead
017838 | UNIT 208C 2601 S ROOSEVELT BLVD |  | Copper | Yes |  | 2022-06-28 |  | Copper | 1967 | Yes |  | 2022-06-28 |  | Non-lead
017839 | UNIT 210C 2601 S ROOSEVELT BLVD |  | Copper | Yes |  | 2022-06-28 |  | Copper | 1967 | Yes |  | 2022-06-28 |  | Non-lead
017840 | 24478 OVERSEAS HWY |  | Unknown, Non-Lead | No |  |  |  | Unknown, Non-Lead | 2004 | No |  |  |  | Non-lead
017841 | 243 MOHAWK ST |  | Polytube | Yes |  | 2022-05-31 |  | PVC | 1976 | Yes |  | 2022-05-31 |  | Non-lead
017842 | 31123 HIBISCUS DR |  | Polytube | Yes |  | 2022-11-14 |  | PVC | 1967 | Yes |  | 2022-11-14 |  | Non-lead
017843 | 1567 WATSON BLVD |  | Polytube | Yes |  | 2023-02-22 |  | PVC | 1959 | Yes |  | 2023-02-22 |  | Non-lead
017844 | LOT 268 1213 14TH ST |  | Polytube | Yes |  | 2023-05-04 |  | Polytube | 1965 | Yes |  | 2023-05-04 |  | Non-lead
017845 | 104 PALO DE ORO DR |  | Polytube | Yes |  | 2022-04-05 |  | Polytube | 1988 | Yes |  | 2022-04-05 |  | Non-lead
017846 | H40 MIRIAM ST |  | Polytube | Yes |  | 2023-03-08 |  | PVC | 1980 | Yes |  | 2023-03-08 |  | Non-lead
017848 | 1544 5TH ST |  | Polytube | Yes |  | 2023-04-24 |  | PVC | 1967 | Yes |  | 2023-04-24 |  | Non-lead
017850 | 1555 5TH ST |  | Polytube | Yes |  | 2023-04-24 |  | PVC | 1968 | Yes |  | 2023-04-24 |  | Non-lead
017851 | 1482 LONG BEACH DR |  | Polytube | Yes |  | 2022-07-15 |  | PVC | 1972 | Yes |  | 2022-07-15 |  | Non-lead
017853 | 916 JAMES ST |  | Polytube | Yes |  | 2022-07-14 |  | PVC | 2008 | Yes |  | 2022-07-14 |  | Non-lead
017854 | 3308 N ROOSEVELT BLVD |  | Polytube | Yes |  | 2023-05-04 |  | Copper | 1965 | Yes |  | 2023-05-04 |  | Non-lead
017855 | 114 GUMBO LIMBO RD |  | Polytube | Yes |  | 2022-06-21 |  | PVC | 1967 | Yes |  | 2022-06-21 |  | Non-lead
017856 | 190 N COCONUT PALM BLVD |  | Polytube | Yes |  | 2022-06-14 |  | PVC | 1967 | Yes |  | 2022-06-14 |  | Non-lead
017857 | 151 N OCEAN LN |  | Polytube | Yes |  | 2022-07-11 |  | PVC | 1967 | Yes |  | 2022-07-11 |  | Non-lead
017858 | UNIT 213C 2601 S ROOSEVELT BLVD |  | Copper | Yes |  | 2022-06-28 |  | Copper | 1967 | Yes |  | 2022-06-28 |  | Non-lead
017859 | 342 E CARRIBEAN DR |  | Unknown, Non-Lead | No |  |  |  | Unknown, Non-Lead | 2002 | No |  |  |  | Non-lead
017860 | C10 9TH AVE |  | Polytube | Yes |  | 2023-03-07 |  | PVC | 1972 | Yes |  | 2023-03-07 |  | Non-lead
017861 | 17075 OVERSEAS HWY/SUGARLOAF LODGE MARINA |  | Polytube | Yes |  | 2024-02-21 |  | Copper | 1968 | Yes |  | 2024-02-21 |  | Non-lead
017862 | 31219 E AVE |  | Polytube | Yes |  | 2024-07-30 |  | PVC | 1973 | Yes |  | 2024-07-30 |  | Non-lead
017863 | 31227 E AVE |  | Unknown, Non-Lead | Yes |  | 2019-01-17 |  | PVC | 1989 | Yes |  | 2019-01-17 |  | Non-lead
017864 | 31235 AVENUE E |  | Unknown, Non-Lead | Yes |  | 2023-04-27 |  | Unknown, Non-Lead | 2005 | Yes |  | 2023-04-27 |  | Non-lead
017865 | 31243 AVENUE E |  | Unknown, Non-Lead | No |  |  |  | Unknown, Non-Lead | 2005 | No |  |  |  | Non-lead
017866 | 31251 AVE E |  | Polytube | Yes |  | 2023-05-17 |  | PVC | 1971 | Yes |  | 2023-05-17 |  | Non-lead
017867 | 31259 AVENUE E |  | Unknown, Non-Lead | Yes |  | 2021-10-28 |  | Unknown, Non-Lead | 2021 | Yes |  | 2021-10-28 |  | Non-lead
017868 | 31267 AVENUE E |  | Polytube | Yes |  | 2022-07-15 |  | PVC | 1960 | Yes |  | 2022-07-15 |  | Non-lead
017869 | 31275 AVENUE E |  | Polytube | Yes |  | 2022-11-22 |  | PVC | 1960 | Yes |  | 2022-11-22 |  | Non-lead
017871 | 31280 F AVE |  | Polytube | Yes |  | 2022-11-08 |  | PVC | 1974 | Yes |  | 2022-11-08 |  | Non-lead
017872 | 31260 AVE F |  | Unknown, Non-Lead | Yes |  | 2019-06-17 |  | PVC | 2006 | Yes |  | 2019-06-17 |  | Non-lead
017873 | 31252 AVENUE F |  | Polytube | Yes |  | 2022-11-08 |  | PVC | 1968 | Yes |  | 2022-11-08 |  | Non-lead
017874 | 31244 F AVE |  | Polytube | Yes |  | 2022-11-09 |  | PVC | 1968 | Yes |  | 2022-11-09 |  | Non-lead
017876 | 31228 F AVE |  | Polytube | Yes |  | 2022-11-08 |  | PVC | 1961 | Yes |  | 2022-11-08 |  | Non-lead
017877 | 31220 AVENUE F |  | Polytube | Yes |  | 2023-06-15 |  | PVC | 1961 | Yes |  | 2023-06-15 |  | Non-lead
017878 | 31125 AVE E |  | Unknown, Non-Lead | Yes |  | 2022-10-19 |  | Unknown, Non-Lead | 2019 | Yes |  | 2022-10-19 |  | Non-lead
017879 | 31133 E AVE |  | Polytube | Yes |  | 2023-04-27 |  | PVC | 2005 | Yes |  | 2023-04-27 |  | Non-lead
017881 | 31149 E AVE |  | Polytube | Yes |  | 2022-10-27 |  | PVC | 1966 | Yes |  | 2022-10-27 |  | Non-lead
017882 | 31157 E AVE |  | Polytube | Yes |  | 2022-11-08 |  | PVC | 1966 | Yes |  | 2022-11-08 |  | Non-lead
017883 | 31165 E AVE |  | Polytube | Yes |  | 2023-08-28 |  | PVC | 1984 | Yes |  | 2023-08-28 |  | Non-lead
017884 | 31173 E AVE |  | Polytube | Yes |  | 2022-11-08 |  | PVC | 1984 | Yes |  | 2022-11-08 |  | Non-lead
017885 | 31174 F AVE |  | Polytube | Yes |  | 2022-11-08 |  | PVC | 1986 | Yes |  | 2022-11-08 |  | Non-lead
017886 | 31166 F AVE |  | Unknown, Non-Lead | Yes |  | 2024-05-30 |  | Unknown, Non-Lead | 2019 | Yes |  | 2024-05-30 |  | Non-lead
017887 | 31158 AVE F |  | Polytube | Yes |  | 2022-11-08 |  | PVC | 1973 | Yes |  | 2022-11-08 |  | Non-lead
017888 | 31150 F AVE |  | Polytube | Yes |  | 2023-11-03 |  | PVC | 1977 | Yes |  | 2023-11-03 |  | Non-lead
017889 | 31142 AVENUE F |  | Unknown, Non-Lead | Yes |  | 2024-09-23 |  | No Piping |  | Yes |  | 2024-09-23 |  | Non-lead
017891 | 31126 AVENUE F |  | Unknown, Non-Lead | Yes |  | 2017-12-06 |  | PVC | 2018 | Yes |  | 2017-12-06 |  | Non-lead
017892 | 185 8TH ST |  | Polytube | Yes |  | 2022-12-15 |  | PVC | 1967 | Yes |  | 2022-12-15 |  | Non-lead
017893 | P/L7&8 74864 OVERSEAS HWY |  | Unknown, Non-Lead | Yes |  | 2018-12-11 |  | Unknown, Non-Lead | 2018 | Yes |  | 2018-12-11 |  | Non-lead
017894 | 130 PLANTATION P/L26 BLVD |  | Unknown, Non-Lead | Yes |  | 2021-03-15 |  | Unknown, Non-Lead | 2008 | Yes |  | 2021-03-15 |  | Non-lead
017895 | HOUSE 1110 17TH TERR |  | Polytube | Yes |  | 2022-05-12 |  | Copper | 1965 | Yes |  | 2022-05-12 |  | Non-lead
017896 | 79 7TH ST |  | Copper | Yes |  | 2022-10-22 |  | Polytube | 1967 | Yes |  | 2022-10-22 |  | Non-lead
017897 | 1002 81ST OCEAN ST |  | Polytube | Yes |  | 2023-01-31 |  | PVC | 2001 | Yes |  | 2023-01-31 |  | Non-lead
017898 | 2644 DOLPHIN DR |  | Polytube | Yes |  | 2024-06-21 |  | PVC | 1958 | Yes |  | 2024-06-21 |  | Non-lead
017899 | 1235 83RD OCEAN ST |  | Polytube | Yes |  | 2023-04-20 |  | Polytube |  | Yes |  | 2023-04-20 |  | Non-Lead
017900 | 89 SOMBRERO ROAD |  | Polytube | Yes |  | 2023-10-13 |  | PVC | 1967 | Yes |  | 2023-10-13 |  | Non-lead
017901 | 57335 MORTON ST |  | Polytube | Yes |  | 2022-10-22 |  | PVC | 1968 | Yes |  | 2022-10-22 |  | Non-lead
017902 | WEST 1016 75TH OCEAN ST |  | Polytube | Yes |  | 2024-09-16 |  | PVC | 1967 | Yes |  | 2024-09-16 |  | Non-lead
017903 | 201 5TH ST |  | Copper | Yes |  | 2022-10-22 |  | PVC | 1968 | Yes |  | 2022-10-22 |  | Non-lead
017904 | 1016 E 75TH OCEAN ST |  | Polytube | Yes |  | 2024-06-28 |  | PVC | 1969 | Yes |  | 2024-06-28 |  | Non-lead
017905 | 515 83RD OCEAN ST |  | Polytube | Yes |  | 2023-01-23 |  | PVC | 1961 | Yes |  | 2023-01-23 |  | Non-lead
017906 | 270 11TH ST |  | Polytube | Yes |  | 2022-10-22 |  | PVC | 1968 | Yes |  | 2022-10-22 |  | Non-lead
017907 | 218 THOMPSONVILLE RD |  | Polytube | Yes |  | 2022-06-03 |  | PVC | 1966 | Yes |  | 2022-06-03 |  | Non-lead
017908 | 1122 17TH TER |  | Polytube | Yes |  | 2022-06-16 |  | PVC | 1967 | Yes |  | 2022-06-16 |  | Non-lead
017909 | H33 MIRIAM ST |  | Polytube | Yes |  | 2023-03-08 |  | PVC | 1974 | Yes |  | 2023-03-08 |  | Non-lead
017910 | LOT 10 1300 15TH CT |  | Polytube | Yes |  | 2024-08-21 |  | PVC | 1966 | Yes |  | 2024-08-21 |  | Non-lead
017911 | SUGARLOAF SCHOOL 255 CRANE BLVD |  | Copper | Yes |  | 2023-01-13 |  | Cast Iron | 1968 | Yes |  | 2023-01-13 |  | Non-lead
017912 | 200 BOCA CHICA RD |  | Polytube | Yes |  | 2022-11-01 |  | PVC | 2005 | Yes |  | 2022-11-01 |  | Non-lead
017913 | 1521 5TH ST |  | Polytube | Yes |  | 2023-04-24 |  | PVC | 1968 | Yes |  | 2023-04-24 |  | Non-lead
017914 | UNIT 108C 2601 S ROOSEVELT BLVD |  | Copper | Yes |  | 2024-07-15 |  | Copper | 1967 | Yes |  | 2024-07-15 |  | Non-lead
017915 | 96030 OVERSEAS HWY BAYSIDE |  | Polytube | Yes |  | 2022-09-20 |  | Polytube | 1984 | Yes |  | 2022-09-20 |  | Non-lead
017916 | 211 RYAN AVE |  | Polytube | Yes |  | 2022-10-27 |  | PVC | 1980 | Yes |  | 2022-10-27 |  | Non-lead
017917 | 49 HIBISCUS LN |  | Polytube | Yes |  | 2023-01-30 |  | PVC | 1976 | Yes |  | 2023-01-30 |  | Non-lead
017918 | 176 W AVE A |  | Polytube | Yes |  | 2022-12-13 |  | PVC | 1965 | Yes |  | 2022-12-13 |  | Non-lead
017919 | 207 BUTTONWOOD LN |  | Unknown, Non-Lead | Yes |  | 2020-01-13 |  | Unknown, Non-Lead | 2003 | Yes |  | 2020-01-13 |  | Non-lead
017920 | 102265 OVERSEAS HWY |  | Polytube | Yes |  | 2023-02-08 |  | PVC | 1959 | Yes |  | 2023-02-08 |  | Non-lead
017921 | 29 BAHAMA AVE |  | Copper | Yes |  | 2022-11-29 |  | PVC | 1963 | Yes |  | 2022-11-29 |  | Non-lead
017922 | 241 W FIRST CT |  | Polytube | Yes |  | 2023-02-01 |  | PVC | 1973 | Yes |  | 2023-02-01 |  | Non-lead
017923 | 311 LITTLE MISS MUFF |  | Polytube | Yes |  | 2022-09-19 |  | PVC | 1985 | Yes |  | 2022-09-19 |  | Non-lead
017924 | 326 LITTLE MISS MUFF |  | Polytube | Yes |  | 2022-09-19 |  | PVC | 1984 | Yes |  | 2022-09-19 |  | Non-lead
017925 | 202 BUTTONWOOD AVE |  | PVC | Yes |  | 2023-02-01 |  | PVC | 1974 | Yes |  | 2023-02-01 |  | Non-lead
017926 | 941 PLANTATION RD |  | Polytube | Yes |  | 2022-09-06 |  | PVC | 1960 | Yes |  | 2022-09-06 |  | Non-lead
017927 | 103 TWEEDY PIE TER |  | Polytube | Yes |  | 2022-09-20 |  | PVC | 1977 | Yes |  | 2022-09-20 |  | Non-lead
017928 | 65 AVENUE B |  | Polytube | Yes |  | 2023-01-05 |  | PVC | 1962 | Yes |  | 2023-01-05 |  | Non-lead
017929 | 201 PLANTATION BLVD |  | Polytube | Yes |  | 2023-02-07 |  | PVC | 1968 | Yes |  | 2023-02-07 |  | Non-lead
017930 | 245 JASMINE ST |  | Polytube | Yes |  | 2022-06-17 |  | PVC | 1968 | Yes |  | 2022-06-17 |  | Non-lead
017937 | 184 PEARL AVE |  | Polytube | Yes |  | 2022-06-09 |  | PVC | 1967 | Yes |  | 2022-06-09 |  | Non-lead
017938 | 30 KEY HAVEN RD |  | Polytube | Yes |  | 2022-05-10 |  | Copper | 1963 | Yes |  | 2022-05-10 |  | Non-lead
017939 | 285 W CAHILL CT |  | Unknown | Yes |  | 2024-01-26 |  | Unknown | 1963 | Yes |  | 2024-01-26 |  | Lead Status Unknown
017943 | UNIT 313C 2601 S ROOSEVELT BLVD |  | Copper | Yes |  | 2022-06-28 |  | Copper | 1967 | Yes |  | 2022-06-28 |  | Non-lead
017944 | H29 MIRIAM ST |  | Polytube | Yes |  | 2023-03-08 |  | PVC | 1978 | Yes |  | 2023-03-08 |  | Non-lead
017945 | 5158 OVERSEAS HWY |  | Polytube | Yes |  | 2023-03-07 |  | PVC | 1938 | Yes |  | 2023-03-07 |  | Non-lead
017946 | L-F 133 N HAMMOCK RD |  | Polytube | Yes |  | 2022-06-23 |  | PVC | 1968 | Yes |  | 2022-06-23 |  | Non-lead
017947 | 395 PALM DR |  | Polytube | Yes |  | 2022-06-28 |  | PVC | 1967 | Yes |  | 2022-06-28 |  | Non-lead
017948 | UNIT 112C 2601 S ROOSEVELT BLVD |  | Copper | Yes |  | 2022-06-28 |  | Copper | 1967 | Yes |  | 2022-06-28 |  | Non-lead
017949 | C49 10TH AVE |  | Polytube | Yes |  | 2024-02-28 |  | PVC | 2006 | Yes |  | 2024-02-28 |  | Non-lead
017951 | UNIT 212C 2601 S ROOSEVELT BLVD |  | Copper | Yes |  | 2022-06-28 |  | Copper | 1967 | Yes |  | 2022-06-28 |  | Non-lead
017952 | UNIT 319C 2601 S ROOSEVELT BLVD |  | Copper | Yes |  | 2022-06-28 |  | Copper | 1967 | Yes |  | 2022-06-28 |  | Non-lead
017953 | 1433 SUNSET RD |  | Polytube | Yes |  | 2022-11-16 |  | PVC | 1968 | Yes |  | 2022-11-16 |  | Non-lead
017954 | 153 GALLEON RD |  | Polytube | Yes |  | 2022-06-10 |  | PVC | 1973 | Yes |  | 2022-06-10 |  | Non-lead
017955 | 205 GALLEON RD |  | Polytube | Yes |  | 2022-06-10 |  | PVC | 1973 | Yes |  | 2022-06-10 |  | Non-lead
017956 | UNIT 219C 2601 S ROOSEVELT BLVD |  | Copper | Yes |  | 2022-06-28 |  | Copper | 1967 | Yes |  | 2022-06-28 |  | Non-lead
017957 | LOT 010 6800 MALONEY AVE |  | PVC | Yes |  | 2023-03-06 |  | PVC | 1975 | Yes |  | 2023-03-06 |  | Non-lead
017958 | 6639 MALONEY AVE |  | PVC | Yes |  | 2023-03-06 |  | PVC | 1978 | Yes |  | 2023-03-06 |  | Non-lead
017959 | UNIT A 1325 NEWTON ST |  | Polytube | Yes |  | 2023-05-04 |  | PVC | 1929 | Yes |  | 2023-05-04 |  | Non-lead
017960 | 167 GALLEON RD |  | Polytube | Yes |  | 2022-06-10 |  | PVC | 1967 | Yes |  | 2022-06-10 |  | Non-lead
017962 | H26 MIRIAM ST |  | Polytube | Yes |  | 2023-03-08 |  | PVC | 1966 | Yes |  | 2023-03-08 |  | Non-lead
017964 | 30936 NATHALIE RD |  | Polytube | Yes |  | 2023-11-30 |  | PVC | 2015 | Yes |  | 2023-11-30 |  | Non-lead
017965 | H22 MIRIAM ST |  | Unknown, Non-Lead | Yes |  | 2020-06-02 |  | Unknown, Non-Lead | 2003 | Yes |  | 2020-06-02 |  | Non-lead
017966 | 1105 WATSON ST |  | Polytube | Yes |  | 2023-03-23 |  | PVC | 1948 | Yes |  | 2023-03-23 |  | Non-lead
017967 | 2601 S ROOSEVELT BLVD |  | Copper | Yes |  | 2022-06-28 |  | Copper | 1967 | Yes |  | 2022-06-28 |  | Non-lead
017968 | 154 FONTAINE DR |  | Polytube | Yes |  | 2022-06-14 |  | PVC | 1975 | Yes |  | 2022-06-14 |  | Non-lead
017969 | 11 BEECHWOOD DR |  | Polytube | Yes |  | 2022-05-06 |  | Copper | 1967 | Yes |  | 2022-05-06 |  | Non-lead
017970 | 2 DOLPHIN RD |  | Unknown, Non-Lead | Yes |  | 2024-07-12 |  | PVC | 2021 | Yes |  | 2024-07-12 |  | Non-lead
017971 | UNIT 318C 2601 S ROOSEVELT BLVD |  | Copper | Yes |  | 2024-10-03 |  | Copper | 1967 | Yes |  | 2024-10-03 |  | Non-lead
017972 | APT 1 908 TERRY LN |  | Unknown, Non-Lead | Yes |  | 2021-07-08 |  | Polytube | 2004 | Yes |  | 2021-07-08 |  | Non-lead
017973 | 5635 1ST AVE |  | Polytube | Yes |  | 2024-03-06 |  | PVC | 1969 | Yes |  | 2024-03-06 |  | Non-lead
017974 | UNIT 601A 2601 S ROOSEVELT BLVD |  | Copper | Yes |  | 2022-06-28 |  | Copper | 1967 | Yes |  | 2022-06-28 |  | Non-lead
017975 | UNIT 119C 2601 S ROOSEVELT BLVD |  | Copper | Yes |  | 2022-06-28 |  | Copper | 1967 | Yes |  | 2022-06-28 |  | Non-lead
017976 | 103 KEY HAVEN RD |  | Polytube | Yes |  | 2022-05-10 |  | Polytube | 1967 | Yes |  | 2022-05-10 |  | Non-lead
017977 | 318 MATECUMBE AVE |  | Polytube | Yes |  | 2022-06-22 |  | PVC | 1967 | Yes |  | 2022-06-22 |  | Non-lead
017978 | 180 BESSIE RD |  | Polytube | Yes |  | 2023-02-21 |  | PVC | 1967 | Yes |  | 2023-02-21 |  | Non-lead
017979 | H28 MIRIAM ST |  | Unknown, Non-Lead | Yes |  | 2022-04-26 |  | Unknown, Non-Lead | 2012 | Yes |  | 2022-04-26 |  | Non-lead
017980 | H27 MIRIAM ST |  | Unknown, Non-Lead | No |  |  |  | Unknown, Non-Lead | 2012 | No |  |  |  | Non-lead
017981 | LOT 004 6800 MALONEY AVE |  | PVC | Yes |  | 2023-02-22 |  | PVC | 1978 | Yes |  | 2023-02-22 |  | Non-lead
017982 | 9 DOLPHIN RD |  | Unknown, Non-Lead | Yes |  | 2019-01-11 |  | Unknown, Non-Lead | 1991 | Yes |  | 2019-01-11 |  | Non-lead
017983 | UNIT 312C 2601 S ROOSEVELT BLVD |  | Copper | Yes |  | 2022-06-28 |  | Copper | 1967 | Yes |  | 2022-06-28 |  | Non-lead
017984 | UNIT 109B 2601 S ROOSEVELT BLVD |  | Polytube | Yes |  | 2023-09-21 |  | Copper | 1967 | Yes |  | 2023-09-21 |  | Non-lead
017985 | UNIT 208B 2601 S ROOSEVELT BLVD |  | Copper | Yes |  | 2023-09-21 |  | Copper | 1967 | Yes |  | 2023-09-21 |  | Non-lead
017986 | 2 BOWEN DR |  | Polytube | Yes |  | 2022-07-25 |  | PVC | 1967 | Yes |  | 2022-07-25 |  | Non-lead
017987 | 249 W SEAVIEW CIRCLE |  | Polytube | Yes |  | 2023-10-04 |  | PVC | 1967 | Yes |  | 2023-10-04 |  | Non-lead
017988 | 312 E SEAVIEW CIRCLE |  | Polytube | Yes |  | 2024-08-26 |  | PVC | 1968 | Yes |  | 2024-08-26 |  | Non-lead
017989 | 274 W SEAVIEW DR |  | Polytube | Yes |  | 2022-05-02 |  | PVC | 1967 | Yes |  | 2022-05-02 |  | Non-lead
017990 | 248 W SEAVIEW DR |  | Polytube | Yes |  | 2024-07-30 |  | PVC | 1968 | Yes |  | 2024-07-30 |  | Non-lead
017991 | 224 LOEB AVE |  | Polytube | Yes |  | 2022-10-24 |  | PVC | 1965 | Yes |  | 2022-10-24 |  | Non-lead
017992 | 29 FLORIDA DR |  | Polytube | Yes |  | 2023-01-25 |  | PVC | 1964 | Yes |  | 2023-01-25 |  | Non-lead
017993 | 116 BUTTONWOOD LN |  | Polytube | Yes |  | 2023-01-09 |  | PVC | 1985 | Yes |  | 2023-01-09 |  | Non-lead
017994 | 105 E SHORE DR |  | PVC | Yes |  | 2022-11-28 |  | PVC | 1969 | Yes |  | 2022-11-28 |  | Non-lead
017997 | 155 FIRST CT |  | Polytube | Yes |  | 2023-01-05 |  | PVC | 1972 | Yes |  | 2023-01-05 |  | Non-lead
017998 | 701 GROUPER LN |  | Polytube | Yes |  | 2022-08-15 |  | PVC | 1971 | Yes |  | 2022-08-15 |  | Non-lead
017999 | 196 BUTTONWOOD AVE |  | Polytube | Yes |  | 2023-09-18 |  | PVC | 1974 | Yes |  | 2023-09-18 |  | Non-lead
018000 | 172 FLORIDA AVE |  | Polytube | Yes |  | 2024-04-02 |  | PVC | 1968 | Yes |  | 2024-04-02 |  | Non-lead
018003 | 67 JEWFISH AVE |  | Polytube | Yes |  | 2023-05-04 |  | PVC | 1968 | Yes |  | 2023-05-04 |  | Non-lead
018004 | 220 W SECOND CT |  | Polytube | Yes |  | 2023-05-04 |  | PVC | 1972 | Yes |  | 2023-05-04 |  | Non-lead
018005 | 243 W SECOND CT |  | Unknown, Non-Lead | No |  |  |  | Unknown, Non-Lead | 1991 | No |  |  |  | Non-lead
018006 | 209 W FIRST CT |  | Unknown, Non-Lead | Yes |  | 2023-02-28 |  | Unknown, Non-Lead | 1995 | Yes |  | 2023-02-28 |  | Non-lead
018007 | UNIT 218C 2601 S ROOSEVELT BLVD |  | Copper | Yes |  | 2022-06-28 |  | Copper | 1967 | Yes |  | 2022-06-28 |  | Non-lead
018008 | H17 MIRIAM ST |  | Polytube | Yes |  | 2023-05-08 |  | PVC | 1971 | Yes |  | 2023-05-08 |  | Non-lead
018009 | 5 BIRCHWOOD DR |  | Polytube | Yes |  | 2022-05-06 |  | Copper | 1967 | Yes |  | 2022-05-06 |  | Non-lead
018010 | LOT 012 6800 MALONEY AVE |  | PVC | Yes |  | 2023-07-10 |  | PVC | 1987 | Yes |  | 2023-07-10 |  | Non-lead
018011 | UNIT 207B 2601 S ROOSEVELT BLVD |  | Copper | Yes |  | 2024-08-22 |  | Copper | 1967 | Yes |  | 2024-08-22 |  | Non-lead
018012 | 21023 7TH AVE E |  | Polytube | Yes |  | 2022-10-31 |  | PVC | 1970 | Yes |  | 2022-10-31 |  | Non-lead
018013 | 9H 5TH AVE |  | Polytube | Yes |  | 2023-03-10 |  | PVC | 1970 | Yes |  | 2023-03-10 |  | Non-lead
018015 | UP 421 UNITED ST |  | Polytube | Yes |  | 2023-12-08 |  | PVC | 1928 | Yes |  | 2023-12-08 |  | Non-lead
018016 | 530 WILLIAM ST |  | Polytube | Yes |  | 2023-01-04 |  | PVC | 1924 | Yes |  | 2023-01-04 |  | Non-lead
018017 | 725 SOUTHARD ST |  | Polytube | Yes |  | 2023-03-06 |  | PVC | 1924 | Yes |  | 2023-03-06 |  | Non-lead
018018 | UNIT 108A 2601 S ROOSEVELT BLVD |  | Copper | Yes |  | 2022-06-28 |  | Copper | 1967 | Yes |  | 2022-06-28 |  | Non-lead
018019 | 7 BOUGAINVILLEA AVE |  | Polytube | Yes |  | 2022-11-07 |  | PVC | 1963 | Yes |  | 2022-11-07 |  | Non-lead
018020 | 28293 HELEN AVE |  | Unknown, Non-Lead | Yes |  | 2024-06-04 |  | Unknown, Non-Lead | 2019 | Yes |  | 2024-06-04 |  | Non-lead
018021 | 512 GREENE ST |  | Polytube | Yes |  | 2022-12-02 |  | PVC | 1928 | Yes |  | 2022-12-02 |  | Non-lead
018022 | 924 UNITED ST |  | Polytube | No |  |  |  | PVC | 1967 | No |  |  |  | Non-lead
018023 | 1013 17TH TER |  | Polytube | Yes |  | 2023-12-19 |  | Copper | 1967 | Yes |  | 2023-12-19 |  | Non-lead
018024 | 1017 17TH TER |  | Polytube | Yes |  | 2024-08-06 |  | Copper | 1967 | Yes |  | 2024-08-06 |  | Non-lead
018025 | 1118 17TH TERR |  | Polytube | Yes |  | 2022-06-16 |  | Copper | 1965 | Yes |  | 2022-06-16 |  | Non-lead
018026 | H19 MIRIAM ST |  | Unknown, Non-Lead | Yes |  | 2018-12-03 |  | Unknown, Non-Lead | 1998 | Yes |  | 2018-12-03 |  | Non-lead
018027 | APT 1C 5312 3RD AVE |  | Polytube | Yes |  | 2023-03-10 |  | PVC | 1953 | Yes |  | 2023-03-10 |  | Non-lead
018028 | APT 2A 5312 3RD AVE |  | Polytube | Yes |  | 2023-03-10 |  | PVC | 1953 | Yes |  | 2023-03-10 |  | Non-lead
018029 | 22572 JOLLY ROGER DR |  | Polytube | Yes |  | 2022-11-07 |  | PVC | 1973 | Yes |  | 2022-11-07 |  | Non-lead
018030 | LOT 007 6800 MALONEY AVE |  | Unknown, Non-Lead | Yes |  | 2022-11-30 |  | Unknown, Non-Lead | 2014 | Yes |  | 2022-11-30 |  | Non-lead
018031 | C21 9TH AVE |  | Unknown, Non-Lead | Yes |  | 2024-05-17 |  | Unknown, Non-Lead | 2011 | Yes |  | 2024-05-17 |  | Non-lead
018032 | UNIT 105A 2601 S ROOSEVELT BLVD |  | Copper | Yes |  | 2022-07-19 |  | Copper | 1967 | Yes |  | 2022-07-19 |  | Non-lead
018033 | UNIT 208A 2601 S ROOSEVELT BLVD |  | Copper | Yes |  | 2022-06-28 |  | Copper | 1967 | Yes |  | 2022-06-28 |  | Non-lead
018034 | CORN NE 8TH & PATTERSON AVE |  | Polytube | Yes |  | 2024-08-15 |  | PVC | 1955 | Yes |  | 2024-08-15 |  | Non-lead
018035 | UNIT 205A 2601 S ROOSEVELT BLVD |  | Copper | Yes |  | 2024-08-22 |  | Copper | 1967 | Yes |  | 2024-08-22 |  | Non-lead
018036 | UNIT 308A 2601 S ROOSEVELT BLVD |  | Copper | Yes |  | 2022-06-28 |  | Copper | 1967 | Yes |  | 2022-06-28 |  | Non-lead
018037 | H24 MIRIAM ST |  | Polytube | Yes |  | 2023-03-08 |  | PVC | 1973 | Yes |  | 2023-03-08 |  | Non-lead
018038 | LOT 008 6800 MALONEY AVE |  | Unknown, Non-Lead | Yes |  | 2022-11-30 |  | Unknown, Non-Lead | 2014 | Yes |  | 2022-11-30 |  | Non-lead
018040 | UNIT 109A 2601 S ROOSEVELT BLVD |  | Copper | Yes |  | 2022-06-28 |  | Copper | 1967 | Yes |  | 2022-06-28 |  | Non-lead
018042 | 17119 AMBERJACK LN |  | Polytube | Yes |  | 2022-07-12 |  | PVC | 1968 | Yes |  | 2022-07-12 |  | Non-lead
018043 | H20 MIRIAM ST |  | Polytube | Yes |  | 2024-02-28 |  | PVC | 1971 | Yes |  | 2024-02-28 |  | Non-lead
018044 | C30 10TH AVE |  | Polytube | Yes |  | 2024-04-05 |  | PVC | 1963 | Yes |  | 2024-04-05 |  | Non-lead
018045 | UNIT 308B 2601 S ROOSEVELT BLVD |  | Copper | Yes |  | 2023-03-07 |  | Copper | 1967 | Yes |  | 2023-03-07 |  | Non-lead
018046 | 28130 DOROTHY AVE |  | Polytube | Yes |  | 2023-01-25 |  | PVC | 1976 | Yes |  | 2023-01-25 |  | Non-lead
018047 | UNIT 207A 2601 S ROOSEVELT BLVD |  | Copper | Yes |  | 2023-09-20 |  | Copper | 1967 | Yes |  | 2023-09-20 |  | Non-lead
018048 | UNIT 408B 2601 S ROOSEVELT BLVD |  | Copper | Yes |  | 2022-06-24 |  | Copper | 1967 | Yes |  | 2022-06-24 |  | Non-lead
018049 | 1017 VARELA ST |  | Polytube | Yes |  | 2023-03-23 |  | PVC | 1948 | Yes |  | 2023-03-23 |  | Non-lead
018050 | UNIT 108B 2601 S ROOSEVELT BLVD |  | Copper | Yes |  | 2022-06-28 |  | Copper | 1967 | Yes |  | 2022-06-28 |  | Non-lead
018051 | UNIT 210B 2601 S ROOSEVELT BLVD |  | Copper | Yes |  | 2022-06-28 |  | Copper | 1967 | Yes |  | 2022-06-28 |  | Non-lead
018052 | UNIT 103A 2601 S ROOSEVELT BLVD |  | Copper | Yes |  | 2022-06-28 |  | Copper | 1967 | Yes |  | 2022-06-28 |  | Non-lead
018053 | UNIT 103B 2601 S ROOSEVELT BLVD |  | Copper | Yes |  | 2022-06-28 |  | Copper | 1967 | Yes |  | 2022-06-28 |  | Non-lead
018054 | 31450 AVE G |  | Polytube | Yes |  | 2022-11-10 |  | PVC |  | Yes |  | 2022-11-10 |  | Non-lead
018055 | UNIT 101C 2601 S ROOSEVELT BLVD |  | Copper | Yes |  | 2022-06-28 |  | Copper | 1967 | Yes |  | 2022-06-28 |  | Non-lead
018056 | 81160 RD 905 PRT OF ST |  | Polytube | Yes |  | 2023-06-06 |  | PVC | 2020 | Yes |  | 2023-06-06 |  | Non-lead
018057 | UNIT 209A 2601 S ROOSEVELT BLVD |  | Copper | Yes |  | 2022-06-28 |  | Copper | 1967 | Yes |  | 2022-06-28 |  | Non-lead
018058 | 1024 17TH TER |  | Polytube | Yes |  | 2022-05-12 |  | Copper | 1967 | Yes |  | 2022-05-12 |  | Non-lead
018059 | 1105 17TH TER |  | Polytube | Yes |  | 2024-07-22 |  | Copper | 1968 | Yes |  | 2024-07-22 |  | Non-lead
018060 | 21 AMARYLLIS DR |  | Polytube | Yes |  | 2023-10-11 |  | PVC | 1967 | Yes |  | 2023-10-11 |  | Non-lead
018062 | UNIT 307B 2601 S ROOSEVELT BLVD |  | Copper | Yes |  | 2022-06-28 |  | Copper | 1967 | Yes |  | 2022-06-28 |  | Non-lead
018063 | 492 PINE LANE |  | Polytube | Yes |  | 2022-11-14 |  | PVC | 1968 | Yes |  | 2022-11-14 |  | Non-lead
018064 | 28128 JULIA AVE |  | Polytube | Yes |  | 2023-01-25 |  | PVC | 1967 | Yes |  | 2023-01-25 |  | Non-lead
018065 | 90775 OVERSEAS HWY |  | Polytube | Yes |  | 2022-06-22 |  | PVC | 1980 | Yes |  | 2022-06-22 |  | Non-lead
018066 | APT 1 80455 OLD HWY |  | Polytube | Yes |  | 2022-06-22 |  | PVC | 1955 | Yes |  | 2022-06-22 |  | Non-lead
018067 | 82897 OVERSEAS HWY |  | Polytube | Yes |  | 2022-06-22 |  | PVC | 1961 | Yes |  | 2022-06-22 |  | Non-lead
018068 | P/TR 3 83003 OLD HWY |  | Polytube | Yes |  | 2022-06-23 |  | PVC | 1953 | Yes |  | 2022-06-23 |  | Non-lead
018069 | 100 PALERMO DR |  | Polytube | Yes |  | 2022-06-08 |  | PVC | 1968 | Yes |  | 2022-06-08 |  | Non-lead
018070 | 193 PLANTATION DR |  | Polytube | Yes |  | 2022-06-14 |  | PVC | 1967 | Yes |  | 2022-06-14 |  | Non-lead
018071 | 200 GALLEON LN |  | Polytube | Yes |  | 2022-06-21 |  | PVC | 1968 | Yes |  | 2022-06-21 |  | Non-lead
018072 | 200 N LAYTON DR |  | Polytube | Yes |  | 2022-06-06 |  | PVC | 1958 | Yes |  | 2022-06-06 |  | Non-lead
018073 | 74850 OVERSEAS HWY |  | Polytube | Yes |  | 2023-05-04 |  | PVC |  | Yes |  | 2023-05-04 |  | Non-lead
018074 | 136 N ROLLING HILL RD |  | Polytube | Yes |  | 2022-06-15 |  | PVC | 1973 | Yes |  | 2022-06-15 |  | Non-lead
018075 | LOT 001 6800 MALONEY AVE |  | PVC | Yes |  | 2024-10-08 |  | PVC | 1985 | Yes |  | 2024-10-08 |  | Non-lead
018076 | LOT 009 6800 MALONEY AVE |  | Unknown, Non-Lead | Yes |  | 2022-11-29 |  | Unknown, Non-Lead | 2014 | Yes |  | 2022-11-29 |  | Non-lead
018077 | LOT 267 1213 14TH ST |  | Polytube | Yes |  | 2023-05-04 |  | Polytube | 1965 | Yes |  | 2023-05-04 |  | Non-lead
018078 | 19512 AZTEC ST |  | Polytube | Yes |  | 2023-01-13 |  | PVC | 1968 | Yes |  | 2023-01-13 |  | Non-lead
018079 | UNIT 321C 2601 S ROOSEVELT BLVD |  | Copper | Yes |  | 2022-06-28 |  | Copper | 1967 | Yes |  | 2022-06-28 |  | Non-lead
018080 | UNIT 501B 2601 S ROOSEVELT BLVD |  | Copper | Yes |  | 2023-03-27 |  | Copper | 1967 | Yes |  | 2023-03-27 |  | Non-lead
018081 | UNIT 307A 2601 S ROOSEVELT BLVD |  | Copper | Yes |  | 2024-06-21 |  | Copper | 1967 | Yes |  | 2024-06-21 |  | Non-lead
018082 | 1507 5TH ST |  | Polytube | Yes |  | 2023-08-22 |  | PVC | 1968 | Yes |  | 2023-08-22 |  | Non-lead
018083 | B4 117 BUTTONWOOD LN |  | Polytube | Yes |  | 2022-07-19 |  | PVC | 1968 | Yes |  | 2022-07-19 |  | Non-lead
018084 | MAIN 6800 MALONEY AVE |  | PVC | Yes |  | 2023-03-06 |  | PVC | 1979 | Yes |  | 2023-03-06 |  | Non-lead
018085 | UNIT 204A 2601 S ROOSEVELT BLVD |  | Copper | Yes |  | 2022-06-28 |  | Copper | 1967 | Yes |  | 2022-06-28 |  | Non-lead
018087 | 105 KEY HAVEN RD |  | Polytube | Yes |  | 2024-08-27 |  | PVC | 1967 | Yes |  | 2024-08-27 |  | Non-lead
018088 | 1 12TH AVE |  | Polytube | Yes |  | 2023-03-10 |  | PVC | 1967 | Yes |  | 2023-03-10 |  | Non-lead
018089 | H30 MIRIAM ST |  | Polytube | Yes |  | 2023-03-08 |  | PVC | 1978 | Yes |  | 2023-03-08 |  | Non-lead
018090 | H25 MIRIAM ST |  | Polytube | Yes |  | 2023-04-13 |  | PVC | 2012 | Yes |  | 2023-04-13 |  | Non-lead
018091 | 2617 PATTERSON AVE |  | Polytube | Yes |  | 2023-05-04 |  | Copper | 1965 | Yes |  | 2023-05-04 |  | Non-lead
018092 | 19 BOUGAINVILLEA AVE |  | PVC | No |  |  |  | Polytube | 1968 | No |  |  |  | Non-lead
018093 | LOT 264 1213 14TH ST |  | Polytube | Yes |  | 2023-05-04 |  | Polytube | 1965 | Yes |  | 2023-05-04 |  | Non-lead
018094 | 153 SAPODILLA DR |  | Polytube | Yes |  | 2022-06-30 |  | PVC | 1967 | Yes |  | 2022-06-30 |  | Non-lead
018095 | UNIT 305B 2601 S ROOSEVELT BLVD |  | Copper | Yes |  | 2022-06-28 |  | Copper | 1967 | Yes |  | 2022-06-28 |  | Non-lead
018096 | UNIT 407A 2601 S ROOSEVELT BLVD |  | Copper | Yes |  | 2022-06-28 |  | Copper | 1967 | Yes |  | 2022-06-28 |  | Non-lead
018097 | LOT 263 1213 14TH ST |  | Polytube | Yes |  | 2023-05-04 |  | Polytube | 1965 | Yes |  | 2023-05-04 |  | Non-lead
018098 | 1548 GARDENIA LANE |  | Polytube | Yes |  | 2023-09-22 |  | PVC | 1967 | Yes |  | 2023-09-22 |  | Non-lead
018099 | 2 12TH AVE |  | Polytube | Yes |  | 2022-06-17 |  | PVC | 1967 | Yes |  | 2022-06-17 |  | Non-lead
018100 | UNIT 303A 2601 S ROOSEVELT BLVD |  | Copper | Yes |  | 2022-06-28 |  | Copper | 1967 | Yes |  | 2022-06-28 |  | Non-lead
018101 | 5587 2ND AVE SOUTH ST |  | Polytube | Yes |  | 2023-03-08 |  | PVC | 1986 | Yes |  | 2023-03-08 |  | Non-lead
018102 | UNIT 210A 2601 S ROOSEVELT BLVD |  | Copper | Yes |  | 2022-06-28 |  | Copper | 1967 | Yes |  | 2022-06-28 |  | Non-lead
018103 | UNIT 401A 2601 S ROOSEVELT BLVD |  | Copper | Yes |  | 2022-06-28 |  | Copper | 1967 | Yes |  | 2022-06-28 |  | Non-lead
018104 | APT B 2618 FOGARTY AVE |  | Polytube | Yes |  | 2022-08-23 |  | Polytube | 1969 | Yes |  | 2022-08-23 |  | Non-lead
018105 | 27378 HAITI LN |  | Polytube | Yes |  | 2024-05-15 |  | PVC | 1963 | Yes |  | 2024-05-15 |  | Non-lead
018106 | LOT 262 1213 14TH ST |  | Polytube | Yes |  | 2023-05-04 |  | Polytube | 1965 | Yes |  | 2023-05-04 |  | Non-lead
018107 | APT 266 1213 14TH ST |  | Polytube | Yes |  | 2023-05-04 |  | Polytube | 1965 | Yes |  | 2023-05-04 |  | Non-lead
018108 | UNIT 118C 2601 S ROOSEVELT BLVD |  | Copper | Yes |  | 2022-06-28 |  | Copper | 1967 | Yes |  | 2022-06-28 |  | Non-lead
018109 | 108 ATLANTIC LN |  | Polytube | Yes |  | 2022-07-05 |  | PVC | 1966 | Yes |  | 2022-07-05 |  | Non-lead
018110 | UNIT 311B 2601 S ROOSEVELT BLVD |  | Copper | Yes |  | 2022-06-28 |  | Copper | 1967 | Yes |  | 2022-06-28 |  | Non-lead
018111 | LOT 260 1213 14TH ST |  | Polytube | Yes |  | 2024-04-15 |  | Polytube | 1965 | Yes |  | 2024-04-15 |  | Non-lead
018112 | LOT 265 1213 14TH ST |  | Polytube | Yes |  | 2023-05-04 |  | Polytube | 1965 | Yes |  | 2023-05-04 |  | Non-lead
018113 | UNIT 407B 2601 S ROOSEVELT BLVD |  | Copper | Yes |  | 2022-06-28 |  | Copper | 1967 | Yes |  | 2022-06-28 |  | Non-lead
018115 | C29 10TH AVE |  | Polytube | Yes |  | 2023-03-08 |  | PVC | 1963 | Yes |  | 2023-03-08 |  | Non-lead
018116 | LOT 016 6800 MALONEY AVE |  | PVC | Yes |  | 2023-03-06 |  | PVC | 1966 | Yes |  | 2023-03-06 |  | Non-lead
018117 | 1500 5TH ST |  | Polytube | Yes |  | 2023-04-24 |  | PVC | 1968 | Yes |  | 2023-04-24 |  | Non-lead
018118 | H21 MIRIAM ST |  | Polytube | Yes |  | 2023-03-08 |  | PVC | 1971 | Yes |  | 2023-03-08 |  | Non-lead
018119 | UNIT 214C 2601 S ROOSEVELT BLVD |  | Copper | Yes |  | 2022-06-28 |  | Copper | 1967 | Yes |  | 2022-06-28 |  | Non-lead
018120 | H05 5TH AVE |  | Polytube | Yes |  | 2023-03-10 |  | PVC | 1973 | Yes |  | 2023-03-10 |  | Non-lead
018121 | H18 MIRIAM ST |  | Unknown, Non-Lead | No |  |  |  | Unknown, Non-Lead | 1998 | No |  |  |  | Non-lead
018122 | 2205 FOGARTY AVE |  | Copper | Yes |  | 2022-08-02 |  | Copper | 1965 | Yes |  | 2022-08-02 |  | Non-lead
018123 | 152 ORANGE BLOSSOM L DR |  | Polytube | Yes |  | 2022-05-17 |  | PVC | 1963 | Yes |  | 2022-05-17 |  | Non-lead
018124 | 190 W AVE C |  | Polytube | Yes |  | 2022-12-13 |  | PVC | 1965 | Yes |  | 2022-12-13 |  | Non-lead
018125 | 204 JAMES AVE |  | Polytube | Yes |  | 2022-12-12 |  | PVC | 1984 | Yes |  | 2022-12-12 |  | Non-lead
018126 | 17 POISONWOOD RD |  | Unknown | Yes |  | 2023-09-07 |  | Unknown | 1970 | Yes |  | 2023-09-07 |  | Lead Status Unknown
018127 | 244 LOEB AVE |  | Polytube | Yes |  | 2022-10-27 |  | PVC | 1974 | Yes |  | 2022-10-27 |  | Non-lead
018128 | 230 BANYON LN |  | Polytube | Yes |  | 2022-07-22 |  | PVC | 1983 | Yes |  | 2022-07-22 |  | Non-lead
018129 | 215 W SECOND CT |  | Polytube | Yes |  | 2023-02-01 |  | PVC | 1985 | Yes |  | 2023-02-01 |  | Non-lead
018130 | 219 W SECOND CT |  | Polytube | Yes |  | 2023-02-01 |  | PVC | 1983 | Yes |  | 2023-02-01 |  | Non-lead
018131 | 203 ALLEN AVE |  | Unknown, Non-Lead | No |  |  |  | Unknown, Non-Lead | 2007 | No |  |  |  | Non-lead
018132 | 17 ATLANTIC BLVD |  | Polytube | Yes |  | 2022-06-30 |  | PVC | 1964 | Yes |  | 2022-06-30 |  | Non-lead
018134 | 82 MARINA AVE |  | Polytube | Yes |  | 2022-11-29 |  | PVC | 1968 | Yes |  | 2022-11-29 |  | Non-lead
018135 | 171 BAHAMA AVE |  | Unknown, Non-Lead | Yes |  | 2020-03-30 |  | PVC | 2012 | Yes |  | 2020-03-30 |  | Non-lead
018136 | 484 SUMMERLAND RD |  | Polytube | Yes |  | 2022-11-02 |  | PVC | 2019 | Yes |  | 2022-11-02 |  | Non-lead
018137 | 100 W AVE C AVE |  | Polytube | Yes |  | 2023-02-01 |  | PVC | 1964 | Yes |  | 2023-02-01 |  | Non-lead
018138 | 233 JAMES AVE |  | Polytube | Yes |  | 2023-02-01 |  | PVC | 1965 | Yes |  | 2023-02-01 |  | Non-lead
018139 | 224 BUTTONWOOD AVE |  | Polytube | Yes |  | 2022-11-03 |  | PVC | 1974 | Yes |  | 2022-11-03 |  | Non-lead
018140 | 222 BUTTONWOOD AVE |  | Polytube | Yes |  | 2023-02-01 |  | PVC | 1967 | Yes |  | 2023-02-01 |  | Non-lead
018141 | H03 5TH AVE |  | Polytube | Yes |  | 2023-03-10 |  | PVC | 1969 | Yes |  | 2023-03-10 |  | Non-lead
018142 | #1 26959 SHANNAHAN RD |  | Polytube | Yes |  | 2022-09-26 |  | PVC | 1966 | Yes |  | 2022-09-26 |  | Non-lead
018143 | APT 2 26959 SHANNAHAN RD |  | Polytube | Yes |  | 2022-09-26 |  | PVC | 1966 | Yes |  | 2022-09-26 |  | Non-lead
018144 | UNIT 203B 2601 S ROOSEVELT BLVD |  | Copper | Yes |  | 2022-06-28 |  | Copper | 1967 | Yes |  | 2022-06-28 |  | Non-lead
018145 | 5271 OVERSEAS HWY |  | Unknown, Non-Lead | Yes |  | 2024-01-18 |  | Unknown, Non-Lead | 2011 | Yes |  | 2024-01-18 |  | Non-lead
018146 | 2235 YELLOWTAIL DR |  | Polytube | Yes |  | 2023-05-26 |  | PVC | 1967 | Yes |  | 2023-05-26 |  | Non-lead
018147 | 161 9TH ST |  | Polytube | Yes |  | 2022-10-22 |  | PVC | 1972 | Yes |  | 2022-10-22 |  | Non-lead
018148 | 835 97TH OCEAN ST |  | Polytube | Yes |  | 2022-10-25 |  | PVC | 1968 | Yes |  | 2022-10-25 |  | Non-lead
018149 | UNIT B 185 25TH ST |  | Polytube | Yes |  | 2024-08-14 |  | PVC | 1967 | Yes |  | 2024-08-14 |  | Non-lead
018150 | 803 CORTE DEL SOL |  | Polytube | Yes |  | 2024-04-30 |  | PVC | 1972 | Yes |  | 2024-04-30 |  | Non-lead
018151 | 221 8TH ST |  | Unknown | Yes |  | 2022-07-11 |  | Unknown | 1968 | Yes |  | 2022-07-11 |  | Lead Status Unknown
018153 | 7901 GULFSTREAM BLVD |  | Polytube | Yes |  | 2023-01-31 |  | PVC | 1968 | Yes |  | 2023-01-31 |  | Non-lead
018154 | 29156 MANGO LN |  | Polytube | Yes |  | 2022-12-14 |  | PVC | 1967 | Yes |  | 2022-12-14 |  | Non-lead
018156 | 2226 HARRIS AVE |  | Copper | Yes |  | 2023-04-26 |  | Copper | 1968 | Yes |  | 2023-04-26 |  | Non-lead
018157 | 3608 NORTHSIDE DR |  | Polytube | Yes |  | 2022-06-16 |  | PVC | 1968 | Yes |  | 2022-06-16 |  | Non-lead
018158 | 805 E SHORE DR |  | Unknown, Non-Lead | No |  |  |  | Unknown, Non-Lead | 2000 | No |  |  |  | Non-lead
018159 | APT 2 808 SIMONTON ST |  | Polytube | Yes |  | 2022-10-31 |  | PVC | 1933 | Yes |  | 2022-10-31 |  | Non-lead
018160 | UNIT 206A 2601 S ROOSEVELT BLVD |  | Copper | Yes |  | 2024-08-22 |  | Copper | 1967 | Yes |  | 2024-08-22 |  | Non-lead
018162 | LOT 005 6800 MALONEY AVE |  | PVC | Yes |  | 2023-02-22 |  | PVC | 1966 | Yes |  | 2023-02-22 |  | Non-lead
018163 | H23 MIRIAM ST |  | Unknown, Non-Lead | Yes |  | 2019-11-04 |  | Unknown, Non-Lead | 2015 | Yes |  | 2019-11-04 |  | Non-lead
018164 | UNIT 209B 2601 S ROOSEVELT BLVD |  | Copper | Yes |  | 2022-06-28 |  | Copper | 1967 | Yes |  | 2022-06-28 |  | Non-lead
018165 | H16 MIRIAM ST |  | Polytube | Yes |  | 2023-03-08 |  | PVC | 1971 | Yes |  | 2023-03-08 |  | Non-lead
018166 | 1720 DUNCAN ST |  | Copper | Yes |  | 2022-08-30 |  | PVC | 1964 | Yes |  | 2022-08-30 |  | Non-lead
018167 | 1313 PETRONIA ST |  | Polytube | Yes |  | 2024-09-30 |  | Polytube | 1943 | Yes |  | 2024-09-30 |  | Non-lead
018168 | 67 TAMARIND DR |  | Polytube | Yes |  | 2024-01-03 |  | Copper | 1968 | Yes |  | 2024-01-03 |  | Non-lead
018169 | 183 SAWYER DR |  | Polytube | Yes |  | 2022-11-09 |  | PVC | 1968 | Yes |  | 2022-11-09 |  | Non-lead
018171 | DOWN REAR 2606 FOGARTY AVE |  | Polytube | Yes |  | 2022-08-23 |  | Copper | 1972 | Yes |  | 2022-08-23 |  | Non-lead
018172 | 1462 HUDGINS |  | Polytube | Yes |  | 2023-04-25 |  | PVC | 1968 | Yes |  | 2023-04-25 |  | Non-lead
018174 | UNIT 311C 2601 S ROOSEVELT BLVD |  | Copper | Yes |  | 2022-06-28 |  | Copper | 1967 | Yes |  | 2022-06-28 |  | Non-lead
018175 | 252 W SEAVIEW CIR |  | Unknown, Non-Lead | Yes |  | 2021-01-28 |  | Unknown, Non-Lead | 2020 | Yes |  | 2021-01-28 |  | Non-lead
018177 | H34 MIRIAM ST |  | Unknown, Non-Lead | Yes |  | 2023-08-28 |  | Unknown, Non-Lead | 2019 | Yes |  | 2023-08-28 |  | Non-lead
018178 | UNIT 605A 2601 S ROOSEVELT BLVD |  | Copper | Yes |  | 2024-10-03 |  | Copper | 1967 | Yes |  | 2024-10-03 |  | Non-lead
018179 | 61 BARCELONA DR |  | Unknown, Non-Lead | Yes |  | 2024-07-17 |  | Unknown, Non-Lead | 2011 | Yes |  | 2024-07-17 |  | Non-lead
018180 | 59 BARCELONA DR |  | Unknown | Yes |  | 2023-05-04 |  | Unknown |  | Yes |  | 2023-05-04 |  | Lead Status Unknown
018181 | 57 BARCELONA DR |  | Polytube | Yes |  | 2022-09-30 |  | PVC |  | Yes |  | 2022-09-30 |  | Non-lead
018182 | 55 BARCELONA DR |  | Unknown, Non-Lead | Yes |  | 2023-05-04 |  | No Piping |  | Yes |  | 2023-05-04 |  | Non-lead
018183 | 53 BARCELONA DR |  | Unknown | Yes |  | 2023-05-04 |  | Unknown |  | Yes |  | 2023-05-04 |  | Lead Status Unknown
018184 | 51 BARCELONA DR |  | Polytube | Yes |  | 2023-05-04 |  | Polytube |  | Yes |  | 2023-05-04 |  | Non-Lead
018185 | 49 BARCELONA DR |  | Polytube | Yes |  | 2022-10-07 |  | PVC |  | Yes |  | 2022-10-07 |  | Non-lead
018186 | 47 BARCELONA DR |  | Unknown | Yes |  | 2023-05-04 |  | Unknown |  | Yes |  | 2023-05-04 |  | Lead Status Unknown
018187 | 45 BARCELONA DR |  | Polytube | Yes |  | 2022-04-05 |  | PVC |  | Yes |  | 2022-04-05 |  | Non-lead
018188 | 43 BARCELONA DR |  | Unknown, Non-Lead | No |  |  |  | Unknown, Non-Lead | 2016 | No |  |  |  | Non-lead
018189 | 37 BARCELONA DR |  | Unknown | Yes |  | 2023-05-04 |  | Unknown | 1980 | Yes |  | 2023-05-04 |  | Lead Status Unknown
018190 | 39 BARCELONA DR |  | Unknown, Non-Lead | No |  |  |  | Polytube | 2014 | No |  |  |  | Non-lead
018191 | 41 BARCELONA DR |  | Unknown, Non-Lead | Yes |  | 2023-12-28 |  | Unknown, Non-Lead | 2014 | Yes |  | 2023-12-28 |  | Non-lead
018192 | 63 BARCELONA DR |  | Unknown, Non-Lead | Yes |  | 2018-06-27 |  | Unknown, Non-Lead | 2011 | Yes |  | 2018-06-27 |  | Non-lead
018193 | APT 4 1106 OLIVIA ST |  | Polytube | Yes |  | 2023-03-16 |  | PVC | 1933 | Yes |  | 2023-03-16 |  | Non-lead
018194 | APT 3 1106 OLIVIA ST |  | Polytube | Yes |  | 2023-03-16 |  | PVC | 1913 | Yes |  | 2023-03-16 |  | Non-lead
018195 | 10899 OVERSEAS HWY |  | Polytube | Yes |  | 2022-11-02 |  | PVC | 1968 | Yes |  | 2022-11-02 |  | Non-lead
018196 | UNIT 1 185 25TH OCEAN ST |  | Polytube | Yes |  | 2022-12-20 |  | PVC | 1967 | Yes |  | 2022-12-20 |  | Non-lead
018197 | 461 9TH St |  | Polytube | Yes |  | 2022-10-22 |  | PVC | 1976 | Yes |  | 2022-10-22 |  | Non-lead
018198 | 201 8TH ST |  | Polytube | Yes |  | 2022-08-05 |  | PVC | 1968 | Yes |  | 2022-08-05 |  | Non-lead
018199 | 11450 OVERSEAS HWY |  | Polytube | Yes |  | 2024-08-16 |  | PVC | 1969 | Yes |  | 2024-08-16 |  | Non-lead
018200 | 913 74TH OCEAN ST |  | Unknown, Non-Lead | Yes |  | 2022-11-10 |  | Unknown, Non-Lead | 1993 | Yes |  | 2022-11-10 |  | Non-lead
018201 | 10700 5TH GULF AVE |  | Polytube | Yes |  | 2023-05-11 |  | PVC | 1969 | Yes |  | 2023-05-11 |  | Non-lead
018202 | OCEAN 745 27TH ST |  | Polytube | Yes |  | 2023-11-29 |  | PVC | 1967 | Yes |  | 2023-11-29 |  | Non-lead
018203 | 680 11TH ST |  | Polytube | Yes |  | 2022-10-22 |  | PVC | 1968 | Yes |  | 2022-10-22 |  | Non-lead
018204 | 337 82ND OCEAN ST |  | Polytube | Yes |  | 2023-01-19 |  | PVC | 1972 | Yes |  | 2023-01-19 |  | Non-lead
018205 | 687 46TH GULF ST |  | Unknown, Non-Lead | Yes |  | 2019-05-01 |  | Unknown, Non-Lead | 1988 | Yes |  | 2019-05-01 |  | Non-lead
018206 | 520 5th ST |  | Polytube | Yes |  | 2024-06-06 |  | PVC | 1968 | Yes |  | 2024-06-06 |  | Non-lead
018207 | 500 5TH ST |  | Copper | Yes |  | 2022-10-22 |  | PVC | 1968 | Yes |  | 2022-10-22 |  | Non-lead
018208 | 391 9TH ST |  | Polytube | Yes |  | 2023-06-05 |  | PVC | 1968 | Yes |  | 2023-06-05 |  | Non-lead
018209 | 505 26TH OCEAN ST |  | Polytube | Yes |  | 2023-01-11 |  | PVC | 1972 | Yes |  | 2023-01-11 |  | Non-lead
018210 | 594 26TH OCEAN ST |  | Polytube | Yes |  | 2024-04-26 |  | PVC | 1968 | Yes |  | 2024-04-26 |  | Non-lead
018211 | UNIT A 906 FRANCES ST |  | Polytube | Yes |  | 2023-03-14 |  | PVC | 1939 | Yes |  | 2023-03-14 |  | Non-lead
018212 | 29041 GERANIUM DR |  | Polytube | Yes |  | 2023-01-10 |  | PVC | 1968 | Yes |  | 2023-01-10 |  | Non-lead
018213 | 28150 DOROTHY AVE |  | Polytube | No |  |  |  | PVC | 2004 | No |  |  |  | Non-lead
018214 | 28151 HELEN AVE |  | Unknown, Non-Lead | Yes |  | 2024-08-27 |  | Unknown, Non-Lead | 2021 | Yes |  | 2024-08-27 |  | Non-lead
018215 | 28131 HELEN AVE |  | Polytube | Yes |  | 2024-06-04 |  | PVC | 1972 | Yes |  | 2024-06-04 |  | Non-lead
018216 | 2627 SEIDENBERG AVE |  | Polytube | Yes |  | 2024-05-20 |  | Copper | 1968 | Yes |  | 2024-05-20 |  | Non-lead
018217 | 2617 SEIDENBERG AVE |  | Polytube | Yes |  | 2023-12-21 |  | Copper | 1968 | Yes |  | 2023-12-21 |  | Non-lead
018218 | H41 MIRIAM ST |  | Polytube | Yes |  | 2023-03-08 |  | PVC | 1980 | Yes |  | 2023-03-08 |  | Non-lead
018219 | L26 B53 5341 5TH AVE |  | Unknown, Non-Lead | Yes |  | 2021-11-29 |  | Unknown, Non-Lead | 1990 | Yes |  | 2021-11-29 |  | Non-lead
018220 | UNIT 304B 2601 S ROOSEVELT BLVD |  | Copper | Yes |  | 2022-06-28 |  | Copper | 1967 | Yes |  | 2022-06-28 |  | Non-lead
018221 | 30922 DELGADO LANE |  | Polytube | Yes |  | 2024-09-20 |  | PVC | 1963 | Yes |  | 2024-09-20 |  | Non-lead
018222 | FRONT 909 POHALSKI LN |  | Polytube | Yes |  | 2023-03-23 |  | PVC | 1928 | Yes |  | 2023-03-23 |  | Non-lead
018223 | 1100 FLORIDA ST |  | Polytube | Yes |  | 2024-03-15 |  | PVC | 1948 | Yes |  | 2024-03-15 |  | Non-lead
018224 | 1102 FLORIDA ST |  | Polytube | Yes |  | 2022-08-30 |  | PVC | 1968 | Yes |  | 2022-08-30 |  | Non-lead
018225 | UNIT 317C 2601 S ROOSEVELT BLVD |  | Copper | Yes |  | 2023-11-20 |  | Copper | 1967 | Yes |  | 2023-11-20 |  | Non-lead
018226 | 191 CORT LN |  | Polytube | Yes |  | 2022-07-19 |  | PVC | 1968 | Yes |  | 2022-07-19 |  | Non-lead
018227 | 222 W SECOND CT |  | Polytube | Yes |  | 2023-01-13 |  | PVC | 1972 | Yes |  | 2023-01-13 |  | Non-lead
018228 | 95980 OVERSEAS PT-TR 2 HWY |  | Unknown, Non-Lead | Yes |  | 2022-10-27 |  | PVC | 2018 | Yes |  | 2022-10-27 |  | Non-lead
018229 | 238 W SECOND CT |  | Polytube | Yes |  | 2022-12-12 |  | PVC | 1973 | Yes |  | 2022-12-12 |  | Non-lead
018230 | 242 W 2ND CT |  | Polytube | Yes |  | 2022-12-12 |  | PVC | 1973 | Yes |  | 2022-12-12 |  | Non-lead
018231 | 226 W 2ND CT |  | Polytube | Yes |  | 2023-02-01 |  | PVC | 1969 | Yes |  | 2023-02-01 |  | Non-lead
018232 | 240 W SECOND CT |  | Unknown, Non-Lead | No |  |  |  | Unknown, Non-Lead | 2000 | No |  |  |  | Non-lead
018233 | 245 BUTTONWOOD AVE |  | Unknown, Non-Lead | No |  |  |  | Unknown, Non-Lead | 1993 | No |  |  |  | Non-lead
018234 | 235 BUTTONWOOD AVE |  | Polytube | Yes |  | 2023-02-01 |  | PVC | 1974 | Yes |  | 2023-02-01 |  | Non-lead
018235 | 233 BUTTONWOOD AVE |  | Polytube | Yes |  | 2023-02-01 |  | PVC | 1974 | Yes |  | 2023-02-01 |  | Non-lead
018236 | 229 BUTTONWOOD AVE |  | Polytube | Yes |  | 2023-02-01 |  | PVC | 1973 | Yes |  | 2023-02-01 |  | Non-lead
018238 | 222 W FIRST CT |  | Polytube | Yes |  | 2023-02-01 |  | PVC | 1982 | Yes |  | 2023-02-01 |  | Non-lead
018239 | 234 W 1ST CT |  | Polytube | Yes |  | 2023-02-01 |  | PVC | 1971 | Yes |  | 2023-02-01 |  | Non-lead
018240 | 238 W FIRST CT |  | Unknown, Non-Lead | No |  |  |  | Unknown, Non-Lead | 2006 | No |  |  |  | Non-lead
018242 | 235 W SECOND CT |  | Polytube | Yes |  | 2023-02-01 |  | PVC | 1986 | Yes |  | 2023-02-01 |  | Non-lead
018243 | 231 W SECOND CT |  | Polytube | Yes |  | 2023-02-01 |  | PVC | 1972 | Yes |  | 2023-02-01 |  | Non-lead
018244 | 227 W SECOND CT |  | Polytube | Yes |  | 2023-02-01 |  | PVC | 1972 | Yes |  | 2023-02-01 |  | Non-lead
018245 | 225 W SECOND CT |  | Polytube | Yes |  | 2023-02-01 |  | PVC | 1983 | Yes |  | 2023-02-01 |  | Non-lead
018246 | 211 W SECOND CT |  | Polytube | Yes |  | 2022-06-27 |  | PVC | 1976 | Yes |  | 2022-06-27 |  | Non-lead
018248 | 226 ALLEN AVE |  | Unknown, Non-Lead | Yes |  | 2022-05-27 |  | PVC | 2006 | Yes |  | 2022-05-27 |  | Non-lead
018249 | 234 ALLEN AVE |  | Unknown, Non-Lead | Yes |  | 2020-07-06 |  | PVC | 2006 | Yes |  | 2020-07-06 |  | Non-lead
018251 | 239 W FIRST CT |  | Polytube | Yes |  | 2023-02-01 |  | PVC | 1966 | Yes |  | 2023-02-01 |  | Non-lead
018252 | 225 W FIRST CT |  | Polytube | Yes |  | 2022-07-08 |  | PVC | 1970 | Yes |  | 2022-07-08 |  | Non-lead
018254 | 221 W FIRST CT |  | Polytube | Yes |  | 2022-12-12 |  | Copper | 1971 | Yes |  | 2022-12-12 |  | Non-lead
018255 | 231 ALLEN AVE |  | Polytube | Yes |  | 2022-12-12 |  | PVC | 1968 | Yes |  | 2022-12-12 |  | Non-lead
018256 | 419 THUMPER THOROUGH |  | Unknown, Non-Lead | Yes |  | 2019-07-22 |  | PVC | 2016 | Yes |  | 2019-07-22 |  | Non-lead
018257 | 221 HUMPTY DUMPTY DR |  | Polytube | Yes |  | 2022-09-19 |  | PVC | 1964 | Yes |  | 2022-09-19 |  | Non-lead
018258 | 422 THUMPER THOROUGHFARE |  | Unknown, Non-Lead | Yes |  | 2019-12-10 |  | PVC | 1991 | Yes |  | 2019-12-10 |  | Non-lead
018259 | 132 BIMINI DR |  | Polytube | Yes |  | 2022-10-22 |  | PVC | 1968 | Yes |  | 2022-10-22 |  | Non-lead
018260 | 211 MOHAWK ST |  | Polytube | Yes |  | 2022-05-31 |  | PVC | 1968 | Yes |  | 2022-05-31 |  | Non-lead
018261 | 24 PARK HAMMOCK RD |  | Polytube | Yes |  | 2022-06-23 |  | PVC | 1968 | Yes |  | 2022-06-23 |  | Non-lead
018262 | 232 APACHE ST |  | Polytube | Yes |  | 2022-06-07 |  | PVC | 1968 | Yes |  | 2022-06-07 |  | Non-lead
018263 | 196 PLANTATION DR |  | Polytube | Yes |  | 2022-06-14 |  | PVC | 1966 | Yes |  | 2022-06-14 |  | Non-lead
018264 | 31 DONDI RD |  | Polytube | Yes |  | 2022-05-27 |  | PVC | 2005 | Yes |  | 2022-05-27 |  | Non-lead
018265 | H39 MIRIAM ST |  | Polytube | Yes |  | 2023-03-08 |  | PVC | 1968 | Yes |  | 2023-03-08 |  | Non-lead
018266 | APT 1 UP 1314 NEWTON ST |  | Polytube | Yes |  | 2024-03-01 |  | PVC | 1938 | Yes |  | 2024-03-01 |  | Non-lead
018268 | APTS 5331 5TH AVE |  | Polytube | Yes |  | 2023-04-03 |  | PVC | 1938 | Yes |  | 2023-04-03 |  | Non-lead
018269 | APT B 2226 HARRIS AVE |  | Copper | Yes |  | 2023-04-26 |  | PVC | 1968 | Yes |  | 2023-04-26 |  | Non-lead
018270 | 421 THUMPER THOROUGH |  | Unknown, Non-Lead | Yes |  | 2019-12-10 |  | Unknown, Non-Lead | 2016 | Yes |  | 2019-12-10 |  | Non-lead
018271 | 420 THUMPER THOROUGH |  | Polytube | Yes |  | 2022-09-20 |  | PVC | 1970 | Yes |  | 2022-09-20 |  | Non-lead
018272 | 213 HUMPTY DUMPTY DR |  | Copper | Yes |  | 2022-09-20 |  | PVC | 1983 | Yes |  | 2022-09-20 |  | Non-lead
018273 | 100 TWEEDY PIE TERR |  | Unknown, Non-Lead | Yes |  | 2023-09-14 |  | Unknown, Non-Lead | 1990 | Yes |  | 2023-09-14 |  | Non-lead
018274 | 219 HUMPTY DUMPTY DR |  | Polytube | Yes |  | 2022-09-19 |  | PVC | 1964 | Yes |  | 2022-09-19 |  | Non-lead
018275 | 841 LARGO RD |  | Polytube | Yes |  | 2022-07-25 |  | PVC | 1983 | Yes |  | 2022-07-25 |  | Non-lead
018276 | 37 GARDEN COVE DR |  | Unknown, Non-Lead | Yes |  | 2021-12-27 |  | Galvanized | 1995 | Yes |  | 2021-12-27 |  | Galvanized Requiring Replacement
018277 | 319 VACA RD |  | Polytube | Yes |  | 2022-07-25 |  | Polytube | 1975 | Yes |  | 2022-07-25 |  | Non-lead
018278 | 471 BIG PINE RD |  | Unknown, Non-Lead | Yes |  | 2024-05-21 |  | Unknown, Non-Lead | 2003 | Yes |  | 2024-05-21 |  | Non-lead
018279 | 34 JUDY PL |  | Polytube | Yes |  | 2023-11-30 |  | PVC | 1981 | Yes |  | 2023-11-30 |  | Non-lead
018281 | 477 BIG PINE RD |  | Polytube | Yes |  | 2024-05-21 |  | PVC | 2003 | Yes |  | 2024-05-21 |  | Non-lead
018284 | 412 COLLINS AVE |  | Polytube | Yes |  | 2022-11-03 |  | PVC | 1968 | Yes |  | 2022-11-03 |  | Non-lead
018285 | 222 BUTTONWOOD LN |  | Copper | Yes |  | 2023-01-18 |  | PVC | 1991 | Yes |  | 2023-01-18 |  | Non-lead
018286 | 16 GULFSTREAM DR |  | Polytube | Yes |  | 2022-10-03 |  | PVC | 1963 | Yes |  | 2022-10-03 |  | Non-lead
018287 | 238 ALLEN AVE |  | Polytube | Yes |  | 2023-05-04 |  | PVC | 1960 | Yes |  | 2023-05-04 |  | Non-lead
018288 | 441 BIG PINE RD |  | Polytube | Yes |  | 2024-05-21 |  | PVC | 1983 | Yes |  | 2024-05-21 |  | Non-lead
018289 | 208 OCEAN DR |  | Polytube | Yes |  | 2023-07-12 |  | PVC | 1967 | Yes |  | 2023-07-12 |  | Non-lead
018290 | 440 BIG PINE RD |  | Polytube | Yes |  | 2024-05-21 |  | Polytube | 2021 | Yes |  | 2024-05-21 |  | Non-Lead
018291 | 447 BIG PINE RD |  | Polytube | Yes |  | 2024-09-06 |  | PVC | 2004 | Yes |  | 2024-09-06 |  | Non-lead
018292 | UNIT 301A 2601 S ROOSEVELT BLVD |  | Copper | Yes |  | 2022-06-28 |  | Copper | 1967 | Yes |  | 2022-06-28 |  | Non-lead
018294 | 17175 OVERSEAS SUGARLOAF FIRE STATIO HWY |  | Polytube | Yes |  | 2023-05-12 |  | PVC | 1977 | Yes |  | 2023-05-12 |  | Non-lead
018295 | 1008 18TH ST |  | Polytube | Yes |  | 2022-07-20 |  | PVC | 1968 | Yes |  | 2022-07-20 |  | Non-lead
018296 | UNIT 205B 2601 S ROOSEVELT BLVD |  | Copper | Yes |  | 2022-06-28 |  | Copper | 1967 | Yes |  | 2022-06-28 |  | Non-lead
018297 | 21046 3RD AVE |  | Polytube | Yes |  | 2022-10-31 |  | Copper | 1968 | Yes |  | 2022-10-31 |  | Non-lead
018298 | H10 5TH AVE |  | Polytube | Yes |  | 2023-03-10 |  | PVC | 1972 | Yes |  | 2023-03-10 |  | Non-lead
018299 | 256 TOLLGATE BLVD |  | Polytube | Yes |  | 2023-12-29 |  | PVC | 1968 | Yes |  | 2023-12-29 |  | Non-lead
018300 | 159 JASMINE ST |  | Polytube | Yes |  | 2022-06-16 |  | PVC | 1962 | Yes |  | 2022-06-16 |  | Non-lead
018301 | L3 B5 96 MADEIRA RD |  | Polytube | Yes |  | 2022-06-23 |  | PVC | 1948 | Yes |  | 2022-06-23 |  | Non-lead
018302 | L4 B3 114 SUNSET DR |  | Polytube | Yes |  | 2022-06-30 |  | PVC | 1968 | Yes |  | 2022-06-30 |  | Non-lead
018303 | 81875 OVERSEAS HWY RECEIVING |  | Polytube | Yes |  | 2022-06-27 |  | PVC | 1968 | Yes |  | 2022-06-27 |  | Non-lead
018304 | 454 PALM DR |  | Copper | Yes |  | 2022-06-29 |  | PVC | 1968 | Yes |  | 2022-06-29 |  | Non-lead
018305 | 114 PRIMROSE LN |  | Polytube | Yes |  | 2022-06-27 |  | PVC | 1972 | Yes |  | 2022-06-27 |  | Non-lead
018306 | 126 AIRSTREAM LN |  | Unknown, Non-Lead | Yes |  | 2020-07-20 |  | Unknown, Non-Lead | 2006 | Yes |  | 2020-07-20 |  | Non-lead
018307 | 156 PEARL AVE |  | Polytube | Yes |  | 2022-06-09 |  | PVC | 1968 | Yes |  | 2022-06-09 |  | Non-lead
018308 | 123 JOLLY ROGER DR |  | Polytube | Yes |  | 2023-01-31 |  | PVC | 1973 | Yes |  | 2023-01-31 |  | Non-lead
018309 | 209 OCEAN DR |  | Polytube | Yes |  | 2023-07-12 |  | PVC | 1973 | Yes |  | 2023-07-12 |  | Non-lead
018310 | 208 PLANTATION RD |  | Polytube | Yes |  | 2023-03-06 |  | PVC | 1970 | Yes |  | 2023-03-06 |  | Non-lead
018311 | 1401 FLAGLER AVE |  | Polytube | Yes |  | 2022-06-09 |  | PVC | 1963 | Yes |  | 2022-06-09 |  | Non-lead
018312 | 16 BAMBOO TERR |  | Polytube | Yes |  | 2022-05-06 |  | Copper | 1968 | Yes |  | 2022-05-06 |  | Non-lead
018313 | 26 ARBUTUS DR |  | Polytube | Yes |  | 2017-08-29 |  | PVC | 1967 | Yes |  | 2017-08-29 |  | Non-lead
018314 | UNIT 203A 2601 S ROOSEVELT BLVD |  | Copper | Yes |  | 2022-06-28 |  | Copper | 1967 | Yes |  | 2022-06-28 |  | Non-lead
018315 | G01 ROBERTA ST |  | Unknown, Non-Lead | Yes |  | 2018-12-03 |  | Unknown, Non-Lead | 2007 | Yes |  | 2018-12-03 |  | Non-lead
018316 | UNIT 223C 2601 S ROOSEVELT BLVD |  | Copper | Yes |  | 2022-06-28 |  | Copper | 1967 | Yes |  | 2022-06-28 |  | Non-lead
018317 | L5&6 3636 DOLPHIN ST |  | Polytube | Yes |  | 2023-01-11 |  | PVC | 1968 | Yes |  | 2023-01-11 |  | Non-lead
018318 | LOT 261 1213 14TH ST |  | Polytube | Yes |  | 2022-08-19 |  | Polytube | 1965 | Yes |  | 2022-08-19 |  | Non-lead
018319 | 1539 4TH ST |  | Polytube | Yes |  | 2023-04-24 |  | PVC | 1967 | Yes |  | 2023-04-24 |  | Non-lead
018320 | G60 MIRIAM ST |  | Polytube | Yes |  | 2023-03-01 |  | PVC | 1968 | Yes |  | 2023-03-01 |  | Non-lead
018321 | LOT 017 6800 MALONEY AVE |  | PVC | Yes |  | 2023-03-06 |  | PVC | 1973 | Yes |  | 2023-03-06 |  | Non-lead
018322 | UNIT 408A 2601 S ROOSEVELT BLVD |  | Copper | Yes |  | 2022-06-28 |  | Copper | 1967 | Yes |  | 2022-06-28 |  | Non-lead
018323 | UNIT 217C 2601 S ROOSEVELT BLVD |  | Copper | Yes |  | 2022-06-28 |  | Copper | 1967 | Yes |  | 2022-06-28 |  | Non-lead
018324 | UNIT 201B 2601 S ROOSEVELT BLVD |  | Copper | Yes |  | 2023-06-21 |  | Copper | 1967 | Yes |  | 2023-06-21 |  | Non-lead
018325 | UNIT 324C 2601 S ROOSEVELT BLVD |  | Copper | Yes |  | 2022-06-28 |  | Copper | 1967 | Yes |  | 2022-06-28 |  | Non-lead
018326 | UNIT 101A 2601 S ROOSEVELT BLVD |  | Copper | Yes |  | 2022-06-28 |  | Copper | 1967 | Yes |  | 2022-06-28 |  | Non-lead
018327 | C19 9TH AVE |  | Polytube | Yes |  | 2023-08-31 |  | PVC | 1976 | Yes |  | 2023-08-31 |  | Non-lead
018328 | DOWN 1122 WHITEHEAD ST |  | Polytube | Yes |  | 2024-07-03 |  | PVC | 1938 | Yes |  | 2024-07-03 |  | Non-lead
018329 | UNIT 101B 2601 S ROOSEVELT BLVD |  | Copper | Yes |  | 2022-06-28 |  | Copper | 1967 | Yes |  | 2022-06-28 |  | Non-lead
018330 | 1513 5TH ST |  | Polytube | Yes |  | 2024-07-01 |  | PVC | 1968 | Yes |  | 2024-07-01 |  | Non-lead
018331 | 1810 SUNRISE DR |  | Polytube | Yes |  | 2022-11-16 |  | PVC | 1968 | Yes |  | 2022-11-16 |  | Non-lead
018332 | 626 VIRGINIA ST |  | Polytube | Yes |  | 2022-10-31 |  | PVC | 1943 | Yes |  | 2022-10-31 |  | Non-lead
018333 | H37 MIRIAM ST |  | Polytube | Yes |  | 2023-03-08 |  | PVC | 1968 | Yes |  | 2023-03-08 |  | Non-lead
018334 | 17015 WAHOO LANE |  | Polytube | Yes |  | 2022-11-07 |  | PVC | 1968 | Yes |  | 2022-11-07 |  | Non-lead
018335 | 1721 JAMAICA DR |  | Polytube | Yes |  | 2023-04-24 |  | PVC | 1968 | Yes |  | 2023-04-24 |  | Non-lead
018336 | H38 MIRIAM ST |  | Polytube | Yes |  | 2023-03-08 |  | PVC | 1965 | Yes |  | 2023-03-08 |  | Non-lead
018337 | UNIT 309A 2601 S ROOSEVELT BLVD |  | Copper | Yes |  | 2024-05-22 |  | Copper | 1967 | Yes |  | 2024-05-22 |  | Non-lead
018338 | F14 CROSS ST |  | Polytube | Yes |  | 2023-03-08 |  | PVC | 1969 | Yes |  | 2023-03-08 |  | Non-lead
018339 | 28 ASTER TERR |  | Polytube | Yes |  | 2022-05-05 |  | Polytube | 1972 | Yes |  | 2022-05-05 |  | Non-lead
018340 | LOT 022 6800 MALONEY AVE |  | PVC | Yes |  | 2023-06-28 |  | PVC | 1973 | Yes |  | 2023-06-28 |  | Non-lead
018341 | UNIT 102A 2601 S ROOSEVELT BLVD |  | Copper | Yes |  | 2018-11-05 |  | Copper | 1967 | Yes |  | 2018-11-05 |  | Non-lead
018342 | 1001 18TH ST |  | Polytube | Yes |  | 2023-06-26 |  | PVC | 1968 | Yes |  | 2023-06-26 |  | Non-lead
018343 | 345 PIRATES RD |  | Polytube | Yes |  | 2022-08-24 |  | PVC | 1967 | Yes |  | 2022-08-24 |  | Non-lead
018344 | UNIT 106A 2601 S ROOSEVELT BLVD |  | Copper | Yes |  | 2022-06-28 |  | Copper | 1967 | Yes |  | 2022-06-28 |  | Non-lead
018345 | 222 ALLEN AVE |  | Polytube | Yes |  | 2023-02-01 |  | PVC | 1981 | Yes |  | 2023-02-01 |  | Non-lead
018346 | 622 ISLAND DR |  | Polytube | Yes |  | 2022-10-13 |  | PVC | 1968 | Yes |  | 2022-10-13 |  | Non-lead
018347 | 451 BAHIA HONDA RD |  | Polytube | Yes |  | 2024-05-21 |  | PVC | 1968 | Yes |  | 2024-05-21 |  | Non-lead
018348 | 216 WILDWOOD CIR |  | Polytube | Yes |  | 2021-06-04 |  | PVC | 1968 | Yes |  | 2021-06-04 |  | Non-lead
018349 | 118 AIR STREAM LN |  | Polytube | Yes |  | 2024-05-21 |  | PVC | 1970 | Yes |  | 2024-05-21 |  | Non-lead
018350 | 644 CABRERA ST |  | Polytube | Yes |  | 2022-10-31 |  | PVC | 1955 | Yes |  | 2022-10-31 |  | Non-lead
018351 | 33 JENNY LANE |  | Polytube | Yes |  | 2023-01-09 |  | PVC | 1968 | Yes |  | 2023-01-09 |  | Non-lead
018353 | 1016 SNAPPER LN |  | Polytube | Yes |  | 2022-09-20 |  | PVC | 1974 | Yes |  | 2022-09-20 |  | Non-lead
018354 | 47 SE MARLIN AVE |  | Polytube | Yes |  | 2022-10-31 |  | PVC | 1967 | Yes |  | 2022-10-31 |  | Non-lead
018355 | 96080 OVERSEAS PT-TR-2 HWY |  | Polytube | Yes |  | 2022-09-20 |  | PVC | 1968 | Yes |  | 2022-09-20 |  | Non-lead
018356 | 90 SECOND CT |  | Polytube | Yes |  | 2022-12-19 |  | PVC | 1969 | Yes |  | 2022-12-19 |  | Non-lead
018357 | 336 VACA RD |  | Polytube | Yes |  | 2023-08-22 |  | PVC | 1980 | Yes |  | 2023-08-22 |  | Non-lead
018358 | 435 BIG PINE RD |  | Polytube | Yes |  | 2024-05-21 |  | PVC | 1983 | Yes |  | 2024-05-21 |  | Non-lead
018359 | 31 JUDY PL |  | Polytube | Yes |  | 2022-11-18 |  | PVC | 1973 | Yes |  | 2022-11-18 |  | Non-lead
018360 | 415 THUMPER THROUGH |  | Unknown, Non-Lead | Yes |  | 2020-02-13 |  | Unknown, Non-Lead | 2016 | Yes |  | 2020-02-13 |  | Non-lead
018361 | 5 N BLACKWATER LN |  | Unknown, Non-Lead | No |  |  |  | Unknown, Non-Lead | 2017 | No |  |  |  | Non-lead
018362 | 36 BUTTONWOOD DR |  | Copper | Yes |  | 2022-11-17 |  | PVC | 1969 | Yes |  | 2022-11-17 |  | Non-lead
018364 | 50 AVENUE B |  | Polytube | Yes |  | 2023-01-05 |  | PVC | 1956 | Yes |  | 2023-01-05 |  | Non-lead
018365 | 202 PUEBLO ST |  | Polytube | Yes |  | 2023-04-19 |  | PVC | 1968 | Yes |  | 2023-04-19 |  | Non-lead
018366 | UNIT 315C 2601 S ROOSEVELT BLVD |  | Copper | Yes |  | 2022-06-28 |  | Copper | 1967 | Yes |  | 2022-06-28 |  | Non-lead
018367 | UNIT 124C 2601 S ROOSEVELT BLVD |  | Copper | Yes |  | 2022-08-15 |  | Copper | 1967 | Yes |  | 2022-08-15 |  | Non-lead
018368 | 3630 TROPIC ST |  | Polytube | Yes |  | 2023-05-02 |  | PVC | 1963 | Yes |  | 2023-05-02 |  | Non-lead
018371 | 455 W 105TH ST |  | Polytube | Yes |  | 2022-12-05 |  | PVC |  | Yes |  | 2022-12-05 |  | Non-lead
018372 | 696 W 105TH OCEAN ST |  | Unknown, Non-Lead | Yes |  | 2024-09-11 |  | Polytube | 2015 | Yes |  | 2024-09-11 |  | Non-lead
018373 | 1124 82ND OCEAN ST |  | Unknown, Non-Lead | Yes |  | 2022-09-19 |  | PVC | 1997 | Yes |  | 2022-09-19 |  | Non-lead
018374 | 320 120TH GULF ST |  | Polytube | Yes |  | 2024-09-25 |  | PVC | 1968 | Yes |  | 2024-09-25 |  | Non-lead
018375 | 995 105TH ST |  | Unknown, Non-Lead | Yes |  | 2021-02-05 |  | PVC | 2021 | Yes |  | 2021-02-05 |  | Non-lead
018376 | 900 JAMES AVE |  | Polytube | Yes |  | 2023-01-10 |  | PVC | 1965 | Yes |  | 2023-01-10 |  | Non-lead
018377 | 1300 28TH OCEAN ST |  | Polytube | Yes |  | 2023-03-16 |  | PVC | 1968 | Yes |  | 2023-03-16 |  | Non-lead
018378 | 825 27TH OCEAN ST |  | Polytube | Yes |  | 2024-01-11 |  | PVC | 1963 | Yes |  | 2024-01-11 |  | Non-lead
018379 | G59 MIRIAM ST |  | Polytube | Yes |  | 2023-03-08 |  | PVC | 1968 | Yes |  | 2023-03-08 |  | Non-lead
018380 | 31556 F AVE |  | Unknown, Non-Lead | Yes |  | 2020-09-24 |  | Polytube | 2020 | Yes |  | 2020-09-24 |  | Non-lead
018381 | 355 PIRATES RD |  | Polytube | Yes |  | 2023-01-24 |  | PVC | 1968 | Yes |  | 2023-01-24 |  | Non-lead
018382 | 30346 WARBLER LN |  | Polytube | Yes |  | 2022-11-16 |  | PVC | 1968 | Yes |  | 2022-11-16 |  | Non-lead
018383 | 3615 TROPIC ST |  | Polytube | Yes |  | 2024-04-22 |  | PVC | 1963 | Yes |  | 2024-04-22 |  | Non-lead
018384 | LOT 003 6800 MALONEY AVE |  | Polytube | Yes |  | 2023-12-27 |  | PVC | 1978 | Yes |  | 2023-12-27 |  | Non-lead
018385 | 1514 LONG BEACH RD |  | Polytube | Yes |  | 2024-08-20 |  | PVC | 1972 | Yes |  | 2024-08-20 |  | Non-lead
018386 | F1 CROSS ST |  | Polytube | Yes |  | 2023-03-08 |  | PVC | 1980 | Yes |  | 2023-03-08 |  | Non-lead
018387 | UNIT 601B 2601 S ROOSEVELT BLVD |  | Copper | Yes |  | 2023-08-23 |  | Copper | 1967 | Yes |  | 2023-08-23 |  | Non-lead
018388 | C8 9TH AVE |  | Polytube | Yes |  | 2023-05-08 |  | PVC | 1972 | Yes |  | 2023-05-08 |  | Non-lead
018389 | 141 W SANDY CIRCLE |  | Polytube | Yes |  | 2022-12-06 |  | PVC | 1968 | Yes |  | 2022-12-06 |  | Non-lead
018390 | 3176 OVERSEAS HWY |  | Polytube | Yes |  | 2023-08-21 |  | PVC | 1963 | Yes |  | 2023-08-21 |  | Non-lead
018391 | 1510 5TH ST |  | Polytube | Yes |  | 2023-04-24 |  | PVC | 1968 | Yes |  | 2023-04-24 |  | Non-lead
018392 | 695 PINE Ln |  | Polytube | Yes |  | 2022-11-15 |  | PVC | 1968 | Yes |  | 2022-11-15 |  | Non-lead
018393 | TROPICAL SHELL & GIFT . WALL ST |  | Polytube | Yes |  | 2024-08-23 |  | PVC | 1939 | Yes |  | 2024-08-23 |  | Non-lead
018394 | 60 KEY HAVEN RD |  | PVC | Yes |  | 2019-12-04 |  | Polytube | 1968 | Yes |  | 2019-12-04 |  | Non-lead
018395 | UNIT 303B 2601 S ROOSEVELT BLVD |  | Copper | Yes |  | 2022-06-28 |  | Copper | 1967 | Yes |  | 2022-06-28 |  | Non-lead
018396 | 17385 KEYSTONE RD |  | Polytube | Yes |  | 2023-05-04 |  | PVC | 1985 | Yes |  | 2023-05-04 |  | Non-lead
018397 | UNIT 110B 2601 S ROOSEVELT BLVD |  | Copper | Yes |  | 2023-01-09 |  | Copper | 1967 | Yes |  | 2023-01-09 |  | Non-lead
018398 | 28 AMARYLLIS DR |  | Polytube | Yes |  | 2023-11-09 |  | PVC | 1970 | Yes |  | 2023-11-09 |  | Non-lead
018399 | 3742 SEAGRAPE ST |  | Unknown, Non-Lead | Yes |  | 2019-01-30 |  | Unknown, Non-Lead | 2014 | Yes |  | 2019-01-30 |  | Non-lead
018400 | UNIT 201A 2601 S ROOSEVELT BLVD |  | Copper | Yes |  | 2022-06-28 |  | Copper | 1967 | Yes |  | 2022-06-28 |  | Non-lead
018401 | APT FRONT 2209 FLAGLER AVE |  | PVC | Yes |  | 2024-06-05 |  | PVC | 1947 | Yes |  | 2024-06-05 |  | Non-lead
018402 | UNIT 405B 2601 S ROOSEVELT BLVD |  | Copper | Yes |  | 2022-06-28 |  | Copper | 1967 | Yes |  | 2022-06-28 |  | Non-lead
018403 | UNIT 215C 2601 S ROOSEVELT BLVD |  | Copper | Yes |  | 2022-06-28 |  | Copper | 1967 | Yes |  | 2022-06-28 |  | Non-lead
018404 | UNIT 605B 2601 S ROOSEVELT BLVD |  | Copper | Yes |  | 2023-07-19 |  | Copper | 1967 | Yes |  | 2023-07-19 |  | Non-lead
018405 | UNIT 111C 2601 S ROOSEVELT BLVD |  | Copper | Yes |  | 2022-06-28 |  | Copper | 1967 | Yes |  | 2022-06-28 |  | Non-lead
018406 | UNIT 110C 2601 S ROOSEVELT BLVD |  | Copper | Yes |  | 2023-09-21 |  | Copper | 1967 | Yes |  | 2023-09-21 |  | Non-lead
018407 | 30843 BAILEYS LANE |  | Polytube | Yes |  | 2023-01-20 |  | PVC | 1968 | Yes |  | 2023-01-20 |  | Non-lead
018408 | 25052 PALM LANE |  | Polytube | Yes |  | 2023-04-25 |  | PVC | 1963 | Yes |  | 2023-04-25 |  | Non-lead
018409 | G25 ROBERTA ST |  | Polytube | Yes |  | 2023-02-28 |  | PVC | 1961 | Yes |  | 2023-02-28 |  | Non-lead
018410 | OCEAN 720 84TH ST |  | Unknown, Non-Lead | Yes |  | 2023-11-22 |  | PVC | 1999 | Yes |  | 2023-11-22 |  | Non-lead
018411 | #9 755 W OCEAN DR |  | PVC | Yes |  | 2022-10-22 |  | PVC | 1964 | Yes |  | 2022-10-22 |  | Non-lead
018412 | 714 26TH OCEAN ST |  | Unknown, Non-Lead | Yes |  | 2020-09-14 |  | Unknown, Non-Lead | 2019 | Yes |  | 2020-09-14 |  | Non-lead
018413 | 1200 27TH OCEAN ST |  | Polytube | Yes |  | 2022-12-21 |  | PVC | 2018 | Yes |  | 2022-12-21 |  | Non-lead
018414 | 505 AVENIDA PRIMICER |  | Polytube | Yes |  | 2023-06-29 |  | PVC | 1963 | Yes |  | 2023-06-29 |  | Non-lead
018415 | 1285 26TH OCEAN ST |  | Unknown, Non-Lead | Yes |  | 2021-03-26 |  | Unknown, Non-Lead | 1996 | Yes |  | 2021-03-26 |  | Non-lead
018416 | 428 E OCEAN DR |  | Polytube | Yes |  | 2022-10-22 |  | PVC | 1968 | Yes |  | 2022-10-22 |  | Non-lead
018417 | MARINA 19 SOMBRERO BLVD |  | Unknown | Yes |  | 2023-03-02 |  | Unknown | 1970 | Yes |  | 2023-03-02 |  | Lead Status Unknown
018418 | 381 9TH ST |  | Copper | Yes |  | 2022-10-22 |  | PVC | 1987 | Yes |  | 2022-10-22 |  | Non-lead
018419 | 820 10TH ST |  | Polytube | Yes |  | 2024-03-18 |  | PVC | 1968 | Yes |  | 2024-03-18 |  | Non-lead
018420 | 707 SOMBRERO BCH RD |  | Unknown, Non-Lead | Yes |  | 2024-09-19 |  | Unknown, Non-Lead | 2010 | Yes |  | 2024-09-19 |  | Non-lead
018421 | UNIT 309B 2601 S ROOSEVELT BLVD |  | Copper | Yes |  | 2022-06-28 |  | Copper | 1967 | Yes |  | 2022-06-28 |  | Non-lead
018422 | UNIT 302B 2601 S ROOSEVELT BLVD |  | Copper | Yes |  | 2022-06-28 |  | Copper | 1967 | Yes |  | 2022-06-28 |  | Non-lead
018423 | 248 ALLEN AVE |  | Polytube | Yes |  | 2023-02-01 |  | PVC | 1973 | Yes |  | 2023-02-01 |  | Non-lead
018424 | 155 COCO PLUM RD S |  | PVC | Yes |  | 2025-06-27 |  | PVC | 1987 | Yes |  | 2022-06-09 |  | Non-lead
018425 | 342 VACA RD |  | Polytube | Yes |  | 2022-07-25 |  | PVC | 1980 | Yes |  | 2022-07-25 |  | Non-lead
018426 | (BAYSIDE) 200 ELLIS Dr |  | Unknown, Non-Lead | Yes |  | 2021-07-19 |  | Unknown, Non-Lead | 2019 | Yes |  | 2021-07-19 |  | Non-lead
018427 | 601 PORTIA CIR |  | Polytube | Yes |  | 2023-01-31 |  | PVC | 1969 | Yes |  | 2023-01-31 |  | Non-lead
018428 | 59 BONEFISH AVE |  | Polytube | Yes |  | 2022-10-27 |  | PVC | 1963 | Yes |  | 2022-10-27 |  | Non-lead
018429 | 32 TINA PL |  | Polytube | Yes |  | 2022-11-30 |  | PVC | 1968 | Yes |  | 2022-11-30 |  | Non-lead
018430 | 311 LAKE SURPRISE LT BLVD |  | Unknown, Non-Lead | Yes |  | 2019-04-04 |  | Unknown, Non-Lead | 1996 | Yes |  | 2019-04-04 |  | Non-lead
018444 | 3868 SUNSET DR |  | Polytube | Yes |  | 2023-01-11 |  | PVC | 1968 | Yes |  | 2023-01-11 |  | Non-lead
018445 | UNIT 507B 2601 S ROOSEVELT BLVD |  | Copper | Yes |  | 2022-06-28 |  | Copper | 1967 | Yes |  | 2022-06-28 |  | Non-lead
018446 | 88521 OVERSEAS HWY |  | Polytube | Yes |  | 2022-12-19 |  | PVC | 1955 | Yes |  | 2022-12-19 |  | Non-lead
018447 | 218 PUEBLO ST |  | Polytube | Yes |  | 2022-06-09 |  | PVC | 1974 | Yes |  | 2022-06-09 |  | Non-lead
018448 | 172 PLANTATION DR |  | Polytube | Yes |  | 2022-06-14 |  | PVC | 1966 | Yes |  | 2022-06-14 |  | Non-lead
018449 | LOT 18 129 LESERRA LN |  | Polytube | Yes |  | 2022-07-05 |  | PVC | 1968 | Yes |  | 2022-07-05 |  | Non-lead
018450 | 219 S COCONUT PALM BLVD |  | Polytube | Yes |  | 2022-09-13 |  | PVC | 1968 | Yes |  | 2022-09-13 |  | Non-lead
018451 | 186 E RIDGE RD |  | Polytube | Yes |  | 2022-06-10 |  | PVC | 1968 | Yes |  | 2022-06-10 |  | Non-lead
018452 | 301 WOODS AVE |  | Polytube | Yes |  | 2023-05-01 |  | PVC | 1968 | Yes |  | 2023-05-01 |  | Non-lead
018453 | 250 PUEBLO ST |  | Polytube | Yes |  | 2022-06-01 |  | PVC | 1961 | Yes |  | 2022-06-01 |  | Non-lead
018454 | 176 VENETIAN DR |  | Polytube | Yes |  | 2022-06-29 |  | PVC | 1976 | Yes |  | 2022-06-29 |  | Non-lead
018455 | 135 AIRSTREAM LN |  | Polytube | Yes |  | 2022-06-08 |  | PVC | 1970 | Yes |  | 2022-06-08 |  | Non-lead
018456 | 145 SAPODILLA DR |  | Polytube | Yes |  | 2022-06-30 |  | PVC | 1968 | Yes |  | 2022-06-30 |  | Non-lead
018457 | 571 CROTON LN |  | Polytube | Yes |  | 2023-12-28 |  | PVC | 1968 | Yes |  | 2023-12-28 |  | Non-lead
018458 | UNIT 114C 2601 S ROOSEVELT BLVD |  | Copper | Yes |  | 2022-06-28 |  | Copper | 1967 | Yes |  | 2022-06-28 |  | Non-lead
018459 | 1713 JOHNSON ST |  | Polytube | Yes |  | 2022-11-03 |  | Copper | 1953 | Yes |  | 2022-11-03 |  | Non-lead
018460 | LOT 018 6800 MALONEY AVE |  | PVC | Yes |  | 2023-03-06 |  | PVC | 1972 | Yes |  | 2023-03-06 |  | Non-lead
018461 | UNIT 507A 2601 S ROOSEVELT BLVD |  | Copper | Yes |  | 2024-08-22 |  | Copper | 1967 | Yes |  | 2024-08-22 |  | Non-lead
018462 | UNIT 301B 2601 S ROOSEVELT BLVD |  | Copper | Yes |  | 2022-06-28 |  | Copper | 1967 | Yes |  | 2022-06-28 |  | Non-lead
018463 | C17 9TH AVE |  | Polytube | Yes |  | 2023-03-07 |  | PVC | 1972 | Yes |  | 2023-03-07 |  | Non-lead
018464 | UNIT 503B 2601 S ROOSEVELT BLVD |  | Copper | Yes |  | 2022-06-28 |  | Copper | 1967 | Yes |  | 2022-06-28 |  | Non-lead
018465 | CT 1 6900 FRONT ST |  | Polytube | Yes |  | 2023-03-07 |  | PVC |  | Yes |  | 2023-03-07 |  | Non-lead
018466 | F2 CROSS ST |  | Polytube | Yes |  | 2024-09-19 |  | PVC | 1980 | Yes |  | 2024-09-19 |  | Non-lead
018467 | 150 PALMETTO Ave |  | Unknown, Non-Lead | Yes |  | 2021-12-09 |  | Unknown, Non-Lead | 2020 | Yes |  | 2021-12-09 |  | Non-lead
018468 | G44 MIRIAM ST |  | Polytube | Yes |  | 2024-08-28 |  | PVC | 1976 | Yes |  | 2024-08-28 |  | Non-lead
018469 | C36 10TH AVE |  | Polytube | Yes |  | 2023-03-08 |  | PVC | 1985 | Yes |  | 2023-03-08 |  | Non-lead
018470 | UNIT 403A 2601 S ROOSEVELT BLVD |  | Copper | Yes |  | 2022-05-23 |  | Copper | 1967 | Yes |  | 2022-05-23 |  | Non-lead
018471 | UNIT 506A 2601 S ROOSEVELT BLVD |  | Copper | Yes |  | 2022-06-28 |  | Copper | 1967 | Yes |  | 2022-06-28 |  | Non-lead
018472 | UNIT 404B 2601 S ROOSEVELT BLVD |  | Copper | Yes |  | 2022-06-28 |  | Copper | 1967 | Yes |  | 2022-06-28 |  | Non-lead
018475 | UNIT 110A 2601 S ROOSEVELT BLVD |  | Copper | Yes |  | 2022-06-28 |  | Copper | 1967 | Yes |  | 2022-06-28 |  | Non-lead
018476 | UNIT 503A 2601 S ROOSEVELT BLVD |  | Copper | Yes |  | 2022-06-28 |  | Copper | 1967 | Yes |  | 2022-06-28 |  | Non-lead
018477 | 1204 17 TH TER |  | Polytube | Yes |  | 2022-07-08 |  | Copper | 1968 | Yes |  | 2022-07-08 |  | Non-lead
018478 | 1109 17TH TER |  | Polytube | Yes |  | 2022-05-25 |  | PVC | 1973 | Yes |  | 2022-05-25 |  | Non-lead
018479 | UNIT 404A 2601 S ROOSEVELT BLVD |  | Copper | Yes |  | 2022-06-28 |  | Copper | 1967 | Yes |  | 2022-06-28 |  | Non-lead
018480 | H07 5TH AVE |  | Polytube | Yes |  | 2023-03-10 |  | PVC | 1973 | Yes |  | 2023-03-10 |  | Non-lead
018481 | DOWN 814 DUVAL ST |  | Polytube | Yes |  | 2022-09-26 |  | PVC | 1923 | Yes |  | 2022-09-26 |  | Non-lead
018483 | 1020 DOVE RD |  | Polytube | Yes |  | 2023-04-06 |  | PVC | 1970 | Yes |  | 2023-04-06 |  | Non-lead
018484 | 203 APACHE ST |  | Polytube | Yes |  | 2022-06-07 |  | PVC | 1968 | Yes |  | 2022-06-07 |  | Non-lead
018485 | 4 AVE C |  | Polytube | Yes |  | 2023-01-05 |  | PVC | 1962 | Yes |  | 2023-01-05 |  | Non-lead
018486 | 453 BAHIA HONDA RD |  | Polytube | Yes |  | 2024-05-21 |  | PVC | 1968 | Yes |  | 2024-05-21 |  | Non-lead
018487 | 207 SONNY RD |  | Polytube | Yes |  | 2022-05-17 |  | PVC | 1978 | Yes |  | 2022-05-17 |  | Non-lead
018488 | 469 BAHIA HONDA RD |  | Polytube | Yes |  | 2024-01-23 |  | PVC | 1976 | Yes |  | 2024-01-23 |  | Non-lead
018489 | 57 BIRD LN |  | Polytube | Yes |  | 2023-07-13 |  | PVC | 1977 | Yes |  | 2023-07-13 |  | Non-lead
018490 | 41 TINA PLACE |  | Polytube | Yes |  | 2023-06-21 |  | PVC | 1969 | Yes |  | 2023-06-21 |  | Non-lead
018491 | 424 S COCONUT PALM Blvd |  | Unknown, Non-Lead | Yes |  | 2021-08-18 |  | PVC | 2008 | Yes |  | 2021-08-18 |  | Non-lead
018492 | 325 VACA RD |  | PVC | Yes |  | 2022-07-25 |  | None | 1975 | Yes |  | 2022-07-25 |  | Non-lead
018493 | 319 LAKE SURPRISE BLVD |  | Unknown, Non-Lead | No |  |  |  | Unknown, Non-Lead | 2005 | No |  |  |  | Non-lead
018494 | 115 OJIBWAY AVE |  | Copper | Yes |  | 2023-04-05 |  | PVC | 1985 | Yes |  | 2023-04-05 |  | Non-lead
018495 | 191 BUTTONWOOD AVE |  | Polytube | Yes |  | 2022-12-12 |  | PVC | 1964 | Yes |  | 2022-12-12 |  | Non-lead
018496 | 224 BANYON LN |  | Polytube | Yes |  | 2023-02-13 |  | PVC | 1968 | Yes |  | 2023-02-13 |  | Non-lead
018497 | 128 E SHORE DR |  | Unknown, Non-Lead | Yes |  | 2021-01-25 |  | Unknown, Non-Lead | 2004 | Yes |  | 2021-01-25 |  | Non-lead
018498 | 130 TINA PL |  | Polytube | Yes |  | 2022-11-30 |  | PVC | 1975 | Yes |  | 2022-11-30 |  | Non-lead
018499 | 102245 OVERSEAS HWY |  | Polytube | Yes |  | 2023-02-01 |  | PVC | 1954 | Yes |  | 2023-02-01 |  | Non-lead
018500 | 68 TARPON TR2 AVE |  | Polytube | Yes |  | 2022-07-25 |  | PVC | 1953 | Yes |  | 2022-07-25 |  | Non-lead
018501 | 468 BAHIA HONDA RD |  | Unknown | Yes |  | 2022-10-31 |  | Unknown | 1973 | Yes |  | 2022-10-31 |  | Lead Status Unknown
018503 | LOT 014 6800 MALONEY AVE |  | PVC | Yes |  | 2024-09-23 |  | PVC | 1967 | Yes |  | 2024-09-23 |  | Non-lead
018504 | UNIT 316C 2601 S ROOSEVELT BLVD |  | Copper | Yes |  | 2022-06-28 |  | Copper | 1967 | Yes |  | 2022-06-28 |  | Non-lead
018505 | UNIT 602B 2601 S ROOSEVELT BLVD |  | Copper | Yes |  | 2024-08-22 |  | Copper | 1967 | Yes |  | 2024-08-22 |  | Non-lead
018506 | 31515 AVE E |  | Polytube | Yes |  | 2023-05-18 |  | PVC | 1975 | Yes |  | 2023-05-18 |  | Non-lead
018507 | APT REAR 2820 PATTERSON AVE |  | Polytube | Yes |  | 2023-01-09 |  | PVC | 1963 | Yes |  | 2023-01-09 |  | Non-lead
018508 | 1 BOUGAINVILLEA AVE |  | Polytube | Yes |  | 2022-11-07 |  | PVC | 1968 | Yes |  | 2022-11-07 |  | Non-lead
018509 | 30451 HIBISCUS LANE |  | Unknown, Non-Lead | Yes |  | 2024-07-15 |  | Unknown, Non-Lead | 2010 | Yes |  | 2024-07-15 |  | Non-lead
018510 | H31 MIRIAM ST |  | Polytube | Yes |  | 2023-03-08 |  | PVC | 1971 | Yes |  | 2023-03-08 |  | Non-lead
018511 | UNIT 117C 2601 S ROOSEVELT BLVD |  | Copper | Yes |  | 2022-06-28 |  | Copper | 1967 | Yes |  | 2022-06-28 |  | Non-lead
018512 | APT 3 DOWN 530 PETRONIA ST |  | Polytube | Yes |  | 2022-09-26 |  | PVC | 1943 | Yes |  | 2022-09-26 |  | Non-lead
018513 | 1370 HUDGINS RD |  | Unknown | Yes |  | 2024-02-29 |  | Unknown | 1970 | Yes |  | 2024-02-29 |  | Lead Status Unknown
018514 | UNIT 501A 2601 S ROOSEVELT BLVD |  | Copper | Yes |  | 2022-06-28 |  | Copper | 1967 | Yes |  | 2022-06-28 |  | Non-lead
018515 | 67 COCO PLUM BCH DR |  | Polytube | Yes |  | 2022-10-22 |  | PVC | 1968 | Yes |  | 2022-10-22 |  | Non-lead
018516 | 12399 OVERSEAS HWY |  | Unknown, Non-Lead | No |  |  |  | Unknown, Non-Lead | 2007 | No |  |  |  | Non-lead
018517 | 86 PELICAN RD |  | Polytube | Yes |  | 2024-08-23 |  | PVC | 1963 | Yes |  | 2024-08-23 |  | Non-lead
018518 | 212 W SEAVIEW CIR |  | Polytube | Yes |  | 2022-10-22 |  | PVC | 1968 | Yes |  | 2022-10-22 |  | Non-lead
018519 | 960 W 105TH ST |  | Polytube | Yes |  | 2023-05-10 |  | PVC | 2000 | Yes |  | 2023-05-10 |  | Non-lead
018520 | 958 W 105TH OCEAN ST |  | Unknown, Non-Lead | Yes |  | 2023-07-31 |  | PVC | 2000 | Yes |  | 2023-07-31 |  | Non-lead
018521 | 11201 5TH AVE |  | Polytube | Yes |  | 2024-09-25 |  | PVC | 1968 | Yes |  | 2024-09-25 |  | Non-lead
018522 | 955 25TH OCEAN ST |  | Unknown, Non-Lead | Yes |  | 2022-04-28 |  | PVC | 2019 | Yes |  | 2022-04-28 |  | Non-lead
018523 | REAR 6640 OCEAN TER |  | Polytube | Yes |  | 2023-03-07 |  | PVC | 1968 | Yes |  | 2023-03-07 |  | Non-lead
018524 | APT 1 FRONT 6640 OCEAN TERR |  | Polytube | Yes |  | 2023-05-02 |  | PVC | 1968 | Yes |  | 2023-05-02 |  | Non-lead
018525 | OCEAN 951 E 105TH ST |  | Unknown, Non-Lead | No |  |  |  | Unknown, Non-Lead | 2018 | No |  |  |  | Non-lead
018526 | UNIT B 956 W 105TH ST |  | Unknown, Non-Lead | Yes |  | 2019-01-28 |  | Unknown, Non-Lead | 2001 | Yes |  | 2019-01-28 |  | Non-lead
018527 | 424 81ST OCEAN ST |  | Polytube | Yes |  | 2024-08-26 |  | PVC | 1972 | Yes |  | 2024-08-26 |  | Non-lead
018528 | G51 MIRIAM ST |  | Polytube | Yes |  | 2024-06-27 |  | PVC | 1969 | Yes |  | 2024-06-27 |  | Non-lead
018529 | 107 KEY HAVEN RD |  | Polytube | Yes |  | 2018-02-08 |  | PVC | 1968 | Yes |  | 2018-02-08 |  | Non-lead
018531 | MAIN 524 FRONT ST |  | Polytube | Yes |  | 2024-05-08 |  | Polytube | 1977 | Yes |  | 2024-05-08 |  | Non-Lead
018532 | LOT 011 6800 MALONEY AVE |  | PVC | Yes |  | 2024-02-09 |  | PVC | 1987 | Yes |  | 2024-02-09 |  | Non-lead
018533 | 244 W SEAVIEW CIR |  | Polytube | Yes |  | 2024-04-11 |  | PVC | 1971 | Yes |  | 2024-04-11 |  | Non-lead
018534 | 34 PEN KEY CLUB |  | Polytube | Yes |  | 2022-06-23 |  | PVC | 1968 | Yes |  | 2022-06-23 |  | Non-lead
018535 | 125 SUNSET DR |  | Polytube | Yes |  | 2022-06-28 |  | PVC | 1968 | Yes |  | 2022-06-28 |  | Non-lead
018536 | 113 PIPPIN DR |  | Polytube | Yes |  | 2022-06-08 |  | PVC | 1968 | Yes |  | 2022-06-08 |  | Non-lead
018537 | 141 GALLEON RD |  | Polytube | Yes |  | 2022-06-10 |  | PVC | 1969 | Yes |  | 2022-06-10 |  | Non-lead
018539 | 88509 OVERSEAS HWY |  | Polytube | Yes |  | 2022-06-14 |  | PVC | 1968 | Yes |  | 2022-06-14 |  | Non-lead
018540 | 114 SAPODILLA DR |  | Polytube | Yes |  | 2022-07-05 |  | PVC | 1961 | Yes |  | 2022-07-05 |  | Non-lead
018541 | 130 PLANTATION AVE |  | Polytube | Yes |  | 2022-10-31 |  | PVC | 1969 | Yes |  | 2022-10-31 |  | Non-lead
018542 | 141 N HAMMOCK RD |  | Polytube | Yes |  | 2022-06-23 |  | PVC | 1971 | Yes |  | 2022-06-23 |  | Non-lead
018543 | #1 1106 WINDSOR LN |  | Polytube | Yes |  | 2024-03-15 |  | Polytube | 1938 | Yes |  | 2024-03-15 |  | Non-lead
018544 | APT REAR 1218 PACKER ST |  | PVC | Yes |  | 2023-03-22 |  | PVC | 1933 | Yes |  | 2023-03-22 |  | Non-lead
018545 | APT A 26 BLUEWATER DR |  | Polytube | Yes |  | 2023-11-30 |  | PVC | 1968 | Yes |  | 2023-11-30 |  | Non-lead
018546 | APT A 27 BLUEWATER DR |  | Polytube | Yes |  | 2022-07-07 |  | PVC | 1968 | Yes |  | 2022-07-07 |  | Non-lead
018547 | D25 10TH AVE |  | Polytube | Yes |  | 2024-08-29 |  | PVC | 1987 | Yes |  | 2024-08-29 |  | Non-lead
018548 | #4 713 WHITMARSH LN |  | Polytube | No |  |  |  | PVC | 1979 | No |  |  |  | Non-lead
018549 | APT 3 713 WHITMARSH LN |  | Polytube | Yes |  | 2022-07-14 |  | Copper | 1948 | Yes |  | 2022-07-14 |  | Non-lead
018550 | APT 1 713 WHITMARSH LN |  | Polytube | Yes |  | 2023-03-06 |  | PVC | 1953 | Yes |  | 2023-03-06 |  | Non-lead
018551 | APT 2 713 WHITMARSH LN |  | Polytube | Yes |  | 2023-03-06 |  | PVC | 1948 | Yes |  | 2023-03-06 |  | Non-lead
018552 | 26 PALMETTO DR |  | Polytube | Yes |  | 2023-08-30 |  | Polytube | 1958 | Yes |  | 2023-08-30 |  | Non-Lead
018553 | G47 MIRIAM ST |  | Polytube | Yes |  | 2022-08-04 |  | PVC | 2000 | Yes |  | 2022-08-04 |  | Non-lead
018554 | VACANT TERN LN |  | Polytube | Yes |  | 2023-10-11 |  | PVC |  | Yes |  | 2023-10-11 |  | Non-lead
018555 | UNIT 304A 2601 S ROOSEVELT BLVD |  | Copper | Yes |  | 2022-06-28 |  | Copper | 1967 | Yes |  | 2022-06-28 |  | Non-lead
018557 | UNIT 211C 2601 S ROOSEVELT BLVD |  | Copper | Yes |  | 2022-06-28 |  | Copper | 1967 | Yes |  | 2022-06-28 |  | Non-lead
018558 | 210 COUNTY RD |  | Polytube | Yes |  | 2024-08-20 |  | PVC | 1969 | Yes |  | 2024-08-20 |  | Non-lead
018559 | 1721 SUNRISE DR |  | Unknown, Non-Lead | Yes |  | 2023-09-15 |  | Unknown, Non-Lead | 1988 | Yes |  | 2023-09-15 |  | Non-lead
018561 | 877 GRENADA LN |  | Polytube | Yes |  | 2023-02-21 |  | PVC | 1986 | Yes |  | 2023-02-21 |  | Non-lead
018562 | 19 AMARYLLIS DR |  | Polytube | Yes |  | 2022-11-21 |  | PVC | 1968 | Yes |  | 2022-11-21 |  | Non-lead
018563 | UNIT 202A 2601 S ROOSEVELT BLVD |  | Copper | Yes |  | 2022-08-09 |  | Copper | 1967 | Yes |  | 2022-08-09 |  | Non-lead
018564 | 700 81ST OCEAN ST |  | Polytube | Yes |  | 2023-02-24 |  | PVC | 2007 | Yes |  | 2023-02-24 |  | Non-lead
018565 | #4 755 W OCEAN DR |  | PVC | Yes |  | 2022-10-22 |  | PVC | 1964 | Yes |  | 2022-10-22 |  | Non-lead
018566 | OCEAN 1170 W 75 ST |  | Polytube | Yes |  | 2022-05-11 |  | PVC | 2020 | Yes |  | 2022-05-11 |  | Non-lead
018567 | OCEAN 725 E 105TH ST |  | Unknown, Non-Lead | Yes |  | 2021-09-17 |  | Unknown, Non-Lead | 2018 | Yes |  | 2021-09-17 |  | Non-lead
018568 | 936 E 105TH OCEAN ST |  | Polytube | Yes |  | 2017-11-30 |  | PVC | 2018 | Yes |  | 2017-11-30 |  | Non-lead
018569 | 954 W 105TH OCEAN ST |  | Unknown, Non-Lead | No |  |  |  | Unknown, Non-Lead | 2001 | No |  |  |  | Non-lead
018570 | #A 956 W 105TH ST |  | Unknown, Non-Lead | No |  |  |  | Unknown, Non-Lead | 2001 | No |  |  |  | Non-lead
018571 | 806 CORTE DEL SOL |  | Polytube | Yes |  | 2024-05-16 |  | PVC | 1968 | Yes |  | 2024-05-16 |  | Non-lead
018572 | OCEAN 465 122ND STREET |  | Polytube | Yes |  | 2023-11-15 |  | PVC | 1983 | Yes |  | 2023-11-15 |  | Non-lead
018573 | 35 SOMBRERO BLVD |  | Unknown, Non-Lead | Yes |  | 2022-04-25 |  | PVC | 2004 | Yes |  | 2022-04-25 |  | Non-lead
018574 | 5 ALLAMANDA TERR |  | Polytube | Yes |  | 2022-05-04 |  | PVC | 1969 | Yes |  | 2022-05-04 |  | Non-lead
018575 | 1541 5TH ST |  | Polytube | No |  |  |  | PVC | 1970 | No |  |  |  | Non-lead
018576 | 1516 VON PHISTER ST |  | Polytube | Yes |  | 2022-11-04 |  | Polytube | 1963 | Yes |  | 2022-11-04 |  | Non-lead
018584 | 96010 OVERSEAS HIGHWAY |  | Polytube | Yes |  | 2022-09-20 |  | PVC | 1984 | Yes |  | 2022-09-20 |  | Non-lead
018585 | 166 KEY HEIGHTS DR |  | Unknown, Non-Lead | Yes |  | 2022-06-22 |  | Unknown, Non-Lead | 2003 | Yes |  | 2022-06-22 |  | Non-lead
018586 | 5 CENTER LANE |  | Polytube | Yes |  | 2022-08-24 |  | PVC | 1968 | Yes |  | 2022-08-24 |  | Non-lead
018587 | 426 BAHIA HONDA RD |  | Polytube | Yes |  | 2024-05-20 |  | PVC | 1967 | Yes |  | 2024-05-20 |  | Non-lead
018588 | 81 TARPON BASIN DR |  | Polytube | Yes |  | 2023-01-05 |  | PVC | 1965 | Yes |  | 2023-01-05 |  | Non-lead
018589 | 1117 HERON RD |  | Polytube | Yes |  | 2022-07-21 |  | PVC | 1969 | Yes |  | 2022-07-21 |  | Non-lead
018590 | 218 BUTTONWOOD |  | Polytube | Yes |  | 2023-02-13 |  | PVC | 1968 | Yes |  | 2023-02-13 |  | Non-lead
018591 | 220 BUTTONWOOD LANE |  | Unknown, Non-Lead | Yes |  | 2020-12-10 |  | Unknown, Non-Lead | 1991 | Yes |  | 2020-12-10 |  | Non-lead
018592 | 138 SECOND CT |  | Polytube | Yes |  | 2023-01-05 |  | PVC | 1968 | Yes |  | 2023-01-05 |  | Non-lead
018593 | 139 SECOND CT |  | Polytube | Yes |  | 2023-01-05 |  | PVC | 1967 | Yes |  | 2023-01-05 |  | Non-lead
018594 | 335 LAKE SURPRISE BLVD |  | Unknown, Non-Lead | Yes |  | 2017-11-03 |  | PVC | 2005 | Yes |  | 2017-11-03 |  | Non-lead
018595 | 225 BOUGAINVILLEA ST |  | Polytube | Yes |  | 2022-06-14 |  | PVC | 1968 | Yes |  | 2022-06-14 |  | Non-lead
018597 | 65 AVE A |  | Polytube | Yes |  | 2023-05-09 |  | PVC | 1961 | Yes |  | 2023-05-09 |  | Non-lead
018598 | UNIT 202B 2601 S ROOSEVELT BLVD |  | Copper | Yes |  | 2022-06-28 |  | Copper | 1967 | Yes |  | 2022-06-28 |  | Non-lead
018599 | G29 ROBERTA ST |  | Polytube | Yes |  | 2023-03-08 |  | PVC | 1980 | Yes |  | 2023-03-08 |  | Non-lead
018600 | UNIT 107B 2601 S ROOSEVELT BLVD |  | Copper | Yes |  | 2022-06-28 |  | Copper | 1967 | Yes |  | 2022-06-28 |  | Non-lead
018601 | UNIT 116C 2601 S ROOSEVELT BLVD |  | Copper | Yes |  | 2022-06-28 |  | Copper | 1967 | Yes |  | 2022-06-28 |  | Non-lead
018602 | 1203 20TH TER |  | Copper | Yes |  | 2023-09-12 |  | Copper | 1963 | Yes |  | 2023-09-12 |  | Non-lead
018603 | G30 ROBERTA ST |  | Polytube | Yes |  | 2023-03-08 |  | PVC | 1968 | Yes |  | 2023-03-08 |  | Non-lead
018605 | 30386 FRIGATE LANE |  | Polytube | Yes |  | 2023-05-23 |  | PVC | 1970 | Yes |  | 2023-05-23 |  | Non-lead
018606 | UNIT 115C 2601 S ROOSEVELT BLVD |  | Copper | Yes |  | 2023-09-21 |  | Copper | 1967 | Yes |  | 2023-09-21 |  | Non-lead
018607 | TRAILER #1 1 RUSSO LN |  | Polytube | Yes |  | 2023-03-08 |  | PVC | 1963 | Yes |  | 2023-03-08 |  | Non-lead
018608 | UNIT 402A 2601 S ROOSEVELT BLVD |  | Copper | Yes |  | 2024-06-07 |  | Copper | 1967 | Yes |  | 2024-06-07 |  | Non-lead
018609 | 31457 AVE F |  | Unknown, Non-Lead | Yes |  | 2024-04-22 |  | Unknown, Non-Lead | 2021 | Yes |  | 2024-04-22 |  | Non-lead
018610 | 29967 OVERSEAS HWY |  | Unknown, Non-Lead | Yes |  | 2023-11-28 |  | Polytube | 2000 | Yes |  | 2023-11-28 |  | Non-lead
018611 | UNIT 401B 2601 S ROOSEVELT BLVD |  | Copper | Yes |  | 2022-06-28 |  | Copper | 1967 | Yes |  | 2022-06-28 |  | Non-lead
018612 | G45 MIRIAM ST |  | Polytube | Yes |  | 2023-03-08 |  | PVC | 1969 | Yes |  | 2023-03-08 |  | Non-lead
018613 | UNIT 504A 2601 S ROOSEVELT BLVD |  | Copper | Yes |  | 2022-06-28 |  | Copper | 1967 | Yes |  | 2022-06-28 |  | Non-lead
018614 | UNIT 310A 2601 S ROOSEVELT BLVD |  | Copper | Yes |  | 2022-06-28 |  | Copper | 1967 | Yes |  | 2022-06-28 |  | Non-lead
018615 | 1043 84TH OCEAN ST |  | Unknown, Non-Lead | Yes |  | 2022-03-10 |  | PVC | 2018 | Yes |  | 2022-03-10 |  | Non-lead
018616 | 5270 OVERSEAS HWY |  | Polytube | Yes |  | 2023-05-09 |  | PVC | 1968 | Yes |  | 2023-05-09 |  | Non-lead
018617 | 600 11TH ST |  | Polytube | Yes |  | 2022-10-22 |  | PVC | 1968 | Yes |  | 2022-10-22 |  | Non-lead
018618 | 822 97TH OCEAN ST |  | Polytube | Yes |  | 2022-11-04 |  | PVC | 1970 | Yes |  | 2022-11-04 |  | Non-lead
018619 | 500 43RD St |  | Polytube | Yes |  | 2023-06-27 |  | PVC | 1967 | Yes |  | 2023-06-27 |  | Non-lead
018620 | 1235 51ST GULF ST |  | Polytube | Yes |  | 2024-06-14 |  | PVC | 1968 | Yes |  | 2024-06-14 |  | Non-lead
018621 | 308 SEAGRAPE ST |  | Polytube | Yes |  | 2023-05-18 |  | PVC | 1970 | Yes |  | 2023-05-18 |  | Non-lead
018622 | 401 10TH ST |  | Polytube | Yes |  | 2023-11-17 |  | PVC | 1968 | Yes |  | 2023-11-17 |  | Non-lead
018623 | 21 72ND ST OCEAN |  | PVC | Yes |  | 2022-11-29 |  | PVC | 1961 | Yes |  | 2022-11-29 |  | Non-lead
018624 | 20 72ND ST OCEAN |  | PVC | Yes |  | 2022-07-25 |  | PVC | 1961 | Yes |  | 2022-07-25 |  | Non-lead
018625 | 25 72ND ST OCEAN |  | PVC | Yes |  | 2023-10-31 |  | PVC | 1961 | Yes |  | 2023-10-31 |  | Non-lead
018626 | H42 MIRIAM ST |  | Polytube | Yes |  | 2023-03-08 |  | PVC | 1969 | Yes |  | 2023-03-08 |  | Non-lead
018627 | LOT 015 6800 MALONEY AVE |  | PVC | Yes |  | 2023-03-06 |  | PVC | 1972 | Yes |  | 2023-03-06 |  | Non-lead
018628 | F30 CROSS ST |  | Polytube | Yes |  | 2023-10-25 |  | PVC |  | Yes |  | 2023-10-25 |  | Non-lead
018629 | 104 ATLANTIC LN |  | Polytube | Yes |  | 2022-07-05 |  | PVC | 1966 | Yes |  | 2022-07-05 |  | Non-lead
018630 | 1723 JAMAICA DR |  | Polytube | Yes |  | 2023-04-24 |  | Copper | 1966 | Yes |  | 2023-04-24 |  | Non-lead
018631 | UNIT 409A 2601 S ROOSEVELT BLVD |  | Copper | Yes |  | 2022-06-28 |  | Copper | 1967 | Yes |  | 2022-06-28 |  | Non-lead
018633 | 1525 5TH ST |  | Polytube | Yes |  | 2023-04-24 |  | PVC | 1968 | Yes |  | 2023-04-24 |  | Non-lead
018635 | 58 AVENUE E |  | Polytube | Yes |  | 2022-12-12 |  | PVC | 1982 | Yes |  | 2022-12-12 |  | Non-lead
018636 | 22 SNAPPER AVE |  | Polytube | Yes |  | 2022-10-31 |  | PVC | 1968 | Yes |  | 2022-10-31 |  | Non-lead
018637 | 331 VACA RD |  | Polytube | Yes |  | 2022-07-25 |  | PVC | 1968 | Yes |  | 2022-07-25 |  | Non-lead
018638 | 367 VACA RD |  | Polytube | Yes |  | 2022-07-25 |  | PVC | 1987 | Yes |  | 2022-07-25 |  | Non-lead
018639 | 294 LOEB AVE |  | Polytube | Yes |  | 2022-10-24 |  | PVC | 1981 | Yes |  | 2022-10-24 |  | Non-lead
018640 | 350 BUTTONWOOD DR |  | Copper | Yes |  | 2023-12-27 |  | PVC | 1968 | Yes |  | 2023-12-27 |  | Non-lead
018641 | 1015 DOVE RD |  | Unknown, Non-Lead | Yes |  | 2018-06-21 |  | Unknown, Non-Lead | 1988 | Yes |  | 2018-06-21 |  | Non-lead
018642 | 903 LOBSTER LN |  | Polytube | Yes |  | 2023-01-24 |  | PVC | 1969 | Yes |  | 2023-01-24 |  | Non-lead
018644 | 211 CANAL ST |  | Polytube | Yes |  | 2023-04-17 |  | PVC | 1970 | Yes |  | 2023-04-17 |  | Non-lead
018645 | 439 BAHIA HONDA |  | Polytube | Yes |  | 2022-07-25 |  | PVC | 1965 | Yes |  | 2022-07-25 |  | Non-lead
018646 | 314 BURTON DR |  | Polytube | Yes |  | 2023-01-31 |  | PVC | 1972 | Yes |  | 2023-01-31 |  | Non-lead
018647 | 204 OCEAN DR |  | Polytube | Yes |  | 2022-06-14 |  | PVC | 1968 | Yes |  | 2022-06-14 |  | Non-lead
018648 | 199 SECOND CT |  | Polytube | Yes |  | 2023-01-05 |  | PVC | 1962 | Yes |  | 2023-01-05 |  | Non-lead
018649 | 253 LOEB AVE |  | Polytube | Yes |  | 2022-10-24 |  | PVC | 1975 | Yes |  | 2022-10-24 |  | Non-lead
018650 | 243 LOEB AVE |  | Polytube | Yes |  | 2022-10-24 |  | PVC | 1962 | Yes |  | 2022-10-24 |  | Non-lead
018651 | 146 STROMBOLI DR |  | Polytube | Yes |  | 2022-06-21 |  | PVC | 1971 | Yes |  | 2022-06-21 |  | Non-lead
018652 | 29 ROSE PL |  | Polytube | Yes |  | 2024-03-19 |  | PVC | 1949 | Yes |  | 2024-03-19 |  | Non-lead
018653 | 96200 W OVERSEAS HWY SIDE US1 |  | Polytube | Yes |  | 2023-03-21 |  | PVC | 1969 | Yes |  | 2023-03-21 |  | Non-lead
018654 | 120 SECOND CT |  | Polytube | Yes |  | 2023-07-13 |  | PVC | 1963 | Yes |  | 2023-07-13 |  | Non-lead
018655 | 718 GROUPER LN |  | Polytube | Yes |  | 2023-05-08 |  | PVC | 1968 | Yes |  | 2023-05-08 |  | Non-lead
018656 | 3 BAY DR |  | Polytube | Yes |  | 2023-08-21 |  | Copper | 1966 | Yes |  | 2023-08-21 |  | Non-lead
018657 | H14 MIRIAM ST |  | Polytube | Yes |  | 2023-03-08 |  | PVC | 1979 | Yes |  | 2023-03-08 |  | Non-lead
018658 | STORE A 924 KENNEDY DR |  | Polytube | Yes |  | 2022-08-31 |  | PVC | 1972 | Yes |  | 2022-08-31 |  | Non-lead
018659 | 3465 S ROOSEVELT OLD TEEN CENTER BLVD |  | Polytube | Yes |  | 2024-04-15 |  | Polytube | 1968 | Yes |  | 2024-04-15 |  | Non-lead
018660 | 1019 SOUTH ST |  | Polytube | Yes |  | 2022-10-27 |  | Copper | 1963 | Yes |  | 2022-10-27 |  | Non-lead
018661 | 1201 17TH TER |  | Polytube | Yes |  | 2022-06-16 |  | PVC | 1958 | Yes |  | 2022-06-16 |  | Non-lead
018662 | 1547 5TH ST |  | Polytube | Yes |  | 2024-04-22 |  | PVC | 1968 | Yes |  | 2024-04-22 |  | Non-lead
018663 | 46 BAY DR |  | Polytube | Yes |  | 2023-10-16 |  | PVC | 1969 | Yes |  | 2023-10-16 |  | Non-lead
018664 | 1717 JAMAICA DR |  | Polytube | Yes |  | 2023-07-18 |  | Copper | 1970 | Yes |  | 2023-07-18 |  | Non-lead
018665 | 1201 WHITE ST |  | Polytube | Yes |  | 2023-03-23 |  | PVC | 1968 | Yes |  | 2023-03-23 |  | Non-lead
018666 | G43 MIRIAM ST |  | Polytube | Yes |  | 2023-03-08 |  | PVC | 1968 | Yes |  | 2023-03-08 |  | Non-lead
018667 | 124 ZANE GREY CREEK DR |  | Unknown, Non-Lead | Yes |  | 2019-01-31 |  | PVC | 2021 | Yes |  | 2019-01-31 |  | Non-lead
018668 | 1001 BOCA CHICA RD |  | Unknown, Non-Lead | Yes |  | 2022-08-17 |  | No Piping | Vacant | Yes |  | 2022-08-17 |  | Non-lead
018669 | 35 72ND ST OCEAN |  | PVC | Yes |  | 2022-11-16 |  | PVC | 1961 | Yes |  | 2022-11-16 |  | Non-lead
018670 | 36 72ND ST OCEAN |  | PVC | Yes |  | 2022-10-31 |  | PVC | 1961 | Yes |  | 2022-10-31 |  | Non-lead
018671 | 22 72ND ST OCEAN |  | PVC | Yes |  | 2023-06-27 |  | PVC | 1961 | Yes |  | 2023-06-27 |  | Non-lead
018672 | 23 72ND ST OCEAN |  | PVC | Yes |  | 2022-11-16 |  | PVC | 1961 | Yes |  | 2022-11-16 |  | Non-lead
018673 | 24 72ND ST OCEAN |  | PVC | Yes |  | 2022-11-16 |  | PVC | 1961 | Yes |  | 2022-11-16 |  | Non-lead
018674 | 32 72ND ST OCEAN |  | PVC | Yes |  | 2022-11-16 |  | PVC | 1961 | Yes |  | 2022-11-16 |  | Non-lead
018675 | 33 72ND ST OCEAN |  | PVC | Yes |  | 2024-01-24 |  | PVC | 1961 | Yes |  | 2024-01-24 |  | Non-lead
018676 | 34 72ND ST OCEAN |  | PVC | Yes |  | 2022-11-17 |  | PVC | 1961 | Yes |  | 2022-11-17 |  | Non-lead
018678 | 11740 3RD OCEAN AVE |  | Unknown | Yes |  | 2023-03-02 |  | Polytube | 1956 | Yes |  | 2023-03-02 |  | Lead Status Unknown
018679 | 329 63RD GULF CT |  | Polytube | Yes |  | 2023-03-30 |  | PVC | 1968 | Yes |  | 2023-03-30 |  | Non-lead
018680 | 500 17TH GULF CT |  | Polytube | Yes |  | 2022-12-06 |  | PVC | 1975 | Yes |  | 2022-12-06 |  | Non-lead
018681 | 102 N INDIES DR |  | Polytube | Yes |  | 2024-05-17 |  | PVC | 1968 | Yes |  | 2024-05-17 |  | Non-lead
018683 | 35 6TH ST |  | Polytube | Yes |  | 2022-10-22 |  | PVC | 1960 | Yes |  | 2022-10-22 |  | Non-lead
018684 | 536 SOMBRERO BEACH RD |  | Copper | Yes |  | 2024-09-16 |  | PVC | 1968 | Yes |  | 2024-09-16 |  | Non-lead
018685 | 1529 5TH ST |  | Polytube | Yes |  | 2023-04-24 |  | PVC | 1968 | Yes |  | 2023-04-24 |  | Non-lead
018686 | APT 2 321 AVE E |  | Polytube | Yes |  | 2024-01-08 |  | PVC | 1953 | Yes |  | 2024-01-08 |  | Non-lead
018687 | 1500 4TH ST |  | Polytube | Yes |  | 2023-04-24 |  | PVC | 1968 | Yes |  | 2023-04-24 |  | Non-lead
018688 | 31487 F AVE |  | Polytube | Yes |  | 2022-11-08 |  | Copper |  | Yes |  | 2022-11-08 |  | Non-lead
018689 | 120 OCEAN DR |  | Copper | Yes |  | 2022-06-14 |  | PVC | 1968 | Yes |  | 2022-06-14 |  | Non-Lead
018690 | 205 PLANTATION DR |  | Polytube | Yes |  | 2024-01-23 |  | PVC | 1975 | Yes |  | 2024-01-23 |  | Non-lead
018691 | PEN KEY CLUB UNIT #83 83080 OVERSEAS HWY |  | Unknown, Non-Lead | Yes |  | 2023-07-11 |  | Unknown, Non-Lead | 2011 | Yes |  | 2023-07-11 |  | Non-lead
018692 | 110 GUMBO LIMBO RD |  | Polytube | Yes |  | 2024-09-18 |  | PVC | 1967 | Yes |  | 2024-09-18 |  | Non-lead
018693 | 250 NAVAJO ST |  | Unknown | Yes |  | 2024-02-05 |  | Unknown | 1969 | Yes |  | 2024-02-05 |  | Lead Status Unknown
018694 | 164 VENETIAN DR |  | Polytube | Yes |  | 2022-06-29 |  | PVC | 1969 | Yes |  | 2022-06-29 |  | Non-lead
018695 | 82245 OVERSEAS HWY |  | Polytube | Yes |  | 2022-07-11 |  | PVC | 1968 | Yes |  | 2022-07-11 |  | Non-lead
018696 | 118 BIMINI DR |  | Polytube | Yes |  | 2023-04-10 |  | PVC | 1984 | Yes |  | 2023-04-10 |  | Non-lead
018697 | 160 PLANTATION DR |  | Polytube | Yes |  | 2024-06-24 |  | PVC | 1968 | Yes |  | 2024-06-24 |  | Non-lead
018698 | 118 S ROLLING HILL RD |  | Polytube | Yes |  | 2022-06-08 |  | Polytube | 1968 | Yes |  | 2022-06-08 |  | Non-lead
018700 | 189 W NAUTILUS DR |  | Polytube | Yes |  | 2022-06-29 |  | PVC | 1978 | Yes |  | 2022-06-29 |  | Non-lead
018701 | 140 GIMPY GULCH DR |  | Unknown, Non-Lead | Yes |  | 2023-05-30 |  | Polytube | 2006 | Yes |  | 2023-05-30 |  | Non-lead
018702 | 158 KEY HEIGHTS DR |  | Unknown, Non-Lead | Yes |  | 2021-09-03 |  | Unknown, Non-Lead | 2013 | Yes |  | 2021-09-03 |  | Non-lead
018703 | 170 AZALEA ST |  | Polytube | Yes |  | 2022-06-21 |  | PVC | 1968 | Yes |  | 2022-06-21 |  | Non-lead
018704 | 1721 JOHNSON ST |  | Polytube | Yes |  | 2022-11-03 |  | PVC |  | Yes |  | 2022-11-03 |  | Non-lead
018705 | 117 SUNSET DR |  | Polytube | Yes |  | 2023-03-21 |  | PVC | 1969 | Yes |  | 2023-03-21 |  | Non-lead
018706 | 12 AMARYLLIS DR |  | Polytube | Yes |  | 2022-05-05 |  | Copper | 1958 | Yes |  | 2022-05-05 |  | Non-lead
018707 | UNIT 111B 2601 S ROOSEVELT BLVD |  | Copper | Yes |  | 2023-12-12 |  | Copper | 1967 | Yes |  | 2023-12-12 |  | Non-lead
018708 | UNIT 109C 2601 S ROOSEVELT BLVD |  | Copper | Yes |  | 2024-05-31 |  | Copper | 1967 | Yes |  | 2024-05-31 |  | Non-lead
018709 | 29035 N BIGONIA DR |  | Polytube | Yes |  | 2023-11-09 |  | PVC | 1968 | Yes |  | 2023-11-09 |  | Non-lead
018710 | 1 DUVAL ST |  | Polytube | Yes |  | 2023-12-20 |  | PVC | 1974 | Yes |  | 2023-12-20 |  | Non-lead
018711 | BLVD 2334 N ROOSEVELT |  | Polytube | Yes |  | 2024-02-20 |  | PVC | 1978 | Yes |  | 2024-02-20 |  | Non-lead
018712 | 30450 HAWK LANE |  | Polytube | Yes |  | 2022-11-16 |  | PVC | 1968 | Yes |  | 2022-11-16 |  | Non-lead
018713 | 30328 HERON LANE |  | Polytube | Yes |  | 2024-08-19 |  | PVC | 1968 | Yes |  | 2024-08-19 |  | Non-lead
018714 | 399 BALIDO ST |  | Polytube | Yes |  | 2023-11-13 |  | PVC | 1968 | Yes |  | 2023-11-13 |  | Non-lead
018715 | 19788 CANAL ST |  | Polytube | Yes |  | 2023-01-26 |  | PVC | 1964 | Yes |  | 2023-01-26 |  | Non-lead
018716 | UNIT 311A 2601 S ROOSEVELT BLVD |  | Copper | Yes |  | 2022-06-28 |  | Copper | 1967 | Yes |  | 2022-06-28 |  | Non-lead
018717 | C38 10TH AVE |  | Polytube | Yes |  | 2023-03-08 |  | PVC | 1966 | Yes |  | 2023-03-08 |  | Non-lead
018718 | G36 MIRIAM ST |  | Polytube | Yes |  | 2023-03-08 |  | PVC | 1976 | Yes |  | 2023-03-08 |  | Non-lead
018719 | UNIT 211B 2601 S ROOSEVELT BLVD |  | Copper | Yes |  | 2024-08-22 |  | Copper | 1967 | Yes |  | 2024-08-22 |  | Non-lead
018720 | #1 5230 OVERSEAS HWY |  | Polytube | Yes |  | 2023-03-07 |  | PVC | 1982 | Yes |  | 2023-03-07 |  | Non-lead
018721 | APT A 30361 WATSON BLVD |  | Polytube | Yes |  | 2022-11-16 |  | PVC | 1963 | Yes |  | 2022-11-16 |  | Non-lead
018722 | APT B 30361 WATSON BLVD |  | Polytube | Yes |  | 2022-11-16 |  | PVC | 1963 | Yes |  | 2022-11-16 |  | Non-lead
018723 | G21 ROBERTA ST |  | Polytube | Yes |  | 2023-06-28 |  | PVC | 1987 | Yes |  | 2023-06-28 |  | Non-lead
018724 | 28 AZALEA DR |  | Polytube | Yes |  | 2023-07-18 |  | PVC | 1968 | Yes |  | 2023-07-18 |  | Non-lead
018725 | UNIT 305A 2601 S ROOSEVELT BLVD |  | Copper | Yes |  | 2022-06-28 |  | Copper | 1967 | Yes |  | 2022-06-28 |  | Non-lead
018726 | 3026 N ROOSEVELT BLVD |  | Polytube | Yes |  | 2023-07-21 |  | Copper | 1968 | Yes |  | 2023-07-21 |  | Non-lead
018727 | F4 CROSS ST |  | Polytube | Yes |  | 2023-03-08 |  | PVC | 1978 | Yes |  | 2023-03-08 |  | Non-lead
018728 | B43 9TH AVE |  | Polytube | Yes |  | 2023-03-07 |  | PVC | 1983 | Yes |  | 2023-03-07 |  | Non-lead
018729 | UNIT 405A 2601 S ROOSEVELT BLVD |  | Copper | Yes |  | 2022-06-28 |  | Copper | 1967 | Yes |  | 2022-06-28 |  | Non-lead
018730 | 174 SUNSET DR |  | Polytube | Yes |  | 2022-06-28 |  | PVC | 1968 | Yes |  | 2022-06-28 |  | Non-lead
018731 | UNIT 508B 2601 S ROOSEVELT BLVD |  | Copper | Yes |  | 2024-06-24 |  | Copper | 1967 | Yes |  | 2024-06-24 |  | Non-lead
018732 | 30837 DELGADO LN |  | Polytube | Yes |  | 2024-09-20 |  | PVC | 1969 | Yes |  | 2024-09-20 |  | Non-lead
018733 | UNIT 211A 2601 S ROOSEVELT BLVD |  | Copper | Yes |  | 2022-06-28 |  | Copper | 1967 | Yes |  | 2022-06-28 |  | Non-lead
018734 | UNIT 509A 2601 S ROOSEVELT BLVD |  | Copper | Yes |  | 2022-06-28 |  | Copper | 1967 | Yes |  | 2022-06-28 |  | Non-lead
018735 | 1167 AVENUE A |  | Polytube | Yes |  | 2021-11-19 |  | PVC | 2020 | Yes |  | 2021-11-19 |  | Non-lead
018736 | UNIT 603A 2601 S ROOSEVELT BLVD |  | Copper | Yes |  | 2022-06-28 |  | Copper | 1967 | Yes |  | 2022-06-28 |  | Non-lead
018737 | 27935 AVON ST |  | Polytube | Yes |  | 2023-01-26 |  | PVC | 1958 | Yes |  | 2023-01-26 |  | Non-lead
018738 | 27410 W INDIES DR |  | Polytube | Yes |  | 2024-04-01 |  | PVC | 1963 | Yes |  | 2024-04-01 |  | Non-lead
018739 | 3616 NORTHSIDE DR |  | Polytube | Yes |  | 2022-05-19 |  | PVC | 1968 | Yes |  | 2022-05-19 |  | Non-lead
018740 | 3618 NORTHSIDE DR |  | Polytube | Yes |  | 2022-06-16 |  | PVC | 1968 | Yes |  | 2022-06-16 |  | Non-lead
018741 | 710 LARGO RD |  | Polytube | Yes |  | 2023-05-04 |  | PVC | 1963 | Yes |  | 2023-05-04 |  | Non-lead
018742 | 726 LARGO RD |  | Polytube | Yes |  | 2022-11-01 |  | PVC | 1969 | Yes |  | 2022-11-01 |  | Non-lead
018743 | A & B 312 BUTTONWOOD CIR |  | Polytube | Yes |  | 2023-01-31 |  | PVC | 1968 | Yes |  | 2023-01-31 |  | Non-lead
018744 | 718 SHARON PL |  | PVC | Yes |  | 2022-12-14 |  | PVC | 1962 | Yes |  | 2022-12-14 |  | Non-lead
018745 | 716 SHARON PL |  | Polytube | Yes |  | 2022-12-14 |  | PVC | 1962 | Yes |  | 2022-12-14 |  | Non-lead
018746 | 219 ALLEN AVE |  | Polytube | Yes |  | 2023-02-01 |  | PVC | 1976 | Yes |  | 2023-02-01 |  | Non-lead
018748 | N STATE 905 K RD |  | Unknown, Non-Lead | Yes |  | 2023-01-30 |  | No Piping | Vacant | Yes |  | 2023-01-30 |  | Non-lead
018749 | 937 PLANTATION RD |  | Unknown | Yes |  | 2023-05-04 |  | Polytube | 1963 | Yes |  | 2023-05-04 |  | Lead Status Unknown
018750 | 311 SOUND DR |  | Polytube | Yes |  | 2022-11-03 |  | PVC | 1968 | Yes |  | 2022-11-03 |  | Non-lead
018751 | 75 SEAGATE BLVD |  | Polytube | Yes |  | 2024-11-07 |  | PVC | 1969 | Yes |  | 2024-11-07 |  | Non-Lead
018752 | 86 AVENUE B |  | Polytube | Yes |  | 2023-05-09 |  | PVC | 1970 | Yes |  | 2023-05-09 |  | Non-lead
018754 | 500 BARACUDA BLVD |  | Polytube | Yes |  | 2022-10-24 |  | PVC | 1972 | Yes |  | 2022-10-24 |  | Non-lead
018755 | 704 GROUPER LN |  | Polytube | Yes |  | 2022-06-09 |  | PVC | 1963 | Yes |  | 2022-06-09 |  | Non-lead
018762 | UNIT 607B 2601 S ROOSEVELT BLVD |  | Copper | Yes |  | 2024-10-02 |  | Copper | 1967 | Yes |  | 2024-10-02 |  | Non-lead
018763 | G28 ROBERTA ST |  | Polytube | Yes |  | 2023-03-08 |  | PVC | 1968 | Yes |  | 2023-03-08 |  | Non-lead
018765 | 24700 OVERSEAS HWY |  | Polytube | Yes |  | 2024-01-03 |  | PVC | 1968 | Yes |  | 2024-01-03 |  | Non-lead
018766 | APT UP 421 ANGELA ST |  | Polytube | Yes |  | 2022-11-18 |  | Polytube | 1938 | Yes |  | 2022-11-18 |  | Non-lead
018767 | 119 KEY HAVEN DR |  | Polytube | Yes |  | 2023-09-26 |  | Polytube | 1968 | Yes |  | 2023-09-26 |  | Non-lead
018768 | 21074 7TH AVE |  | Polytube | Yes |  | 2022-10-31 |  | PVC | 1969 | Yes |  | 2022-10-31 |  | Non-lead
018769 | UNIT 120C 2601 S ROOSEVELT BLVD |  | Copper | Yes |  | 2022-06-28 |  | Copper | 1967 | Yes |  | 2022-06-28 |  | Non-lead
018770 | UNIT 610A 2601 S ROOSEVELT BLVD |  | Copper | Yes |  | 2022-06-28 |  | Copper | 1967 | Yes |  | 2022-06-28 |  | Non-lead
018771 | 1534 LONG BEACH RD |  | Polytube | Yes |  | 2024-08-06 |  | PVC | 1968 | Yes |  | 2024-08-06 |  | Non-lead
018772 | 111 KEY HAVEN RD |  | Polytube | Yes |  | 2022-11-07 |  | Copper | 1969 | Yes |  | 2022-11-07 |  | Non-lead
018773 | 109 KEY HAVEN RD |  | Polytube | Yes |  | 2022-05-10 |  | PVC | 1968 | Yes |  | 2022-05-10 |  | Non-lead
018774 | UNIT 409B 2601 S ROOSEVELT BLVD |  | Copper | Yes |  | 2022-06-28 |  | Copper | 1967 | Yes |  | 2022-06-28 |  | Non-lead
018775 | LOT 002 6800 MALONEY AVE |  | PVC | Yes |  | 2023-02-22 |  | Galvanized | 1973 | Yes |  | 2023-02-22 |  | Galvanized Requiring Replacement
018776 | UNIT 102B 2601 S ROOSEVELT BLVD |  | Copper | Yes |  | 2022-06-28 |  | Copper | 1967 | Yes |  | 2022-06-28 |  | Non-lead
018777 | 670 W 105TH OCEAN ST |  | Unknown, Non-Lead | No |  |  |  | Unknown, Non-Lead | 2015 | No |  |  |  | Non-lead
018778 | 953 JAMES TERRACE |  | Unknown, Non-Lead | Yes |  | 2018-03-12 |  | Unknown, Non-Lead | 2006 | Yes |  | 2018-03-12 |  | Non-lead
018779 | 56 PELICAN RD |  | Polytube | Yes |  | 2022-10-22 |  | PVC | 1968 | Yes |  | 2022-10-22 |  | Non-lead
018780 | OCEAN 1041 82ND ST |  | Unknown, Non-Lead | Yes |  | 2023-09-19 |  | Unknown, Non-Lead | 2019 | Yes |  | 2023-09-19 |  | Non-lead
018781 | LS 480 4TH ST |  | Polytube | Yes |  | 2024-05-15 |  | PVC | 1969 | Yes |  | 2024-05-15 |  | Non-lead
018782 | 42 6TH ST |  | Unknown, Non-Lead | Yes |  | 2019-10-03 |  | PVC | 2007 | Yes |  | 2019-10-03 |  | Non-lead
018783 | 43 6TH ST |  | Polytube | Yes |  | 2022-10-22 |  | PVC | 1960 | Yes |  | 2022-10-22 |  | Non-lead
018784 | 358 GUAVA AVE |  | Polytube | Yes |  | 2023-09-11 |  | PVC | 1968 | Yes |  | 2023-09-11 |  | Non-lead
018785 | 121 5TH ST |  | Unknown, Non-Lead | Yes |  | 2023-05-25 |  | PVC | 2001 | Yes |  | 2023-05-25 |  | Non-lead
018786 | 720 11TH ST |  | Polytube | Yes |  | 2023-07-07 |  | Polytube | 1986 | Yes |  | 2023-07-07 |  | Non-lead
018787 | 234 BLACKBEARD RD |  | Polytube | Yes |  | 2023-01-24 |  | PVC | 1969 | Yes |  | 2023-01-24 |  | Non-lead
018788 | 1705 BAHAMA DR |  | Polytube | Yes |  | 2023-04-24 |  | PVC | 1968 | Yes |  | 2023-04-24 |  | Non-lead
018789 | APT 2 1304 WHITE ST |  | Polytube | Yes |  | 2022-09-08 |  | PVC | 1953 | Yes |  | 2022-09-08 |  | Non-lead
018790 | APT 3 1304 WHITE ST |  | Polytube | Yes |  | 2022-09-08 |  | PVC | 1953 | Yes |  | 2022-09-08 |  | Non-lead
018791 | H12 MIRIAM ST |  | Unknown, Non-Lead | Yes |  | 2024-10-01 |  | Unknown, Non-Lead | 2012 | Yes |  | 2024-10-01 |  | Non-lead
018792 | H08 5TH AVE |  | Unknown, Non-Lead | Yes |  | 2023-04-13 |  | PVC | 1999 | Yes |  | 2023-04-13 |  | Non-lead
018793 | UNIT 309C 2601 S ROOSEVELT BLVD |  | Copper | Yes |  | 2022-06-28 |  | Copper | 1967 | Yes |  | 2022-06-28 |  | Non-lead
018794 | UNIT 410A 2601 S ROOSEVELT BLVD |  | Copper | Yes |  | 2022-06-28 |  | Copper | 1967 | Yes |  | 2022-06-28 |  | Non-lead
018802 | 292 RYAN AVE |  | Polytube | Yes |  | 2025-07-21 |  | PVC | 1997 | Yes |  | 2025-07-21 |  | Non-lead
018803 | 229 OLEANDER LN |  | Polytube | Yes |  | 2023-02-09 |  | PVC | 1969 | Yes |  | 2023-02-09 |  | Non-lead
018804 | 903 RED BIRD RD |  | Polytube | Yes |  | 2024-09-09 |  | PVC | 1968 | Yes |  | 2024-09-09 |  | Non-lead
018805 | 201 HUMPTY DUMPTY DR |  | Copper | Yes |  | 2023-10-13 |  | PVC | 1969 | Yes |  | 2023-10-13 |  | Non-lead
018806 | 132 2ND CT |  | Polytube | Yes |  | 2023-01-05 |  | PVC | 1963 | Yes |  | 2023-01-05 |  | Non-lead
018807 | 56 SE MARLIN AVE |  | Polytube | Yes |  | 2022-10-31 |  | PVC | 1971 | Yes |  | 2022-10-31 |  | Non-lead
018811 | L10 B4 1120 HERON RD |  | Polytube | Yes |  | 2022-07-21 |  | PVC | 1975 | Yes |  | 2022-07-21 |  | Non-lead
018812 | 200 OCEAN DR |  | Polytube | Yes |  | 2022-06-14 |  | PVC | 1968 | Yes |  | 2022-06-14 |  | Non-lead
018813 | 227 ALLEN AVE |  | Polytube | Yes |  | 2023-02-01 |  | PVC | 1970 | Yes |  | 2023-02-01 |  | Non-lead
018814 | 212 RYAN AVE |  | Polytube | Yes |  | 2022-10-27 |  | PVC | 1976 | Yes |  | 2022-10-27 |  | Non-lead
018815 | 213 BUTTONWOOD AVE |  | Polytube | Yes |  | 2022-12-12 |  | PVC | 1970 | Yes |  | 2022-12-12 |  | Non-lead
018816 | 193 OCEAN DR |  | Polytube | Yes |  | 2023-02-01 |  | PVC | 1972 | Yes |  | 2023-02-01 |  | Non-lead
018817 | UNIT 611A 2601 S ROOSEVELT BLVD |  | Copper | Yes |  | 2022-06-28 |  | Copper | 1967 | Yes |  | 2022-06-28 |  | Non-lead
018818 | APT UP 908 TERRY LN |  | Unknown, Non-Lead | Yes |  | 2018-05-31 |  | Unknown, Non-Lead | 2004 | Yes |  | 2018-05-31 |  | Non-lead
018819 | 30870 ORTEGA LN |  | Polytube | Yes |  | 2022-11-17 |  | PVC | 1970 | Yes |  | 2022-11-17 |  | Non-lead
018820 | UNIT 322C 2601 S ROOSEVELT BLVD |  | Copper | Yes |  | 2022-06-28 |  | Copper | 1967 | Yes |  | 2022-06-28 |  | Non-lead
018821 | FRNT 615 WILLIAM ST |  | Polytube | Yes |  | 2023-01-04 |  | PVC | 1938 | Yes |  | 2023-01-04 |  | Non-lead
018822 | UNIT 220C 2601 S ROOSEVELT BLVD |  | Copper | Yes |  | 2022-06-28 |  | Copper | 1967 | Yes |  | 2022-06-28 |  | Non-lead
018823 | 481 WEST INDIES DR |  | Polytube | Yes |  | 2024-04-02 |  | PVC | 1968 | Yes |  | 2024-04-02 |  | Non-lead
018824 | 874 81ST OCEAN ST |  | Polytube | Yes |  | 2024-02-29 |  | Copper | 1967 | Yes |  | 2024-02-29 |  | Non-lead
018826 | 856 JAMES AVE |  | Polytube | Yes |  | 2023-01-10 |  | PVC | 1968 | Yes |  | 2023-01-10 |  | Non-lead
018827 | 481/491 9TH ST |  | Polytube | Yes |  | 2022-10-22 |  | PVC | 1977 | Yes |  | 2022-10-22 |  | Non-lead
018828 | 26 TREASURE RD |  | Polytube | Yes |  | 2022-06-28 |  | PVC | 1968 | Yes |  | 2022-06-28 |  | Non-lead
018829 | 8012 PORPOISE DR |  | Polytube | Yes |  | 2023-01-30 |  | PVC | 1969 | Yes |  | 2023-01-30 |  | Non-lead
018830 | 81 CORAL LANE |  | Polytube | Yes |  | 2024-07-03 |  | PVC | 1972 | Yes |  | 2024-07-03 |  | Non-lead
018831 | 211 9TH ST |  | Polytube | Yes |  | 2024-03-22 |  | PVC | 1968 | Yes |  | 2024-03-22 |  | Non-lead
018832 | 240/250 11TH ST |  | Polytube | Yes |  | 2022-08-03 |  | PVC | 1972 | Yes |  | 2022-08-03 |  | Non-lead
018833 | 451 9TH ST |  | Polytube | Yes |  | 2022-10-22 |  | PVC | 1976 | Yes |  | 2022-10-22 |  | Non-lead
018834 | 11240 5TH GULF AVE |  | Polytube | Yes |  | 2022-08-25 |  | PVC | 1969 | Yes |  | 2022-08-25 |  | Non-lead
018835 | 523 92ND OCEAN ST |  | Polytube | Yes |  | 2024-03-08 |  | PVC | 2002 | Yes |  | 2024-03-08 |  | Non-lead
018836 | 1272 75TH OCEAN ST |  | Polytube | Yes |  | 2023-01-19 |  | PVC | 1973 | Yes |  | 2023-01-19 |  | Non-lead
018837 | APT B 90 SOMBRERO BEACH RD |  | Copper | Yes |  | 2022-10-11 |  | PVC | 1973 | Yes |  | 2022-10-11 |  | Non-lead
018838 | 755 25TH OCEAN ST |  | Polytube | Yes |  | 2023-06-27 |  | PVC | 1969 | Yes |  | 2023-06-27 |  | Non-lead
018839 | 794 26TH OCEAN ST |  | Polytube | Yes |  | 2024-03-12 |  | PVC | 1968 | Yes |  | 2024-03-12 |  | Non-lead
018840 | 57622 OVERSEAS HWY |  | Polytube | Yes |  | 2022-10-22 |  | PVC | 1969 | Yes |  | 2022-10-22 |  | Non-lead
018841 | 301 10TH ST |  | Polytube | Yes |  | 2022-10-22 |  | PVC | 1968 | Yes |  | 2022-10-22 |  | Non-lead
018842 | 211 5TH ST |  | Polytube | Yes |  | 2023-10-06 |  | PVC | 1968 | Yes |  | 2023-10-06 |  | Non-lead
018843 | 984 81ST OCEAN ST |  | Polytube | Yes |  | 2023-01-23 |  | PVC | 1986 | Yes |  | 2023-01-23 |  | Non-lead
018844 | 541 9TH ST |  | Polytube | Yes |  | 2022-10-22 |  | PVC | 1969 | Yes |  | 2022-10-22 |  | Non-lead
018845 | UNIT 224C 2601 S ROOSEVELT BLVD |  | Copper | Yes |  | 2024-01-11 |  | Copper | 1967 | Yes |  | 2024-01-11 |  | Non-lead
018846 | 1 PELICAN LN |  | Polytube | Yes |  | 2024-09-04 |  | PVC | 1968 | Yes |  | 2024-09-04 |  | Non-lead
018847 | UNIT 410B 2601 S ROOSEVELT BLVD |  | Copper | Yes |  | 2024-02-29 |  | Copper | 1967 | Yes |  | 2024-02-29 |  | Non-lead
018848 | C11 9TH AVE |  | Polytube | Yes |  | 2023-02-27 |  | PVC | 2009 | Yes |  | 2023-02-27 |  | Non-lead
018849 | 144 SECOND CT |  | Polytube | Yes |  | 2023-01-05 |  | PVC | 1968 | Yes |  | 2023-01-05 |  | Non-lead
018850 | 264 LOEB AVE |  | Polytube | Yes |  | 2023-08-02 |  | PVC | 1972 | Yes |  | 2023-08-02 |  | Non-lead
018851 | 187 CORT LN |  | Polytube | Yes |  | 2022-07-22 |  | PVC | 1968 | Yes |  | 2022-07-22 |  | Non-lead
018852 | 185 CASA COURT DR |  | Unknown, Non-Lead | Yes |  | 2017-12-14 |  | Unknown, Non-Lead | 2006 | Yes |  | 2017-12-14 |  | Non-lead
018853 | 183 OCEANVIEW DR |  | Polytube | Yes |  | 2023-02-01 |  | PVC | 1966 | Yes |  | 2023-02-01 |  | Non-lead
018856 | 200 HUMPTY DUMPTY DR |  | Polytube | Yes |  | 2022-09-19 |  | PVC | 1963 | Yes |  | 2022-09-19 |  | Non-lead
018857 | 271 RYAN AVE |  | Polytube | Yes |  | 2022-10-24 |  | PVC | 1972 | Yes |  | 2022-10-24 |  | Non-lead
018858 | 216 HUMPTY DUMPTY DR |  | Polytube | Yes |  | 2022-09-20 |  | PVC | 1968 | Yes |  | 2022-09-20 |  | Non-lead
018859 | 166 BUTTONWOOD AVE |  | Unknown, Non-Lead | No |  |  |  | Unknown, Non-Lead | 1990 | No |  |  |  | Non-lead
018860 | 402 BIG PINE RD |  | Polytube | Yes |  | 2024-06-21 |  | Polytube | 1978 | Yes |  | 2024-06-21 |  | Non-Lead
018862 | UNIT 6 91986 OVERSEAS HWY |  | Polytube | Yes |  | 2022-07-13 |  | PVC | 1942 | Yes |  | 2022-07-13 |  | Non-lead
018863 | 732 GROUPER LN |  | Unknown, Non-Lead | Yes |  | 2020-02-21 |  | Polytube | 1994 | Yes |  | 2020-02-21 |  | Non-lead
018865 | 420 BIG PINE RD |  | Polytube | Yes |  | 2024-05-21 |  | PVC | 1965 | Yes |  | 2024-05-21 |  | Non-lead
018866 | 284 LOEB AVE |  | Polytube | Yes |  | 2022-10-24 |  | PVC | 1981 | Yes |  | 2022-10-24 |  | Non-lead
018867 | 77 AVENUE B |  | Polytube | Yes |  | 2023-01-05 |  | PVC | 1959 | Yes |  | 2023-01-05 |  | Non-lead
018870 | 366 VACA RD |  | Unknown, Non-Lead | No |  |  |  | Polytube | 1988 | No |  |  |  | Non-lead
018871 | 1012 18TH ST |  | Polytube | Yes |  | 2022-05-19 |  | PVC | 1970 | Yes |  | 2022-05-19 |  | Non-lead
018872 | LOT 020 6800 MALONEY AVE |  | PVC | Yes |  | 2023-02-15 |  | PVC | 1978 | Yes |  | 2023-02-15 |  | Non-lead
018873 | 3013 AIRPORT BLVD |  | Polytube | Yes |  | 2023-04-24 |  | Copper | 1968 | Yes |  | 2023-04-24 |  | Non-lead
018874 | G27 ROBERTA ST |  | Polytube | Yes |  | 2023-03-08 |  | PVC | 1968 | Yes |  | 2023-03-08 |  | Non-lead
018875 | UNIT 121C 2601 S ROOSEVELT BLVD |  | Copper | Yes |  | 2022-06-28 |  | Copper | 1967 | Yes |  | 2022-06-28 |  | Non-lead
018876 | 1501 4TH ST |  | Polytube | Yes |  | 2022-08-08 |  | PVC | 1968 | Yes |  | 2022-08-08 |  | Non-lead
018877 | UNIT 505A 2601 S ROOSEVELT BLVD |  | Copper | Yes |  | 2024-08-22 |  | Copper | 1967 | Yes |  | 2024-08-22 |  | Non-lead
018878 | UNIT 610B 2601 S ROOSEVELT BLVD |  | Copper | Yes |  | 2022-06-28 |  | Copper | 1967 | Yes |  | 2022-06-28 |  | Non-lead
018879 | UNIT 310C 2601 S ROOSEVELT BLVD |  | Copper | Yes |  | 2022-06-28 |  | Copper | 1967 | Yes |  | 2022-06-28 |  | Non-lead
018880 | UNIT 122C 2601 S ROOSEVELT BLVD |  | Copper | Yes |  | 2022-06-28 |  | Copper | 1967 | Yes |  | 2022-06-28 |  | Non-lead
018881 | F6 CROSS ST |  | Polytube | Yes |  | 2023-03-08 |  | PVC | 1972 | Yes |  | 2023-03-08 |  | Non-lead
018882 | 142 SAPODILLA DR |  | Polytube | Yes |  | 2022-06-30 |  | PVC | 1978 | Yes |  | 2022-06-30 |  | Non-lead
018883 | 169 VENETIAN Dr |  | Polytube | Yes |  | 2022-06-29 |  | PVC | 1987 | Yes |  | 2022-06-29 |  | Non-lead
018884 | 228 BOUGANVILLA ST |  | Polytube | Yes |  | 2022-06-15 |  | PVC | 1969 | Yes |  | 2022-06-15 |  | Non-lead
018885 | 84775 OLD HWY |  | Polytube | Yes |  | 2022-07-06 |  | PVC | 2000 | Yes |  | 2022-07-06 |  | Non-lead
018886 | 188 PLANTATION DR |  | Polytube | Yes |  | 2022-06-14 |  | PVC | 1969 | Yes |  | 2022-06-14 |  | Non-lead
018887 | 204 PLANTATION DR |  | Polytube | Yes |  | 2022-06-14 |  | PVC |  | Yes |  | 2022-06-14 |  | Non-lead
018888 | LIME TREE IRRIG 68500 OVERSEAS HWY |  | Polytube | Yes |  | 2022-07-05 |  | PVC | 1967 | Yes |  | 2022-07-05 |  | Non-lead
018889 | L3,4 81210 OLD HWY |  | Polytube | Yes |  | 2023-12-11 |  | PVC | 1961 | Yes |  | 2023-12-11 |  | Non-lead
018890 | 167 KEY HEIGHTS DR |  | Polytube | Yes |  | 2022-06-14 |  | PVC | 1969 | Yes |  | 2022-06-14 |  | Non-lead
018891 | 393 PALM DR |  | Copper | Yes |  | 2022-06-29 |  | PVC | 1969 | Yes |  | 2022-06-29 |  | Non-lead
018892 | 67400 OVERSEAS LONG KEY STATE PARK HWY |  | Polytube | Yes |  | 2023-11-16 |  | PVC | 1980 | Yes |  | 2023-11-16 |  | Non-lead
018893 | 214 NAVAJO ST |  | Polytube | Yes |  | 2022-06-03 |  | PVC | 1969 | Yes |  | 2022-06-03 |  | Non-lead
018894 | 263 JASMINE ST |  | Polytube | Yes |  | 2022-06-16 |  | PVC | 1969 | Yes |  | 2022-06-16 |  | Non-lead
018895 | 163 FONTAINE DR |  | Unknown, Non-Lead | Yes |  | 2022-10-07 |  | Polytube | 2001 | Yes |  | 2022-10-07 |  | Non-lead
018896 | 174 NAUTILUS DR |  | Unknown, Non-Lead | No |  |  |  | Unknown, Non-Lead | 1999 | No |  |  |  | Non-lead
018897 | 251 PUEBLO ST |  | Polytube | Yes |  | 2022-06-01 |  | PVC | 1964 | Yes |  | 2022-06-01 |  | Non-lead
018898 | 1124 GREENBRIAR RD |  | Polytube | Yes |  | 2024-06-06 |  | PVC | 1969 | Yes |  | 2024-06-06 |  | Non-lead
018900 | 193 CORAL RD |  | Polytube | Yes |  | 2023-12-05 |  | PVC | 1969 | Yes |  | 2023-12-05 |  | Non-lead
018901 | 113 MASTIC ST |  | PVC | Yes |  | 2022-06-23 |  | PVC | 1963 | Yes |  | 2022-06-23 |  | Non-lead
018902 | UNIT 411B 2601 S ROOSEVELT BLVD |  | Copper | Yes |  | 2024-08-22 |  | Copper | 1967 | Yes |  | 2024-08-22 |  | Non-lead
018903 | 3612 NORTHSIDE DR |  | Polytube | Yes |  | 2022-06-16 |  | PVC | 1970 | Yes |  | 2022-06-16 |  | Non-lead
018904 | 1113 17TH TER |  | Polytube | Yes |  | 2022-05-12 |  | Copper | 1969 | Yes |  | 2022-05-12 |  | Non-lead
018905 | 1202 17TH TER |  | Polytube | Yes |  | 2022-05-20 |  | PVC | 1969 | Yes |  | 2022-05-20 |  | Non-lead
018906 | 19950 FLAMINGO RD |  | Polytube | Yes |  | 2023-01-31 |  | Copper | 1950 | Yes |  | 2023-01-31 |  | Non-lead
018907 | 1370 LONG BEACH RD |  | Unknown, Non-Lead | Yes |  | 2024-07-29 |  | Unknown, Non-Lead | 2011 | Yes |  | 2024-07-29 |  | Non-lead
018908 | 200 AVE F |  | Unknown | Yes |  | 2023-05-04 |  | Unknown | 1976 | Yes |  | 2023-05-04 |  | Lead Status Unknown
018909 | APT B 26 BLUEWATER DR |  | Polytube | Yes |  | 2022-07-07 |  | PVC | 1968 | Yes |  | 2022-07-07 |  | Non-lead
018910 | APT B 27 BLUEWATER DR |  | Polytube | Yes |  | 2022-07-07 |  | PVC | 1968 | Yes |  | 2022-07-07 |  | Non-lead
018911 | C34 10TH AVE |  | Polytube | Yes |  | 2024-09-06 |  | PVC | 1969 | Yes |  | 2024-09-06 |  | Non-lead
018912 | 801 1/2 ELIZABETH ST |  | Polytube | Yes |  | 2023-01-03 |  | PVC | 1914 | Yes |  | 2023-01-03 |  | Non-lead
018913 | 522 SOUND DR |  | Polytube | Yes |  | 2022-10-17 |  | PVC | 1969 | Yes |  | 2022-10-17 |  | Non-lead
018914 | L9 BK4 24368 W CARRIBEA DR |  | Polytube | Yes |  | 2023-11-29 |  | PVC | 1978 | Yes |  | 2023-11-29 |  | Non-lead
018915 | 9 GEROME LN |  | Polytube | Yes |  | 2023-03-23 |  | PVC | 1928 | Yes |  | 2023-03-23 |  | Non-lead
018916 | UNIT 308C 2601 S ROOSEVELT BLVD |  | Copper | Yes |  | 2022-06-28 |  | Copper | 1967 | Yes |  | 2022-06-28 |  | Non-lead
018917 | 1541 CORAL CT |  | Polytube | Yes |  | 2022-07-12 |  | PVC | 1969 | Yes |  | 2022-07-12 |  | Non-lead
018918 | UNIT 222C 2601 S ROOSEVELT BLVD |  | Copper | Yes |  | 2022-06-29 |  | Copper | 1967 | Yes |  | 2022-06-29 |  | Non-lead
018919 | 30886 ORTEGA LANE |  | Polytube | Yes |  | 2024-09-23 |  | PVC | 1968 | Yes |  | 2024-09-23 |  | Non-lead
018920 | B16 8TH AVE |  | Unknown, Non-Lead | No |  |  |  | Unknown, Non-Lead | 2006 | No |  |  |  | Non-lead
018921 | 755 SAWYER DR |  | Polytube | Yes |  | 2022-11-09 |  | PVC | 1968 | Yes |  | 2022-11-09 |  | Non-lead
018922 | UNIT 216C 2601 S ROOSEVELT BLVD |  | Copper | Yes |  | 2022-12-20 |  | Copper | 1967 | Yes |  | 2022-12-20 |  | Non-lead
018924 | APT UP 1306 CATHERINE ST |  | Polytube | Yes |  | 2023-09-13 |  | PVC | 1938 | Yes |  | 2023-09-13 |  | Non-lead
018925 | UNIT 209C 2601 S ROOSEVELT BLVD |  | Copper | Yes |  | 2024-08-21 |  | Copper | 1967 | Yes |  | 2024-08-21 |  | Non-lead
018926 | APT 5 1122 SIMONTON ST |  | Polytube | Yes |  | 2022-10-31 |  | PVC | 1913 | Yes |  | 2022-10-31 |  | Non-lead
018927 | 1010 17TH TER |  | Polytube | Yes |  | 2022-05-12 |  | Copper | 1968 | Yes |  | 2022-05-12 |  | Non-lead
018928 | UNIT 609B 2601 S ROOSEVELT BLVD |  | Copper | Yes |  | 2022-06-28 |  | Copper | 1967 | Yes |  | 2022-06-28 |  | Non-lead
018929 | G26 ROBERTA ST |  | Polytube | Yes |  | 2023-06-09 |  | PVC | 1961 | Yes |  | 2023-06-09 |  | Non-lead
018930 | H15 MIRIAM ST |  | Polytube | Yes |  | 2023-03-08 |  | PVC | 1971 | Yes |  | 2023-03-08 |  | Non-lead
018931 | UNIT 609A 2601 S ROOSEVELT BLVD |  | Copper | Yes |  | 2022-06-28 |  | Copper | 1967 | Yes |  | 2022-06-28 |  | Non-lead
018932 | UNIT 508A 2601 S ROOSEVELT BLVD |  | Copper | Yes |  | 2022-06-28 |  | Copper | 1967 | Yes |  | 2022-06-28 |  | Non-lead
018933 | 28540 OVERSEAS HWY |  | Polytube | Yes |  | 2022-12-28 |  | PVC | 1963 | Yes |  | 2022-12-28 |  | Non-lead
018934 | UNIT 320C 2601 S ROOSEVELT BLVD |  | Copper | Yes |  | 2023-11-20 |  | Copper | 1967 | Yes |  | 2023-11-20 |  | Non-lead
018935 | UNIT 411A 2601 S ROOSEVELT BLVD |  | Copper | Yes |  | 2022-06-28 |  | Copper | 1967 | Yes |  | 2022-06-28 |  | Non-lead
018936 | UNIT 221C 2601 S ROOSEVELT BLVD |  | Copper | Yes |  | 2022-06-28 |  | Copper | 1967 | Yes |  | 2022-06-28 |  | Non-lead
018938 | 27339 JAMACIA LN |  | Polytube | Yes |  | 2023-05-04 |  | PVC | 1968 | Yes |  | 2023-05-04 |  | Non-lead
018939 | 1713 JAMAICA DR |  | Polytube | Yes |  | 2023-04-24 |  | PVC | 1968 | Yes |  | 2023-04-24 |  | Non-lead
018940 | 3700 NORTHSIDE DR |  | Polytube | Yes |  | 2022-05-19 |  | PVC | 1969 | Yes |  | 2022-05-19 |  | Non-lead
018941 | 750 UNITED ST |  | Polytube | Yes |  | 2023-04-25 |  | PVC | 1975 | Yes |  | 2023-04-25 |  | Non-lead
018942 | OCEAN 1000 W 75TH ST |  | Polytube | Yes |  | 2023-03-28 |  | PVC | 1969 | Yes |  | 2023-03-28 |  | Non-lead
018943 | RIGHT 220 9TH ST |  | Polytube | Yes |  | 2022-10-22 |  | PVC | 1968 | Yes |  | 2022-10-22 |  | Non-lead
018944 | 40 KYLE WEST WAY |  | Copper | Yes |  | 2023-02-15 |  | PVC | 1968 | Yes |  | 2023-02-15 |  | Non-lead
018945 | 27 TREASURE RD |  | Polytube | Yes |  | 2024-06-14 |  | Galvanized | 1969 | Yes |  | 2024-06-14 |  | Galvanized Requiring Replacement
018946 | 39 6TH ST |  | Polytube | Yes |  | 2022-10-22 |  | PVC | 1960 | Yes |  | 2022-10-22 |  | Non-lead
018947 | 594 28TH OCEAN ST |  | Polytube | Yes |  | 2023-01-05 |  | PVC | 1968 | Yes |  | 2023-01-05 |  | Non-lead
018948 | 1500 COPA D'ORO |  | Polytube | Yes |  | 2024-04-16 |  | PVC | 2020 | Yes |  | 2024-04-16 |  | Non-lead
018949 | 1015 26TH OCEAN ST |  | PVC | Yes |  | 2024-01-23 |  | PVC | 1971 | Yes |  | 2024-01-23 |  | Non-lead
018950 | 790 100TH OCEAN ST |  | Polytube | Yes |  | 2022-11-21 |  | PVC | 1972 | Yes |  | 2022-11-21 |  | Non-lead
018951 | 181 9TH ST |  | Polytube | Yes |  | 2022-10-22 |  | PVC | 1969 | Yes |  | 2022-10-22 |  | Non-lead
018952 | 440 11TH ST |  | Polytube | Yes |  | 2022-10-22 |  | PVC | 1969 | Yes |  | 2022-10-22 |  | Non-lead
018953 | 664 50TH GULF CT |  | Polytube | Yes |  | 2022-10-20 |  | PVC | 1969 | Yes |  | 2022-10-20 |  | Non-lead
018954 | IRRIGATION 624 73RD OCEAN ST |  | Polytube | Yes |  | 2023-01-03 |  | PVC | 2016 | Yes |  | 2023-01-03 |  | Non-lead
018955 | 151 9TH ST |  | Polytube | Yes |  | 2022-10-22 |  | PVC | 1969 | Yes |  | 2022-10-22 |  | Non-lead
018956 | 11134 3RD OCEAN AVE |  | Copper | Yes |  | 2022-10-27 |  | PVC | 1969 | Yes |  | 2022-10-27 |  | Non-lead
018957 | 141 9TH ST |  | Polytube | Yes |  | 2022-06-13 |  | PVC | 1969 | Yes |  | 2022-06-13 |  | Non-lead
018958 | 1250 28TH OCEAN ST |  | Polytube | Yes |  | 2024-09-16 |  | Polytube | 1969 | Yes |  | 2024-09-16 |  | Non-lead
018959 | 441 9TH ST |  | Polytube | Yes |  | 2022-10-22 |  | PVC | 1968 | Yes |  | 2022-10-22 |  | Non-lead
018960 | 11425 OVERSEAS HWY |  | Copper | Yes |  | 2022-08-29 |  | PVC | 1969 | Yes |  | 2022-08-29 |  | Non-lead
018961 | 95 MAN O WAR |  | Copper | Yes |  | 2022-07-18 |  | PVC | 1970 | Yes |  | 2022-07-18 |  | Non-lead
018962 | 837 97TH OCEAN ST |  | Polytube | Yes |  | 2024-08-19 |  | PVC | 1969 | Yes |  | 2024-08-19 |  | Non-lead
018963 | 451 10TH ST |  | Polytube | Yes |  | 2023-06-05 |  | PVC | 1969 | Yes |  | 2023-06-05 |  | Non-lead
018964 | 1054 26TH OCEAN ST |  | Polytube | Yes |  | 2023-01-17 |  | PVC | 1966 | Yes |  | 2023-01-17 |  | Non-lead
018965 | 48 72ND ST OCEAN |  | PVC | Yes |  | 2024-01-24 |  | PVC | 1961 | Yes |  | 2024-01-24 |  | Non-lead
018966 | # 6 755 W OCEAN DR |  | PVC | Yes |  | 2022-10-22 |  | PVC | 1964 | Yes |  | 2022-10-22 |  | Non-lead
018967 | 191 5TH RS ST |  | Polytube | Yes |  | 2022-10-22 |  | PVC | 1969 | Yes |  | 2022-10-22 |  | Non-lead
018968 | 10555 AVIATION BLVD |  | Polytube | Yes |  | 2022-11-21 |  | PVC | 1963 | Yes |  | 2022-11-21 |  | Non-lead
018969 | 475 26TH ST |  | Polytube | Yes |  | 2024-09-18 |  | PVC | 1972 | Yes |  | 2024-09-18 |  | Non-lead
018970 | 500 4TH ST |  | Polytube | Yes |  | 2023-06-28 |  | PVC | 1969 | Yes |  | 2023-06-28 |  | Non-lead
018971 | #2 755 W OCEAN DR |  | PVC | Yes |  | 2022-10-22 |  | PVC | 1964 | Yes |  | 2022-10-22 |  | Non-lead
018972 | 256 83RD OCEAN ST |  | Polytube | Yes |  | 2023-01-11 |  | PVC | 1982 | Yes |  | 2023-01-11 |  | Non-lead
018973 | UNIT 323C 2601 S ROOSEVELT BLVD |  | Copper | Yes |  | 2022-06-28 |  | Copper | 1967 | Yes |  | 2022-06-28 |  | Non-lead
018974 | 483 E CARRIBEAN DR |  | Polytube | Yes |  | 2023-04-24 |  | PVC | 1968 | Yes |  | 2023-04-24 |  | Non-lead
018975 | 2202 STAPLES AVE |  | Polytube | Yes |  | 2023-04-26 |  | PVC | 1976 | Yes |  | 2023-04-26 |  | Non-lead
018976 | 91960 OVERSEAS HWY |  | Polytube | Yes |  | 2023-01-17 |  | PVC | 1958 | Yes |  | 2023-01-17 |  | Non-lead
018977 | UNIT B 1220 MOCKINGBIRD RD |  | Polytube | Yes |  | 2022-07-21 |  | PVC | 1983 | Yes |  | 2022-07-21 |  | Non-lead
018978 | 124 E SHORE DR |  | Polytube | Yes |  | 2022-12-14 |  | PVC | 1972 | Yes |  | 2022-12-14 |  | Non-lead
018979 | 315 LEE AVE |  | Polytube | Yes |  | 2023-05-08 |  | PVC | 1967 | Yes |  | 2023-05-08 |  | Non-lead
018980 | 911 PLANTATION ROAD |  | Unknown | Yes |  | 2023-11-06 |  | Polytube | 1968 | Yes |  | 2023-11-06 |  | Lead Status Unknown
018982 | 93 1ST CT |  | Polytube | Yes |  | 2023-01-05 |  | PVC | 1958 | Yes |  | 2023-01-05 |  | Non-lead
018983 | 30 POINCIANA LOTS 6 DR |  | Polytube | Yes |  | 2023-01-30 |  | PVC | 1960 | Yes |  | 2023-01-30 |  | Non-lead
018984 | 175 W AVE C |  | Polytube | Yes |  | 2022-12-12 |  | PVC | 1969 | Yes |  | 2022-12-12 |  | Non-lead
018985 | 7 SUNSET RD |  | Polytube | Yes |  | 2022-07-21 |  | PVC | 1969 | Yes |  | 2022-07-21 |  | Non-lead
018986 | 355 VACA RD |  | Polytube | Yes |  | 2024-02-12 |  | PVC | 1970 | Yes |  | 2024-02-12 |  | Non-lead
018987 | 223 BANYON AVE |  | Polytube | Yes |  | 2023-02-13 |  | PVC | 1979 | Yes |  | 2023-02-13 |  | Non-lead
018988 | 104 SABLE PALM LN |  | Polytube | Yes |  | 2023-02-13 |  | PVC | 1969 | Yes |  | 2023-02-13 |  | Non-lead
018989 | 412 BAHIA HONDA RD |  | Polytube | Yes |  | 2024-05-20 |  | PVC | 1985 | Yes |  | 2024-05-20 |  | Non-lead
018990 | 80 AVE A |  | Polytube | Yes |  | 2023-01-05 |  | PVC | 1952 | Yes |  | 2023-01-05 |  | Non-lead
018991 | 719 SHARON PL |  | Unknown, Non-Lead | Yes |  | 2021-06-30 |  | Unknown, Non-Lead | 2004 | Yes |  | 2021-06-30 |  | Non-lead
018992 | 281 RYAN AVE |  | Polytube | Yes |  | 2022-10-24 |  | PVC | 1968 | Yes |  | 2022-10-24 |  | Non-lead
018993 | 315 LITTLE MS MUFFET LN |  | Polytube | Yes |  | 2022-09-19 |  | PVC | 1976 | Yes |  | 2022-09-19 |  | Non-lead
018994 | 15 AVENUE B |  | Polytube | Yes |  | 2023-01-05 |  | PVC | 1951 | Yes |  | 2023-01-05 |  | Non-lead
018995 | 164 LORELANE PL |  | Polytube | Yes |  | 2023-01-31 |  | PVC | 1983 | Yes |  | 2023-01-31 |  | Non-lead
018997 | 605 ISLAND DR |  | Polytube | Yes |  | 2022-10-13 |  | PVC | 1972 | Yes |  | 2022-10-13 |  | Non-lead
018998 | 11 ALCANTA LN |  | Polytube | Yes |  | 2022-10-27 |  | PVC | 1973 | Yes |  | 2022-10-27 |  | Non-lead
018999 | 221 ANNE BONNY DR |  | Polytube | Yes |  | 2023-01-31 |  | Copper | 1969 | Yes |  | 2023-01-31 |  | Non-lead
019000 | 77 GULL LN |  | Polytube | Yes |  | 2023-02-07 |  | PVC | 1964 | Yes |  | 2023-02-07 |  | Non-lead
019001 | 708 LARGO RD |  | Polytube | Yes |  | 2023-05-04 |  | PVC | 1963 | Yes |  | 2023-05-04 |  | Non-lead
019002 | 612 SAWYER DR |  | Polytube | Yes |  | 2024-02-12 |  | Unknown | 1968 | Yes |  | 2024-02-12 |  | Lead Status Unknown
019003 | G57 MIRIAM ST |  | Polytube | Yes |  | 2023-03-17 |  | PVC | 1978 | Yes |  | 2023-03-17 |  | Non-lead
019005 | H01 5TH AVE |  | Polytube | Yes |  | 2023-03-10 |  | PVC | 1969 | Yes |  | 2023-03-10 |  | Non-lead
019006 | APT E UP 323 PETRONIA ST |  | Polytube | Yes |  | 2023-04-04 |  | PVC | 1958 | Yes |  | 2023-04-04 |  | Non-lead
019007 | C48 10TH AVE |  | Unknown, Non-Lead | Yes |  | 2024-09-11 |  | PVC | 2006 | Yes |  | 2024-09-11 |  | Non-lead
019008 | UNIT A 922 KENNEDY DR |  | Polytube | Yes |  | 2022-08-31 |  | PVC | 1972 | Yes |  | 2022-08-31 |  | Non-lead
019009 | UNIT A 920 KENNEDY DR |  | Polytube | Yes |  | 2022-08-31 |  | PVC | 1972 | Yes |  | 2022-08-31 |  | Non-lead
019010 | UNIT A 918 KENNEDY DR |  | Polytube | Yes |  | 2022-08-31 |  | PVC | 1972 | Yes |  | 2022-08-31 |  | Non-lead
019011 | UNIT A 916 KENNEDY DR |  | Polytube | Yes |  | 2022-08-31 |  | PVC | 1972 | Yes |  | 2022-08-31 |  | Non-lead
019012 | #A 914 KENNEDY DR |  | PVC | Yes |  | 2022-07-18 |  | PVC | 1972 | Yes |  | 2022-07-18 |  | Non-lead
019013 | UNIT A 912 KENNEDY DR |  | Polytube | Yes |  | 2024-04-10 |  | PVC | 1972 | Yes |  | 2024-04-10 |  | Non-lead
019015 | 25064 HUNT LANE |  | Polytube | Yes |  | 2023-04-25 |  | PVC | 1969 | Yes |  | 2023-04-25 |  | Non-lead
019016 | 25360 1ST ST |  | Polytube | Yes |  | 2024-03-26 |  | PVC | 1963 | Yes |  | 2024-03-26 |  | Non-lead
019017 | 290 S AIRPORT DR |  | Polytube | Yes |  | 2018-05-31 |  | PVC | 1968 | Yes |  | 2018-05-31 |  | Non-lead
019018 | APT A 418 UNITED ST |  | Unknown | Yes |  | 2024-06-07 |  | Polytube | 1938 | Yes |  | 2024-06-07 |  | Lead Status Unknown
019019 | APT B 418 UNITED ST |  | Polytube | Yes |  | 2024-06-26 |  | Polytube | 1938 | Yes |  | 2024-06-26 |  | Non-Lead
019020 | APT C 418 UNITED ST |  | Polytube | Yes |  | 2019-04-03 |  | Polytube | 1928 | Yes |  | 2019-04-03 |  | Non-Lead
019021 | H6 5TH AVE |  | Polytube | Yes |  | 2023-03-10 |  | PVC | 1973 | Yes |  | 2023-03-10 |  | Non-lead
019023 | 5630 MALONEY AVE |  | Polytube | Yes |  | 2023-03-08 |  | PVC | 1969 | Yes |  | 2023-03-08 |  | Non-lead
019024 | 2 BOUGANVILLA AVE |  | Polytube | Yes |  | 2023-08-09 |  | Polytube | 1968 | Yes |  | 2023-08-09 |  | Non-lead
019025 | G31 MIRIAM ST |  | Polytube | Yes |  | 2023-03-08 |  | PVC | 1967 | Yes |  | 2023-03-08 |  | Non-lead
019026 | G56 MIRIAM ST |  | Polytube | Yes |  | 2023-03-08 |  | PVC | 1978 | Yes |  | 2023-03-08 |  | Non-lead
019027 | UNIT 509B 2601 S ROOSEVELT BLVD |  | Copper | Yes |  | 2024-01-08 |  | Copper | 1967 | Yes |  | 2024-01-08 |  | Non-lead
019028 | 3746 DRIFTWOOD ST |  | Polytube | Yes |  | 2023-01-11 |  | PVC | 1963 | Yes |  | 2023-01-11 |  | Non-lead
019029 | F9 CROSS ST |  | Polytube | Yes |  | 2022-07-11 |  | PVC | 1978 | Yes |  | 2022-07-11 |  | Non-lead
019030 | H36 MIRIAM ST |  | Polytube | Yes |  | 2023-09-27 |  | PVC | 1968 | Yes |  | 2023-09-27 |  | Non-lead
019031 | F28 CROSS ST |  | Polytube | Yes |  | 2023-04-21 |  | PVC | 1969 | Yes |  | 2023-04-21 |  | Non-lead
019032 | 903 WASHINGTON ST |  | Unknown, Non-Lead | Yes |  | 2017-06-14 |  | Unknown, Non-Lead | 1999 | Yes |  | 2017-06-14 |  | Non-lead
019033 | 29087 ROSE DR |  | Polytube | Yes |  | 2022-12-21 |  | PVC | 1970 | Yes |  | 2022-12-21 |  | Non-lead
019034 | 8 JANET PL |  | Unknown, Non-Lead | Yes |  | 2019-04-26 |  | PVC | 2014 | Yes |  | 2019-04-26 |  | Non-lead
019035 | 110 ARBOR LN |  | Unknown, Non-Lead | Yes |  | 2019-11-08 |  | Unknown, Non-Lead | 1995 | Yes |  | 2019-11-08 |  | Non-lead
019038 | 211 BUTTONWOOD LANE |  | Copper | Yes |  | 2023-02-13 |  | PVC | 1970 | Yes |  | 2023-02-13 |  | Non-lead
019039 | 710 SHARON PL |  | Polytube | Yes |  | 2022-12-14 |  | PVC | 1982 | Yes |  | 2022-12-14 |  | Non-lead
019040 | 209 BUTTONWOOD LN |  | Copper | Yes |  | 2023-02-13 |  | PVC | 1969 | Yes |  | 2023-02-13 |  | Non-lead
019041 | 478 BIG PINE RD |  | Polytube | Yes |  | 2024-05-21 |  | Polytube | 2006 | Yes |  | 2024-05-21 |  | Non-Lead
019042 | 300 LITTLE MISS MUFF |  | Unknown, Non-Lead | Yes |  | 2019-10-28 |  | PVC | 2005 | Yes |  | 2019-10-28 |  | Non-lead
019043 | 1114 GRAND ST |  | Polytube | No |  |  |  | PVC | 1968 | No |  |  |  | Non-lead
019044 | 939 PLANTATION RD |  | Unknown, Non-Lead | Yes |  | 2017-11-21 |  | Unknown, Non-Lead | 2005 | Yes |  | 2017-11-21 |  | Non-lead
019045 | B8 711 GROUPER Ln |  | Polytube | Yes |  | 2022-09-20 |  | PVC | 1969 | Yes |  | 2022-09-20 |  | Non-lead
019046 | 663 CABRERA ST |  | Polytube | Yes |  | 2022-10-31 |  | PVC | 1969 | Yes |  | 2022-10-31 |  | Non-lead
019047 | 400 BAHIA HONDA RD |  | Polytube | Yes |  | 2024-05-10 |  | PVC | 1968 | Yes |  | 2024-05-10 |  | Non-lead
019048 | 275 LEE AVE |  | Unknown, Non-Lead | No |  |  |  | Unknown, Non-Lead | 1994 | No |  |  |  | Non-lead
019049 | 241 RYAN AVE |  | Polytube | Yes |  | 2022-10-24 |  | PVC | 1969 | Yes |  | 2022-10-24 |  | Non-lead
019050 | 423 BIG PINE RD |  | Polytube | Yes |  | 2024-05-21 |  | Polytube | 1970 | Yes |  | 2024-05-21 |  | Non-Lead
019051 | 220 JAMES AVE |  | Unknown, Non-Lead | No |  |  |  | Unknown, Non-Lead | 1993 | No |  |  |  | Non-lead
019052 | 25 SUNSET RD |  | Polytube | Yes |  | 2022-07-21 |  | PVC | 1969 | Yes |  | 2022-07-21 |  | Non-lead
019053 | 715 BARCELONA |  | Polytube | Yes |  | 2023-02-14 |  | PVC | 1969 | Yes |  | 2023-02-14 |  | Non-lead
019054 | 925 PLANTATION RD |  | Polytube | Yes |  | 2022-06-21 |  | PVC | 2004 | Yes |  | 2022-06-21 |  | Non-lead
019055 | APT B 906 FRANCES ST |  | Polytube | Yes |  | 2023-03-31 |  | PVC | 1986 | Yes |  | 2023-03-31 |  | Non-lead
019056 | 3124 N ROOSEVELT BLVD |  | Polytube | Yes |  | 2023-05-04 |  | Copper | 1969 | Yes |  | 2023-05-04 |  | Non-lead
019057 | 3720 NORTHSIDE DR |  | Polytube | Yes |  | 2022-05-19 |  | PVC | 1969 | Yes |  | 2022-05-19 |  | Non-lead
019058 | 411 AVE E |  | Unknown | Yes |  | 2023-05-25 |  | PVC | 1974 | Yes |  | 2023-05-25 |  | Non-lead
019060 | 2056 CORAL WAY |  | Polytube | Yes |  | 2022-11-17 |  | PVC | 1968 | Yes |  | 2022-11-17 |  | Non-lead
019061 | 90290 OVERSEAS HWY |  | Polytube | Yes |  | 2022-06-13 |  | PVC | 1986 | Yes |  | 2022-06-13 |  | Non-lead
019062 | 121 SUNSET DR |  | Polytube | Yes |  | 2024-09-13 |  | PVC | 1969 | Yes |  | 2024-09-13 |  | Non-lead
019063 | UNIT A 1122 GREENBRIAR RD |  | Polytube | Yes |  | 2022-10-22 |  | Polytube | 1969 | Yes |  | 2022-10-22 |  | Non-lead
019064 | UNIT B 1126 GREENBRIAR RD |  | Copper | Yes |  | 2022-10-17 |  | PVC | 1969 | Yes |  | 2022-10-17 |  | Non-lead
019065 | 1129 PEBBLE BEACH LN |  | Polytube | Yes |  | 2022-10-22 |  | PVC | 1985 | Yes |  | 2022-10-22 |  | Non-lead
019066 | 222 CORAL RD |  | Polytube | Yes |  | 2022-06-10 |  | PVC | 1969 | Yes |  | 2022-06-10 |  | Non-lead
019067 | 75300 OVERSEAS HWY |  | Unknown, Non-Lead | Yes |  | 2021-05-17 |  | PVC | 2013 | Yes |  | 2021-05-17 |  | Non-lead
019068 | 194 OCEAN DR |  | Polytube | Yes |  | 2022-06-14 |  | PVC | 1983 | Yes |  | 2022-06-14 |  | Non-lead
019069 | 121 SAPODILLA DR |  | Polytube | Yes |  | 2022-07-05 |  | PVC | 1963 | Yes |  | 2022-07-05 |  | Non-lead
019070 | 68100 OVERSEAS HWY |  | Polytube | Yes |  | 2022-06-27 |  | PVC | 1963 | Yes |  | 2022-06-27 |  | Non-lead
019071 | 136 GARDENIA ST |  | Polytube | Yes |  | 2022-06-16 |  | PVC | 1960 | Yes |  | 2022-06-16 |  | Non-lead
019073 | 128 S INDIES DR |  | Unknown, Non-Lead | Yes |  | 2020-05-04 |  | Unknown, Non-Lead | 1990 | Yes |  | 2020-05-04 |  | Non-lead
019074 | 88960 OVERSEAS HWY |  | Polytube | Yes |  | 2021-07-19 |  | PVC | 1992 | Yes |  | 2021-07-19 |  | Non-lead
019075 | 144 BAYVIEW DR |  | Unknown, Non-Lead | Yes |  | 2021-10-21 |  | Unknown, Non-Lead | 2017 | Yes |  | 2021-10-21 |  | Non-lead
019076 | 169 OCEAN DR |  | Polytube | Yes |  | 2022-06-14 |  | PVC | 1971 | Yes |  | 2022-06-14 |  | Non-lead
019077 | 84951 OVERSEAS Hwy |  | Polytube | Yes |  | 2023-10-23 |  | PVC | 1953 | Yes |  | 2023-10-23 |  | Non-lead
019078 | 192 SUNSET DR |  | Unknown, Non-Lead | Yes |  | 2021-07-20 |  | PVC | 2002 | Yes |  | 2021-07-20 |  | Non-lead
019079 | 211 SUNSETL29 B3 DR |  | Polytube | Yes |  | 2022-06-29 |  | PVC | 1958 | Yes |  | 2022-06-29 |  | Non-lead
019080 | L19 B3 103 ZANE GREY CREEK DR |  | Unknown, Non-Lead | Yes |  | 2022-05-20 |  | PVC | 1969 | Yes |  | 2022-05-20 |  | Non-lead
019081 | 163 INDIAN MOUND TRL |  | Polytube | Yes |  | 2023-02-02 |  | PVC | 1964 | Yes |  | 2023-02-02 |  | Non-lead
019082 | 129 PLANTATION AVE |  | Polytube | Yes |  | 2023-09-14 |  | PVC | 1977 | Yes |  | 2023-09-14 |  | Non-lead
019084 | 136 PLANTATION DR |  | Polytube | Yes |  | 2022-06-14 |  | PVC | 1969 | Yes |  | 2022-06-14 |  | Non-lead
019085 | 29 PEN KEY CLUB |  | Polytube | Yes |  | 2022-06-23 |  | PVC | 1964 | Yes |  | 2022-06-23 |  | Non-lead
019086 | 30943 EDWARDS RD |  | Polytube | Yes |  | 2022-11-09 |  | PVC | 1965 | Yes |  | 2022-11-09 |  | Non-lead
019087 | 31427 C AVE |  | Polytube | Yes |  | 2023-01-17 |  | PVC |  | Yes |  | 2023-01-17 |  | Non-lead
019088 | 21056 3RD AVE |  | Polytube | Yes |  | 2022-10-31 |  | Copper | 1978 | Yes |  | 2022-10-31 |  | Non-lead
019089 | UNIT 511B 2601 S ROOSEVELT BLVD |  | Copper | Yes |  | 2022-07-25 |  | Copper | 1967 | Yes |  | 2022-07-25 |  | Non-lead
019090 | UP 630 ELIZABETH ST |  | Polytube | Yes |  | 2023-01-03 |  | PVC | 1928 | Yes |  | 2023-01-03 |  | Non-lead
019091 | UNIT 123C 2601 S ROOSEVELT BLVD |  | Copper | Yes |  | 2022-06-28 |  | Copper | 1967 | Yes |  | 2022-06-28 |  | Non-lead
019092 | G32 MIRIAM ST |  | Polytube | Yes |  | 2020-08-03 |  | PVC | 1981 | Yes |  | 2020-08-03 |  | Non-lead
019093 | 474 BAHIA HONDA RD |  | Unknown, Non-Lead | Yes |  | 2019-10-29 |  | Polytube | 2020 | Yes |  | 2019-10-29 |  | Non-lead
019094 | 317 LAKE SURPRISE BLVD |  | Polytube | Yes |  | 2021-08-19 |  | PVC | 1975 | Yes |  | 2021-08-19 |  | Non-lead
019095 | 75 IBIS LN |  | Polytube | Yes |  | 2023-02-27 |  | PVC | 1972 | Yes |  | 2023-02-27 |  | Non-lead
019096 | 18 JUDY PL |  | Polytube | Yes |  | 2022-11-29 |  | PVC | 1966 | Yes |  | 2022-11-29 |  | Non-lead
019097 | 223 LOEB AVE |  | Unknown, Non-Lead | Yes |  | 2020-06-24 |  | PVC | 2013 | Yes |  | 2020-06-24 |  | Non-lead
019098 | L51 306 LITTLE MISS MUFFET LN |  | Polytube | Yes |  | 2022-09-20 |  | PVC | 1979 | Yes |  | 2022-09-20 |  | Non-lead
019099 | 64 BAHAMA AVE |  | Polytube | Yes |  | 2022-12-05 |  | PVC | 1980 | Yes |  | 2022-12-05 |  | Non-lead
019100 | 407 BAHIA HONDA RD |  | Unknown, Non-Lead | Yes |  | 2024-05-20 |  | Unknown, Non-Lead | 2006 | Yes |  | 2024-05-20 |  | Non-lead
019101 | 126 ARBOR LANE |  | Polytube | Yes |  | 2023-07-12 |  | PVC | 1987 | Yes |  | 2023-07-12 |  | Non-lead
019102 | 433 BAHIA HONDA RD |  | Unknown, Non-Lead | No |  |  |  | Unknown, Non-Lead | 2019 | No |  |  |  | Non-lead
019103 | 77 IBIS LN |  | Polytube | Yes |  | 2024-07-29 |  | PVC | 1993 | Yes |  | 2024-07-29 |  | Non-lead
019112 | 167 GARDEN ST |  | Polytube | Yes |  | 2023-02-09 |  | PVC | 1969 | Yes |  | 2023-02-09 |  | Non-lead
019113 | 219 S BAY HARBOR DR |  | Polytube | Yes |  | 2022-07-21 |  | PVC | 1969 | Yes |  | 2022-07-21 |  | Non-lead
019114 | MARINA 1410 OVERSEAS HWY |  | Copper | Yes |  | 2024-09-20 |  | PVC | 1958 | Yes |  | 2024-09-20 |  | Non-lead
019115 | 5000 OVERSEAS HWY |  | Polytube | Yes |  | 2022-10-20 |  | PVC | 1968 | Yes |  | 2022-10-20 |  | Non-lead
019116 | 387 82ND OCEAN ST |  | Polytube | Yes |  | 2024-06-17 |  | PVC | 1972 | Yes |  | 2024-06-17 |  | Non-lead
019117 | 1308 51ST GULF ST |  | PVC | Yes |  | 2025-05-12 |  | PVC | 1969 | Yes |  | 2022-10-20 |  | Non-lead
019118 | OCEAN 738 26TH ST |  | Polytube | Yes |  | 2023-01-17 |  | PVC | 1969 | Yes |  | 2023-01-17 |  | Non-lead
019119 | 1160 BULEVAR DE PALMAS |  | Polytube | Yes |  | 2023-03-23 |  | PVC | 1974 | Yes |  | 2023-03-23 |  | Non-lead
019120 | #3 755 W OCEAN DR |  | PVC | Yes |  | 2022-10-22 |  | PVC | 1964 | Yes |  | 2022-10-22 |  | Non-lead
019121 | #1 755 W OCEAN DR |  | PVC | Yes |  | 2022-10-22 |  | PVC | 1964 | Yes |  | 2022-10-22 |  | Non-lead
019122 | OCEAN 210 85TH ST |  | Unknown, Non-Lead | Yes |  | 2022-03-21 |  | Unknown, Non-Lead | 2008 | Yes |  | 2022-03-21 |  | Non-lead
019123 | 354 95TH OCEAN ST |  | Polytube | Yes |  | 2023-02-28 |  | PVC | 1969 | Yes |  | 2023-02-28 |  | Non-lead
019124 | 806 JAMES AVE |  | Polytube | Yes |  | 2024-03-28 |  | PVC | 1969 | Yes |  | 2024-03-28 |  | Non-lead
019125 | 950 E 75TH OCEAN ST |  | Polytube | Yes |  | 2024-06-27 |  | PVC | 1971 | Yes |  | 2024-06-27 |  | Non-lead
019126 | #5 755 W OCEAN DR |  | PVC | Yes |  | 2022-10-22 |  | PVC | 1964 | Yes |  | 2022-10-22 |  | Non-lead
019127 | 545 52ND GULF ST |  | Unknown | Yes |  | 2023-05-16 |  | Unknown | 1969 | Yes |  | 2023-05-16 |  | Lead Status Unknown
019128 | 85 TINGLER LN |  | Polytube | Yes |  | 2022-05-31 |  | PVC | 1969 | Yes |  | 2022-05-31 |  | Non-lead
019129 | 170 10TH ST |  | Polytube | Yes |  | 2022-10-22 |  | PVC | 1971 | Yes |  | 2022-10-22 |  | Non-lead
019130 | 542 41ST STREET GULF |  | Polytube | Yes |  | 2022-09-26 |  | PVC | 1973 | Yes |  | 2022-09-26 |  | Non-lead
019131 | 4901 OCEAN TERR |  | Unknown, Non-Lead | Yes |  | 2022-11-10 |  | PVC | 1968 | Yes |  | 2022-11-10 |  | Non-lead
019132 | 4903 OCEAN TERR |  | Steel | Yes |  | 2024-07-02 |  | PVC | 1968 | Yes |  | 2024-07-02 |  | Non-lead
019133 | 924 84TH OCEAN ST |  | Unknown, Non-Lead | Yes |  | 2020-10-28 |  | Unknown, Non-Lead | 2006 | Yes |  | 2020-10-28 |  | Non-lead
019134 | OCEAN 801 E 105TH ST |  | Unknown, Non-Lead | Yes |  | 2018-05-29 |  | Unknown, Non-Lead | 2008 | Yes |  | 2018-05-29 |  | Non-lead
019135 | 29154 CAMELLIA LN |  | Polytube | Yes |  | 2022-12-21 |  | PVC | 1969 | Yes |  | 2022-12-21 |  | Non-lead
019136 | 34 PALM DR |  | Polytube | Yes |  | 2023-04-06 |  | PVC | 1973 | Yes |  | 2023-04-06 |  | Non-lead
019137 | 28554 LE GRAND RD |  | Polytube | Yes |  | 2022-11-16 |  | PVC | 1969 | Yes |  | 2022-11-16 |  | Non-lead
019138 | F15 CROSS ST |  | Polytube | Yes |  | 2024-01-03 |  | PVC | 1969 | Yes |  | 2024-01-03 |  | Non-lead
019139 | DOWN REAR 1402 VERNON AVE |  | Polytube | Yes |  | 2023-04-25 |  | PVC | 1888 | Yes |  | 2023-04-25 |  | Non-lead
019140 | APT UP REAR 1402 VERNON AVE |  | Polytube | Yes |  | 2023-04-25 |  | PVC | 1888 | Yes |  | 2023-04-25 |  | Non-lead
019142 | 30770 OVERSEAS HWY |  | Polytube | Yes |  | 2022-06-03 |  | PVC | 1969 | Yes |  | 2022-06-03 |  | Non-lead
019143 | G03 ROBERTA ST |  | Polytube | Yes |  | 2023-03-08 |  | PVC | 1968 | Yes |  | 2023-03-08 |  | Non-lead
019144 | F3 CROSS ST |  | Polytube | Yes |  | 2023-03-08 |  | PVC | 1980 | Yes |  | 2023-03-08 |  | Non-lead
019145 | 30349 PRINCE RD |  | Polytube | Yes |  | 2022-11-16 |  | PVC | 1963 | Yes |  | 2022-11-16 |  | Non-lead
019146 | 74 BASS AVE |  | Unknown, Non-Lead | Yes |  | 2023-10-04 |  | PVC | 1994 | Yes |  | 2023-10-04 |  | Non-lead
019147 | 97800 OVERSEAS HWY |  | Polytube | Yes |  | 2023-05-04 |  | PVC | 1969 | Yes |  | 2023-05-04 |  | Non-lead
019148 | 629 CUDA LN |  | Polytube | Yes |  | 2023-06-13 |  | PVC | 1969 | Yes |  | 2023-06-13 |  | Non-lead
019149 | 221 BANYON LN |  | Polytube | Yes |  | 2023-05-23 |  | PVC | 1979 | Yes |  | 2023-05-23 |  | Non-lead
019150 | 354 KING AVE |  | Unknown, Non-Lead | Yes |  | 2018-04-06 |  | Unknown, Non-Lead | 2005 | Yes |  | 2018-04-06 |  | Non-lead
019151 | 216 LEE AVE |  | Polytube | Yes |  | 2022-10-24 |  | PVC | 1971 | Yes |  | 2022-10-24 |  | Non-lead
019152 | 302 RYAN AVE |  | Polytube | Yes |  | 2021-04-28 |  | PVC | 1971 | Yes |  | 2021-04-28 |  | Non-lead
019153 | APT B-UP 91461 OVERSEAS HWY |  | Polytube | Yes |  | 2022-08-08 |  | Polytube | 1985 | Yes |  | 2022-08-08 |  | Non-lead
019154 | 91461 OVERSEAS HWY |  | Polytube | Yes |  | 2021-08-26 |  | PVC | 1985 | Yes |  | 2021-08-26 |  | Non-lead
019155 | 198 N SECOND CT |  | Polytube | Yes |  | 2023-10-25 |  | PVC | 1968 | Yes |  | 2023-10-25 |  | Non-lead
019156 | 843 BROWN ST |  | Polytube | Yes |  | 2023-05-04 |  | PVC | 1971 | Yes |  | 2023-05-04 |  | Non-lead
019157 | 409 BIG PINE RD |  | Polytube | Yes |  | 2024-05-21 |  | Polytube | 1978 | Yes |  | 2024-05-21 |  | Non-Lead
019158 | 15 POISONWOOD RD |  | Polytube | Yes |  | 2022-09-21 |  | PVC | 1969 | Yes |  | 2022-09-21 |  | Non-lead
019159 | 305 LEE AVE |  | Polytube | Yes |  | 2025-06-12 |  | PVC | 2005 | Yes |  | 2025-06-12 |  | Non-lead
019160 | 286 LEE AVE |  | Polytube | Yes |  | 2025-06-12 |  | PVC | 1999 | Yes |  | 2025-06-12 |  | Non-lead
019161 | 232 JAMES AVE |  | Polytube | Yes |  | 2023-02-01 |  | PVC | 1965 | Yes |  | 2023-02-01 |  | Non-lead
019162 | 1308 ALMAY ST |  | Polytube | Yes |  | 2024-01-11 |  | PVC | 1970 | Yes |  | 2024-01-11 |  | Non-lead
019163 | 216 BUTTONWOOD LN |  | Polytube | Yes |  | 2024-08-29 |  | PVC | 1968 | Yes |  | 2024-08-29 |  | Non-lead
019164 | 118 E SHORE DR |  | Copper | Yes |  | 2022-11-29 |  | PVC | 1970 | Yes |  | 2022-11-29 |  | Non-lead
019165 | 283 LOEB AVE |  | Polytube | Yes |  | 2022-10-24 |  | PVC | 1972 | Yes |  | 2022-10-24 |  | Non-lead
019166 | 328 LAKE SURPRISE BLVD |  | Polytube | Yes |  | 2023-05-04 |  | PVC | 1969 | Yes |  | 2023-05-04 |  | Non-lead
019167 | CALUSA CMPGRND C DR |  | Unknown, Non-Lead | No |  |  |  | Unknown, Non-Lead | 2017 | No |  |  |  | Non-lead
019168 | 163 CORRINE PL |  | Polytube | Yes |  | 2023-02-02 |  | PVC | 1981 | Yes |  | 2023-02-02 |  | Non-lead
019169 | 112 SABLE PALM |  | Polytube | Yes |  | 2023-02-13 |  | PVC | 1965 | Yes |  | 2023-02-13 |  | Non-lead
019170 | 304 LITTLE MISS MUFF |  | Polytube | Yes |  | 2022-09-19 |  | PVC | 1984 | Yes |  | 2022-09-19 |  | Non-lead
019171 | 6 BEECHWOOD DR |  | Polytube | Yes |  | 2022-05-06 |  | Copper | 1969 | Yes |  | 2022-05-06 |  | Non-lead
019172 | 80 KEY HAVEN RD |  | Polytube | Yes |  | 2022-05-10 |  | Copper | 1969 | Yes |  | 2022-05-10 |  | Non-lead
019173 | G38 MIRIAM ST |  | Polytube | Yes |  | 2023-03-08 |  | PVC | 1978 | Yes |  | 2023-03-08 |  | Non-lead
019174 | C33 10TH AVE |  | Polytube | Yes |  | 2023-03-08 |  | PVC | 1969 | Yes |  | 2023-03-08 |  | Non-lead
019175 | 25024 HUNT LN |  | Polytube | Yes |  | 2023-04-25 |  | PVC | 1968 | Yes |  | 2023-04-25 |  | Non-lead
019176 | 21051 6TH AVE |  | Polytube | Yes |  | 2024-05-30 |  | PVC | 1970 | Yes |  | 2024-05-30 |  | Non-lead
019177 | 21041 6TH EAST AVE |  | Polytube | Yes |  | 2023-10-16 |  | PVC | 1970 | Yes |  | 2023-10-16 |  | Non-lead
019178 | H02 5TH AVE |  | Polytube | Yes |  | 2023-03-10 |  | PVC | 1969 | Yes |  | 2023-03-10 |  | Non-lead
019179 | UNIT 406B 2601 S ROOSEVELT BLVD |  | Copper | Yes |  | 2022-06-28 |  | Copper | 1967 | Yes |  | 2022-06-28 |  | Non-lead
019180 | 22971 CAPT KIDD LANE |  | Polytube | Yes |  | 2023-07-27 |  | PVC | 1969 | Yes |  | 2023-07-27 |  | Non-lead
019181 | 911 TRINITY DR |  | Polytube | Yes |  | 2022-07-06 |  | PVC | 1969 | Yes |  | 2022-07-06 |  | Non-lead
019182 | 55 BOCA CHICA RD |  | Unknown, Non-Lead | Yes |  | 2020-09-23 |  | Unknown, Non-Lead | 1999 | Yes |  | 2020-09-23 |  | Non-lead
019183 | 1120 STUMP LN |  | Polytube | Yes |  | 2023-01-04 |  | PVC | 1933 | Yes |  | 2023-01-04 |  | Non-lead
019184 | 1015 WINDSOR LN |  | Polytube | Yes |  | 2023-03-28 |  | PVC | 1938 | Yes |  | 2023-03-28 |  | Non-lead
019185 | G33 MIRIAM ST |  | Polytube | Yes |  | 2024-06-20 |  | PVC | 1981 | Yes |  | 2024-06-20 |  | Non-lead
019186 | C41 10TH AVE |  | Polytube | Yes |  | 2023-03-08 |  | PVC | 1965 | Yes |  | 2023-03-08 |  | Non-lead
019187 | 1708 JAMAICA DR |  | Polytube | Yes |  | 2023-04-24 |  | PVC | 1969 | Yes |  | 2023-04-24 |  | Non-lead
019188 | 3708 NORTHSIDE DR |  | Polytube | Yes |  | 2022-06-16 |  | PVC | 1969 | Yes |  | 2022-06-16 |  | Non-lead
019189 | 3704 NORTHSIDE DR |  | Polytube | Yes |  | 2022-06-16 |  | PVC | 1969 | Yes |  | 2022-06-16 |  | Non-lead
019190 | 29036 BIGONIA DR |  | Polytube | Yes |  | 2022-12-21 |  | PVC | 1969 | Yes |  | 2022-12-21 |  | Non-lead
019191 | UNIT 204B 2601 S ROOSEVELT BLVD |  | Copper | Yes |  | 2022-07-18 |  | Copper | 1967 | Yes |  | 2022-07-18 |  | Non-lead
019192 | 658 40TH ST |  | Polytube | Yes |  | 2022-11-22 |  | PVC | 1977 | Yes |  | 2022-11-22 |  | Non-lead
019193 | 31522 AVENUE E |  | Polytube | Yes |  | 2023-11-15 |  | PVC |  | Yes |  | 2023-11-15 |  | Non-lead
019194 | 3000 JOHNSON RD |  | PVC | Yes |  | 2023-06-26 |  | PVC | 1943 | Yes |  | 2023-06-26 |  | Non-lead
019195 | 693 BARRY LN |  | Polytube | Yes |  | 2023-01-25 |  | Polytube | 1958 | Yes |  | 2023-01-25 |  | Non-lead
019196 | 30416 COCONUT HWY |  | Polytube | Yes |  | 2022-11-15 |  | PVC | 1969 | Yes |  | 2022-11-15 |  | Non-lead
019197 | G35 MIRIAM ST |  | Unknown, Non-Lead | Yes |  | 2021-08-30 |  | PVC | 1992 | Yes |  | 2021-08-30 |  | Non-lead
019198 | 21028 4TH AVE |  | Polytube | Yes |  | 2022-10-31 |  | PVC | 1969 | Yes |  | 2022-10-31 |  | Non-lead
019201 | 166 RUSHTON LN |  | Polytube | Yes |  | 2022-07-19 |  | PVC | 1972 | Yes |  | 2022-07-19 |  | Non-lead
019202 | 276 LEE AVE |  | Polytube | Yes |  | 2022-10-24 |  | PVC | 1974 | Yes |  | 2022-10-24 |  | Non-lead
019203 | 136 BUTTONWOOD AVE |  | Polytube | Yes |  | 2022-12-13 |  | PVC | 1969 | Yes |  | 2022-12-13 |  | Non-lead
019204 | 235 LEE AVE |  | Unknown, Non-Lead | Yes |  | 2021-10-14 |  | Unknown, Non-Lead | 2003 | Yes |  | 2021-10-14 |  | Non-lead
019205 | 344 KING AVE |  | Unknown, Non-Lead | Yes |  | 2023-11-29 |  | PVC | 2005 | Yes |  | 2023-11-29 |  | Non-lead
019207 | 295 LEE AVE |  | Polytube | Yes |  | 2022-10-24 |  | PVC | 1968 | Yes |  | 2022-10-24 |  | Non-lead
019208 | 206 W 2ND CT |  | Polytube | Yes |  | 2023-02-01 |  | PVC | 1978 | Yes |  | 2023-02-01 |  | Non-lead
019209 | 593 BOYD DR |  | Polytube | Yes |  | 2023-01-27 |  | PVC | 1969 | Yes |  | 2023-01-27 |  | Non-lead
019212 | 265 LEE AVE |  | Polytube | Yes |  | 2024-06-13 |  | PVC | 1969 | Yes |  | 2024-06-13 |  | Non-lead
019213 | 343 VACA RD |  | Polytube | Yes |  | 2022-07-25 |  | PVC | 1969 | Yes |  | 2022-07-25 |  | Non-lead
019214 | 334 KING AVE |  | Unknown, Non-Lead | No |  |  |  | Unknown, Non-Lead | 1988 | No |  |  |  | Non-lead
019215 | 408 BIG PINE RD |  | Polytube | Yes |  | 2024-05-17 |  | Polytube | 1978 | Yes |  | 2024-05-17 |  | Non-Lead
019216 | 320 LITTLE MISS MUFF LN |  | Polytube | Yes |  | 2024-10-04 |  | PVC | 1978 | Yes |  | 2024-10-04 |  | Non-lead
019217 | 262 RYAN AVE |  | Polytube | Yes |  | 2022-10-27 |  | PVC | 1981 | Yes |  | 2022-10-27 |  | Non-lead
019218 | 104300 OVERSEAS HWY |  | Polytube | Yes |  | 2023-05-04 |  | PVC | 1976 | Yes |  | 2023-05-04 |  | Non-lead
019219 | H13 MIRIAM ST |  | Unknown, Non-Lead | Yes |  | 2023-10-25 |  | Unknown, Non-Lead | 2012 | Yes |  | 2023-10-25 |  | Non-lead
019220 | C31 10TH AVE |  | Polytube | Yes |  | 2024-02-05 |  | PVC | 1980 | Yes |  | 2024-02-05 |  | Non-lead
019221 | C32 10TH AVE |  | Polytube | Yes |  | 2024-06-03 |  | PVC | 1980 | Yes |  | 2024-06-03 |  | Non-lead
019222 | F16 CROSS ST |  | Unknown, Non-Lead | No |  |  |  | Unknown, Non-Lead | 2016 | No |  |  |  | Non-lead
019223 | LOT 013 6800 MALONEY AVE |  | PVC | Yes |  | 2023-03-06 |  | PVC | 1978 | Yes |  | 2023-03-06 |  | Non-lead
019224 | G7 ROBERTA ST |  | Polytube | Yes |  | 2023-03-08 |  | PVC | 1969 | Yes |  | 2023-03-08 |  | Non-lead
019225 | APT REAR 710 ASHE ST |  | Polytube | Yes |  | 2022-06-21 |  | PVC | 1928 | Yes |  | 2022-06-21 |  | Non-lead
019226 | UNIT 504B 2601 S ROOSEVELT BLVD |  | Copper | Yes |  | 2022-06-28 |  | Copper | 1967 | Yes |  | 2022-06-28 |  | Non-lead
019227 | G05 ROBERTA ST |  | Polytube | Yes |  | 2023-03-08 |  | PVC | 1977 | Yes |  | 2023-03-08 |  | Non-lead
019228 | 1604 JAMACIA DR |  | Polytube | Yes |  | 2023-04-24 |  | PVC | 1969 | Yes |  | 2023-04-24 |  | Non-lead
019229 | 401 UNITED ST |  | Copper | Yes |  | 2022-06-27 |  | PVC | 1969 | Yes |  | 2022-06-27 |  | Non-lead
019230 | 30854 ORTEGA LANE |  | Polytube | Yes |  | 2022-11-17 |  | PVC | 1970 | Yes |  | 2022-11-17 |  | Non-lead
019231 | UNIT 206B 2601 S ROOSEVELT BLVD |  | Copper | Yes |  | 2023-09-21 |  | Copper | 1967 | Yes |  | 2023-09-21 |  | Non-lead
019232 | G04 ROBERTA ST |  | Polytube | Yes |  | 2023-03-08 |  | PVC | 1977 | Yes |  | 2023-03-08 |  | Non-lead
019233 | C44 10TH AVE |  | Unknown, Non-Lead | Yes |  | 2024-01-30 |  | Unknown, Non-Lead | 2004 | Yes |  | 2024-01-30 |  | Non-lead
019234 | REAR 1007 FLEMING ST |  | Polytube | Yes |  | 2023-01-31 |  | Polytube | 1933 | Yes |  | 2023-01-31 |  | Non-lead
019235 | C39 10TH AVE |  | Polytube | Yes |  | 2023-03-08 |  | PVC | 1987 | Yes |  | 2023-03-08 |  | Non-lead
019236 | F10 CROSS ST |  | Polytube | Yes |  | 2023-05-04 |  | PVC | 1978 | Yes |  | 2023-05-04 |  | Non-lead
019237 | 1745 SUNRISE DR |  | Unknown, Non-Lead | Yes |  | 2021-04-26 |  | Unknown, Non-Lead | 2021 | Yes |  | 2021-04-26 |  | Non-lead
019239 | 221 5TH ST |  | Copper | Yes |  | 2022-10-22 |  | PVC | 1970 | Yes |  | 2022-10-22 |  | Non-lead
019240 | 800 JAMES AVE |  | Polytube | Yes |  | 2024-01-11 |  | PVC | 1969 | Yes |  | 2024-01-11 |  | Non-lead
019241 | 131 8TH ST |  | Polytube | Yes |  | 2022-10-22 |  | PVC | 1966 | Yes |  | 2022-10-22 |  | Non-lead
019242 | 121 8TH ST |  | Polytube | Yes |  | 2022-10-22 |  | Copper | 1969 | Yes |  | 2022-10-22 |  | Non-lead
019243 | 1080 E 75TH OCEAN ST |  | Polytube | Yes |  | 2022-05-16 |  | PVC | 1971 | Yes |  | 2022-05-16 |  | Non-lead
019244 | 600 81ST OCEAN ST |  | Unknown, Non-Lead | Yes |  | 2022-02-14 |  | Unknown, Non-Lead | 2007 | Yes |  | 2022-02-14 |  | Non-lead
019245 | GULF 470 52ND ST |  | Polytube | Yes |  | 2024-09-23 |  | PVC | 1971 | Yes |  | 2024-09-23 |  | Non-lead
019246 | 58734 OVERSEAS HWY |  | Polytube | Yes |  | 2022-10-22 |  | PVC | 1958 | Yes |  | 2022-10-22 |  | Non-lead
019248 | 11050 OVERSEAS HWY |  | Polytube | Yes |  | 2022-08-22 |  | PVC | 1969 | Yes |  | 2022-08-22 |  | Non-lead
019249 | 435 122ND OCEAN ST |  | Polytube | Yes |  | 2022-08-23 |  | Copper | 1969 | Yes |  | 2022-08-23 |  | Non-lead
019250 | 422 25TH OCEAN ST |  | Polytube | Yes |  | 2022-12-20 |  | PVC | 1976 | Yes |  | 2022-12-20 |  | Non-lead
019251 | 1054 JAMES TER |  | Polytube | Yes |  | 2023-01-09 |  | PVC | 1975 | Yes |  | 2023-01-09 |  | Non-lead
019252 | OCEAN 900 84 ST |  | Unknown, Non-Lead | Yes |  | 2023-06-29 |  | PVC | 2015 | Yes |  | 2023-06-29 |  | Non-lead
019253 | 2470 DOLPHIN DR |  | Polytube | Yes |  | 2023-01-25 |  | PVC | 1958 | Yes |  | 2023-01-25 |  | Non-lead
019254 | 98 37TH GULF ST |  | Copper | Yes |  | 2024-01-31 |  | PVC | 1969 | Yes |  | 2024-01-31 |  | Non-lead
019255 | 2 MAN O WAR DR |  | Unknown, Non-Lead | Yes |  | 2020-02-19 |  | PVC | 2019 | Yes |  | 2020-02-19 |  | Non-lead
019256 | IRRIGATION 4 MAN-O-WAR DR |  | Copper | Yes |  | 2024-01-30 |  | PVC |  | Yes |  | 2024-01-30 |  | Non-lead
019257 | 251 10TH ST |  | Unknown, Non-Lead | Yes |  | 2019-04-08 |  | Unknown, Non-Lead | 2005 | Yes |  | 2019-04-08 |  | Non-lead
019258 | 291 10TH ST |  | Polytube | Yes |  | 2024-09-06 |  | PVC | 1968 | Yes |  | 2024-09-06 |  | Non-lead
019260 | C42 10TH AVE |  | Polytube | Yes |  | 2023-03-08 |  | PVC | 1965 | Yes |  | 2023-03-08 |  | Non-lead
019261 | 1024 18TH ST |  | Polytube | Yes |  | 2022-07-20 |  | PVC | 1970 | Yes |  | 2022-07-20 |  | Non-lead
019262 | 581 SAWYER DR |  | Unknown | Yes |  | 2024-03-15 |  | Unknown | 1969 | Yes |  | 2024-03-15 |  | Lead Status Unknown
019263 | F7 CROSS ST |  | Polytube | Yes |  | 2023-03-08 |  | PVC | 1972 | Yes |  | 2023-03-08 |  | Non-lead
019264 | APT D 2618 FOGARTY AVE |  | Polytube | Yes |  | 2022-08-23 |  | Polytube | 1969 | Yes |  | 2022-08-23 |  | Non-lead
019265 | APT C 2618 FOGARTY AVE |  | Polytube | Yes |  | 2022-08-23 |  | Polytube | 1969 | Yes |  | 2022-08-23 |  | Non-lead
019266 | 3353 RIVIERA DR |  | Polytube | Yes |  | 2022-06-17 |  | Copper | 1969 | Yes |  | 2022-06-17 |  | Non-lead
019267 | 1620 JAMACIA DR |  | Polytube | Yes |  | 2023-04-24 |  | Copper | 1970 | Yes |  | 2023-04-24 |  | Non-lead
019268 | 58 HIBISCUS LN |  | Polytube | Yes |  | 2023-01-30 |  | PVC | 1963 | Yes |  | 2023-01-30 |  | Non-lead
019269 | 60 1ST CT |  | Polytube | Yes |  | 2023-01-05 |  | PVC | 1965 | Yes |  | 2023-01-05 |  | Non-lead
019270 | S905 POLE STATE RD |  | Unknown, Non-Lead | Yes |  | 2023-05-04 |  | No Piping | Vacant | Yes |  | 2023-05-04 |  | Non-lead
019271 | 114 W AVE A |  | Unknown, Non-Lead | No |  |  |  | No Piping | 1965 | No |  |  |  | Non-lead
019272 | 97960 OVERSEAS HWY |  | Polytube | Yes |  | 2023-02-09 |  | PVC | 1993 | Yes |  | 2023-02-09 |  | Non-lead
019273 | 463 BAHIA HONDA RD |  | Polytube | Yes |  | 2022-07-25 |  | PVC | 1976 | Yes |  | 2022-07-25 |  | Non-lead
019274 | 34 JANET PL |  | Polytube | Yes |  | 2023-01-09 |  | PVC | 1958 | Yes |  | 2023-01-09 |  | Non-lead
019275 | 1119 HERON RD |  | Polytube | Yes |  | 2022-07-21 |  | PVC | 1969 | Yes |  | 2022-07-21 |  | Non-lead
019276 | 55 JEAN LAFITTE DR |  | Polytube | Yes |  | 2023-01-31 |  | PVC | 1973 | Yes |  | 2023-01-31 |  | Non-lead
019277 | 967 PLANTATION RD |  | Unknown | Yes |  | 2023-05-04 |  | PVC | 1984 | Yes |  | 2023-05-04 |  | Lead Status Unknown
019278 | 349 VACA RD |  | Polytube | Yes |  | 2022-07-25 |  | PVC | 1947 | Yes |  | 2022-07-25 |  | Non-lead
019279 | A 146 W MARINA AVE |  | Unknown, Non-Lead | Yes |  | 2018-01-25 |  | PVC | 2009 | Yes |  | 2018-01-25 |  | Non-lead
019280 | 285 LEE AVE |  | Unknown, Non-Lead | No |  |  |  | Unknown, Non-Lead | 1994 | No |  |  |  | Non-lead
019281 | 272 RYAN AVE |  | Polytube | Yes |  | 2023-04-06 |  | PVC | 1981 | Yes |  | 2023-04-06 |  | Non-lead
019282 | 29 GARDEN COVE DR |  | Polytube | Yes |  | 2022-08-12 |  | PVC | 1962 | Yes |  | 2022-08-12 |  | Non-lead
019283 | 301 VACA RD |  | Polytube | Yes |  | 2022-07-25 |  | PVC | 1972 | Yes |  | 2022-07-25 |  | Non-lead
019284 | 973 PLANTATION RD |  | Unknown, Non-Lead | Yes |  | 2023-11-06 |  | PVC | 1999 | Yes |  | 2023-11-06 |  | Non-lead
019285 | 907 LOBSTER LN |  | Polytube | Yes |  | 2022-09-19 |  | PVC | 1969 | Yes |  | 2022-09-19 |  | Non-lead
019286 | 406 MAHOGANY CIR |  | Polytube | Yes |  | 2023-02-07 |  | PVC | 1970 | Yes |  | 2023-02-07 |  | Non-lead
019287 | 409 THUMPER THOROUGHFARE |  | Polytube | Yes |  | 2022-05-20 |  | PVC | 1979 | Yes |  | 2022-05-20 |  | Non-lead
019288 | G6 ROBERTA ST |  | Polytube | Yes |  | 2024-06-04 |  | PVC | 2004 | Yes |  | 2024-06-04 |  | Non-lead
019289 | 532 TRUMAN AVE |  | PVC | Yes |  | 2024-04-04 |  | Polytube | 1987 | Yes |  | 2024-04-04 |  | Non-lead
019290 | G34 MIRIAM ST |  | Polytube | Yes |  | 2023-03-08 |  | PVC | 1974 | Yes |  | 2023-03-08 |  | Non-lead
019291 | 1612 JAMAICA DR |  | Polytube | Yes |  | 2023-04-24 |  | PVC | 1969 | Yes |  | 2023-04-24 |  | Non-lead
019292 | 1 THURMOND |  | Polytube | Yes |  | 2024-04-19 |  | PVC | 1976 | Yes |  | 2024-04-19 |  | Non-lead
019293 | C46 10TH AVE |  | Polytube | Yes |  | 2023-03-08 |  | PVC | 1981 | Yes |  | 2023-03-08 |  | Non-lead
019294 | 74 KEY HAVEN RD |  | Polytube | Yes |  | 2022-05-10 |  | Copper | 1969 | Yes |  | 2022-05-10 |  | Non-lead
019295 | 38 ALLAMANDA AVE |  | Polytube | Yes |  | 2022-05-05 |  | Polytube | 1969 | Yes |  | 2022-05-05 |  | Non-lead
019296 | APT UP 914 FRANCES ST |  | Polytube | Yes |  | 2024-05-29 |  | PVC | 1939 | Yes |  | 2024-05-29 |  | Non-lead
019297 | 1700 BAHAMA DR |  | Polytube | Yes |  | 2024-04-12 |  | PVC | 1972 | Yes |  | 2024-04-12 |  | Non-lead
019298 | 630 DEY ST |  | Polytube | Yes |  | 2022-10-28 |  | PVC | 1933 | Yes |  | 2022-10-28 |  | Non-lead
019299 | 222 ELIZABETH ST |  | Polytube | Yes |  | 2023-10-18 |  | PVC | 1933 | Yes |  | 2023-10-18 |  | Non-lead
019300 | G37 MIRIAM ST |  | Polytube | Yes |  | 2022-08-08 |  | PVC | 1976 | Yes |  | 2022-08-08 |  | Non-lead
019301 | 121 KEY HAVEN RD |  | Polytube | Yes |  | 2022-11-07 |  | Copper | 1969 | Yes |  | 2022-11-07 |  | Non-lead
019302 | 21036 3RD AVE |  | Polytube | Yes |  | 2022-10-31 |  | PVC | 1969 | Yes |  | 2022-10-31 |  | Non-lead
019303 | 4 BEECHWOOD DR |  | Polytube | Yes |  | 2022-05-06 |  | Copper | 1977 | Yes |  | 2022-05-06 |  | Non-lead
019304 | 1616 JAMAICA DR |  | Polytube | Yes |  | 2023-04-24 |  | Copper | 1969 | Yes |  | 2023-04-24 |  | Non-lead
019305 | 31332 AVENUE J |  | Unknown, Non-Lead | Yes |  | 2017-06-21 |  | Unknown, Non-Lead | 2000 | Yes |  | 2017-06-21 |  | Non-lead
019306 | G49 MIRIAM ST |  | Polytube | Yes |  | 2024-04-04 |  | PVC | 1970 | Yes |  | 2024-04-04 |  | Non-lead
019308 | 30822 HAMMOCK DR |  | Polytube | Yes |  | 2022-11-09 |  | PVC | 1972 | Yes |  | 2022-11-09 |  | Non-lead
019309 | 5991 OVERSEAS HWY |  | Polytube | Yes |  | 2022-08-04 |  | Copper | 1969 | Yes |  | 2022-08-04 |  | Non-lead
019310 | 3704 N ROOSEVELT BLVD |  | Unknown, Non-Lead | Yes |  | 2019-06-05 |  | Unknown, Non-Lead | 1988 | Yes |  | 2019-06-05 |  | Non-lead
019311 | 1319 WILLIAM ST |  | Polytube | Yes |  | 2022-08-15 |  | PVC | 1969 | Yes |  | 2022-08-15 |  | Non-lead
019312 | F12 CROSS ST |  | Polytube | Yes |  | 2023-03-08 |  | PVC | 1978 | Yes |  | 2023-03-08 |  | Non-lead
019313 | 31633 AVENUE D |  | Unknown, Non-Lead | Yes |  | 2022-02-24 |  | Unknown, Non-Lead | 2000 | Yes |  | 2022-02-24 |  | Non-lead
019314 | G55 MIRIAM ST |  | Polytube | Yes |  | 2023-03-08 |  | PVC | 1978 | Yes |  | 2023-03-08 |  | Non-lead
019315 | G08 ROBERTA ST |  | Polytube | Yes |  | 2024-09-16 |  | PVC | 1969 | Yes |  | 2024-09-16 |  | Non-lead
019316 | 115 CUNNINGHAM LANE |  | Polytube | Yes |  | 2022-11-09 |  | PVC | 1969 | Yes |  | 2022-11-09 |  | Non-lead
019317 | 30361 HARDING RD |  | Polytube | Yes |  | 2023-10-10 |  | PVC | 1963 | Yes |  | 2023-10-10 |  | Non-lead
019318 | 157 INDIAN MOUND TR |  | Polytube | Yes |  | 2022-06-03 |  | PVC | 1969 | Yes |  | 2022-06-03 |  | Non-lead
019319 | 164 PLANTATION DR |  | Polytube | Yes |  | 2022-06-14 |  | PVC | 1969 | Yes |  | 2022-06-14 |  | Non-lead
019320 | 168 PLANTATION DR |  | Polytube | Yes |  | 2023-08-07 |  | PVC | 1969 | Yes |  | 2023-08-07 |  | Non-lead
019321 | 109 VENETIAN DR |  | Polytube | Yes |  | 2022-06-29 |  | PVC | 1972 | Yes |  | 2022-06-29 |  | Non-lead
019322 | 253 GULFVIEW DR |  | Polytube | Yes |  | 2022-07-20 |  | PVC | 1991 | Yes |  | 2022-07-20 |  | Non-lead
019323 | 117 VENETIAN DR |  | Polytube | Yes |  | 2022-06-29 |  | PVC | 1975 | Yes |  | 2022-06-29 |  | Non-lead
019324 | 152 INDIAN MOUND TR |  | Polytube | Yes |  | 2022-06-03 |  | PVC | 1969 | Yes |  | 2022-06-03 |  | Non-lead
019325 | 86450 OVERSEAS HWY |  | Polytube | Yes |  | 2022-06-13 |  | PVC | 1958 | Yes |  | 2022-06-13 |  | Non-lead
019326 | 161 OCEAN DR |  | Polytube | Yes |  | 2023-08-08 |  | PVC | 1971 | Yes |  | 2023-08-08 |  | Non-lead
019327 | 74049 OVERSEAS HWY |  | Copper | Yes |  | 2022-06-29 |  | PVC | 1970 | Yes |  | 2022-06-29 |  | Non-lead
019328 | 90341 OLD HWY |  | Polytube | Yes |  | 2022-06-13 |  | PVC | 1969 | Yes |  | 2022-06-13 |  | Non-lead
019329 | 388 S COCONUT PALM BLVD |  | Polytube | Yes |  | 2022-06-30 |  | PVC | 1971 | Yes |  | 2022-06-30 |  | Non-lead
019330 | 261 TOLLGATE BLVD |  | Polytube | Yes |  | 2023-12-29 |  | PVC | 1969 | Yes |  | 2023-12-29 |  | Non-lead
019331 | 117 MILANO DR |  | Polytube | Yes |  | 2023-10-18 |  | PVC | 1970 | Yes |  | 2023-10-18 |  | Non-lead
019332 | 207 W SEAVIEW LN |  | Polytube | Yes |  | 2022-10-22 |  | PVC | 1971 | Yes |  | 2022-10-22 |  | Non-lead
019333 | 110 AZALEA ST |  | Polytube | Yes |  | 2022-06-16 |  | PVC | 1969 | Yes |  | 2022-06-16 |  | Non-lead
019334 | 82509 B OLD HWY |  | Polytube | Yes |  | 2022-07-11 |  | PVC | 1957 | Yes |  | 2022-07-11 |  | Non-lead
019335 | 450 PALM DR |  | Polytube | Yes |  | 2022-06-29 |  | PVC | 1978 | Yes |  | 2022-06-29 |  | Non-lead
019336 | 183 INDIAN MOUND Trl |  | Unknown, Non-Lead | No |  |  |  | Unknown, Non-Lead | 2019 | No |  |  |  | Non-lead
019337 | 203 OCEAN DR |  | Polytube | Yes |  | 2022-06-14 |  | PVC | 1973 | Yes |  | 2022-06-14 |  | Non-lead
019338 | 160 HIBISCUS ST |  | Polytube | Yes |  | 2022-06-16 |  | PVC | 1969 | Yes |  | 2022-06-16 |  | Non-lead
019339 | APT 3 68100 OVERSEAS HWY |  | Polytube | Yes |  | 2022-06-27 |  | PVC | 1963 | Yes |  | 2022-06-27 |  | Non-lead
019340 | APT 1 68100 OVERSEAS HWY |  | Polytube | Yes |  | 2022-06-27 |  | PVC | 1963 | Yes |  | 2022-06-27 |  | Non-lead
019341 | APT 2 68100 OVERSEAS HWY |  | Polytube | Yes |  | 2022-06-27 |  | PVC | 1963 | Yes |  | 2022-06-27 |  | Non-lead
019342 | HAMPTON 80001 OVERSEAS HWY |  | Unknown | Yes |  | 2024-09-25 |  | Unknown | 1970 | Yes |  | 2024-09-25 |  | Lead Status Unknown
019343 | 235 OJIBWAY AVE |  | Copper | Yes |  | 2022-06-03 |  | PVC | 1970 | Yes |  | 2022-06-03 |  | Non-lead
019344 | 87500 OVERSEAS HWY |  | Polytube | Yes |  | 2022-06-21 |  | PVC | 1983 | Yes |  | 2022-06-21 |  | Non-lead
019345 | 400 S COCONUT PALM Blvd |  | Polytube | Yes |  | 2022-06-13 |  | PVC | 1966 | Yes |  | 2022-06-13 |  | Non-lead
019346 | 280 AVE F |  | Polytube | Yes |  | 2023-09-20 |  | PVC | 1966 | Yes |  | 2023-09-20 |  | Non-lead
019347 | 907 PLANTATION RD |  | Polytube | Yes |  | 2022-10-05 |  | PVC | 1985 | Yes |  | 2022-10-05 |  | Non-lead
019348 | 633 ISLAND DR |  | Polytube | Yes |  | 2022-10-13 |  | PVC | 1970 | Yes |  | 2022-10-13 |  | Non-lead
019349 | 19 LAKESHORE DR |  | Polytube | Yes |  | 2022-11-17 |  | PVC | 1969 | Yes |  | 2022-11-17 |  | Non-lead
019350 | 10 MIAMI DR |  | Polytube | Yes |  | 2022-11-17 |  | PVC | 1968 | Yes |  | 2022-11-17 |  | Non-lead
019351 | 342 SOUND DR |  | Polytube | Yes |  | 2022-10-31 |  | PVC | 1969 | Yes |  | 2022-10-31 |  | Non-lead
019352 | 305 LOEB AVE |  | Unknown | Yes |  | 2023-10-31 |  | Unknown | 1979 | Yes |  | 2023-10-31 |  | Lead Status Unknown
019353 | 229 ALLEN AVE |  | Polytube | Yes |  | 2023-02-01 |  | PVC | 1968 | Yes |  | 2023-02-01 |  | Non-lead
019354 | 43 SEAGATE BLVD |  | Unknown, Non-Lead | Yes |  | 2021-07-27 |  | Unknown, Non-Lead | 2001 | Yes |  | 2021-07-27 |  | Non-lead
019355 | 577 BONITO |  | Polytube | Yes |  | 2022-10-24 |  | PVC | 1969 | Yes |  | 2022-10-24 |  | Non-lead
019356 | 223 OLEANDER DR |  | Copper | Yes |  | 2023-02-09 |  | PVC | 1969 | Yes |  | 2023-02-09 |  | Non-lead
019357 | 162 N COCONUT PALM BLVD |  | Polytube | Yes |  | 2023-12-15 |  | PVC | 1969 | Yes |  | 2023-12-15 |  | Non-lead
019358 | 135 PEACE AVE |  | Polytube | Yes |  | 2022-07-19 |  | PVC | 1969 | Yes |  | 2022-07-19 |  | Non-lead
019359 | 42 AVENUE A |  | Polytube | Yes |  | 2023-01-05 |  | PVC | 1955 | Yes |  | 2023-01-05 |  | Non-lead
019360 | 176 CASA CT |  | Polytube | Yes |  | 2022-07-20 |  | PVC | 1963 | Yes |  | 2022-07-20 |  | Non-lead
019361 | 452 BIG PINE RD |  | Polytube | Yes |  | 2024-05-21 |  | PVC | 1976 | Yes |  | 2024-05-21 |  | Non-lead
019362 | 446 BIG PINE RD |  | Polytube | Yes |  | 2024-05-21 |  | PVC | 1976 | Yes |  | 2024-05-21 |  | Non-lead
019363 | 102400 OVERSEAS HWY |  | Copper | Yes |  | 2023-02-08 |  | PVC | 1969 | Yes |  | 2023-02-08 |  | Non-lead
019364 | 73 IBIS LN |  | Polytube | Yes |  | 2022-12-12 |  | PVC | 1972 | Yes |  | 2022-12-12 |  | Non-lead
019365 | 456 BAHIA HONDA RD |  | Polytube | Yes |  | 2024-05-21 |  | PVC | 1969 | Yes |  | 2024-05-21 |  | Non-lead
019366 | 155 PEACE AVE |  | Polytube | Yes |  | 2022-07-19 |  | PVC | 1986 | Yes |  | 2022-07-19 |  | Non-lead
019367 | 740 LARGO RD |  | Polytube | Yes |  | 2023-05-03 |  | PVC | 1965 | Yes |  | 2023-05-03 |  | Non-lead
019368 | 3 AMARYLLIS DR |  | Copper | Yes |  | 2024-09-27 |  | Polytube | 1969 | Yes |  | 2024-09-27 |  | Non-lead
019369 | G23 ROBERTA ST |  | Polytube | Yes |  | 2023-03-08 |  | PVC | 1979 | Yes |  | 2023-03-08 |  | Non-lead
019370 | 30 PALM DR |  | Unknown, Non-Lead | Yes |  | 2018-03-02 |  | Unknown, Non-Lead | 1999 | Yes |  | 2018-03-02 |  | Non-lead
019371 | 14 BEECHWOOD DR |  | Polytube | Yes |  | 2022-05-06 |  | PVC | 1969 | Yes |  | 2022-05-06 |  | Non-lead
019372 | F5 CROSS ST |  | Polytube | Yes |  | 2023-03-08 |  | PVC | 1969 | Yes |  | 2023-03-08 |  | Non-lead
019373 | G10 ROBERTA ST |  | Unknown, Non-Lead | Yes |  | 2024-06-28 |  | Unknown, Non-Lead | 2006 | Yes |  | 2024-06-28 |  | Non-lead
019374 | C40 10TH AVE |  | Polytube | Yes |  | 2023-03-08 |  | PVC | 1987 | Yes |  | 2023-03-08 |  | Non-lead
019375 | 7921 GULFSTREAM BLVD |  | Polytube | Yes |  | 2023-02-01 |  | PVC | 1969 | Yes |  | 2023-02-01 |  | Non-lead
019376 | 475 114TH OCEAN ST |  | Copper | Yes |  | 2024-07-15 |  | PVC | 1972 | Yes |  | 2024-07-15 |  | Non-lead
019377 | 461 10TH ST |  | Polytube | Yes |  | 2023-10-24 |  | PVC | 1969 | Yes |  | 2023-10-24 |  | Non-lead
019378 | 491 10TH ST |  | Polytube | Yes |  | 2022-07-22 |  | PVC | 1969 | Yes |  | 2022-07-22 |  | Non-lead
019379 | 960 W 75TH St |  | Polytube | Yes |  | 2023-01-19 |  | PVC | 1972 | Yes |  | 2023-01-19 |  | Non-lead
019380 | 780 11TH ST |  | Copper | Yes |  | 2022-10-22 |  | PVC | 1969 | Yes |  | 2022-10-22 |  | Non-lead
019381 | 500 79TH OCEAN ST |  | Polytube | Yes |  | 2023-01-12 |  | PVC | 1970 | Yes |  | 2023-01-12 |  | Non-lead
019382 | 1051 JAMES AVE |  | Polytube | Yes |  | 2023-01-09 |  | PVC | 1968 | Yes |  | 2023-01-09 |  | Non-lead
019383 | 1052 JAMES TER |  | Unknown, Non-Lead | Yes |  | 2021-02-02 |  | PVC | 2015 | Yes |  | 2021-02-02 |  | Non-lead
019384 | 1250 27TH OCEAN ST |  | Polytube | Yes |  | 2024-09-11 |  | PVC | 1971 | Yes |  | 2024-09-11 |  | Non-lead
019385 | 640 11TH ST |  | Polytube | Yes |  | 2022-10-22 |  | PVC | 1969 | Yes |  | 2022-10-22 |  | Non-lead
019386 | 550 E OCEAN DR |  | Unknown, Non-Lead | Yes |  | 2023-05-25 |  | PVC | 1994 | Yes |  | 2023-05-25 |  | Non-lead
019387 | 417 95TH OCEAN ST |  | Polytube | Yes |  | 2023-12-11 |  | PVC | 1969 | Yes |  | 2023-12-11 |  | Non-lead
019388 | 1902 YELLOWTAIL DR |  | Polytube | Yes |  | 2023-01-31 |  | PVC | 1970 | Yes |  | 2023-01-31 |  | Non-lead
019389 | 914 84TH OCEAN ST |  | Unknown, Non-Lead | Yes |  | 2021-08-16 |  | Unknown, Non-Lead | 2006 | Yes |  | 2021-08-16 |  | Non-lead
019392 | 425 22ND OCEAN ST |  | Polytube | Yes |  | 2022-12-13 |  | PVC | 1969 | Yes |  | 2022-12-13 |  | Non-lead
019393 | 352 82ND OCEAN ST |  | Unknown, Non-Lead | Yes |  | 2019-05-29 |  | Unknown, Non-Lead | 1988 | Yes |  | 2019-05-29 |  | Non-lead
019394 | 2493 YELLOWTAIL DR |  | Polytube | Yes |  | 2023-10-12 |  | PVC | 1969 | Yes |  | 2023-10-12 |  | Non-lead
019395 | 1220 122ND OCEAN ST |  | Polytube | Yes |  | 2024-09-16 |  | PVC | 1958 | Yes |  | 2024-09-16 |  | Non-lead
019396 | 1005 25TH OCEAN ST |  | Polytube | Yes |  | 2022-05-17 |  | PVC | 1973 | Yes |  | 2022-05-17 |  | Non-lead
019397 | 11500 OVERSEAS HWY |  | Polytube | Yes |  | 2024-02-15 |  | PVC | 1969 | Yes |  | 2024-02-15 |  | Non-lead
019398 | 10940 5TH GULF AVE |  | Polytube | Yes |  | 2022-11-18 |  | PVC | 1969 | Yes |  | 2022-11-18 |  | Non-lead
019399 | 180 10TH ST |  | Polytube | Yes |  | 2023-12-29 |  | PVC | 1971 | Yes |  | 2023-12-29 |  | Non-lead
019400 | 321/331 8TH ST |  | Unknown, Non-Lead | Yes |  | 2021-02-18 |  | Unknown, Non-Lead | 2003 | Yes |  | 2021-02-18 |  | Non-lead
019401 | G02 ROBERTA ST |  | Unknown, Non-Lead | No |  |  |  | Unknown, Non-Lead | 2007 | No |  |  |  | Non-lead
019402 | APT UP 909 FLEMING ST |  | Polytube | Yes |  | 2022-12-02 |  | Polytube | 1969 | Yes |  | 2022-12-02 |  | Non-lead
019404 | UNIT 608A 2601 S ROOSEVELT BLVD |  | Copper | Yes |  | 2024-08-22 |  | Copper | 1967 | Yes |  | 2024-08-22 |  | Non-lead
019405 | 490 CROTON LN |  | Polytube | Yes |  | 2022-11-14 |  | PVC | 1984 | Yes |  | 2022-11-14 |  | Non-lead
019406 | 160 CORAL AVE |  | Polytube | Yes |  | 2022-06-15 |  | PVC | 1969 | Yes |  | 2022-06-15 |  | Non-lead
019407 | 445 BAHIA HONDA RD |  | Polytube | Yes |  | 2024-06-05 |  | PVC | 1970 | Yes |  | 2024-06-05 |  | Non-lead
019408 | 298 KING AVE |  | Polytube | Yes |  | 2022-10-24 |  | PVC | 1980 | Yes |  | 2022-10-24 |  | Non-lead
019409 | 20 JUDY PL |  | Unknown, Non-Lead | No |  |  |  | Unknown, Non-Lead | 2008 | No |  |  |  | Non-lead
019410 | 450 BAHIA HONDA RD |  | Polytube | Yes |  | 2024-05-21 |  | PVC | 1969 | Yes |  | 2024-05-21 |  | Non-lead
019411 | 171 CORT LN |  | Polytube | Yes |  | 2022-07-19 |  | PVC | 1970 | Yes |  | 2022-07-19 |  | Non-lead
019412 | 225 JAMES AVE |  | Polytube | Yes |  | 2022-12-12 |  | PVC | 1969 | Yes |  | 2022-12-12 |  | Non-lead
019413 | 116 MARINA AVE |  | Polytube | Yes |  | 2022-11-29 |  | PVC | 1970 | Yes |  | 2022-11-29 |  | Non-lead
019414 | 223 ALLEN AVE |  | Polytube | Yes |  | 2023-02-01 |  | PVC |  | Yes |  | 2023-02-01 |  | Non-lead
019415 | 825 LARGO RD |  | Polytube | Yes |  | 2022-07-25 |  | Polytube | 1970 | Yes |  | 2022-07-25 |  | Non-lead
019416 | 823 LARGO RD |  | Polytube | Yes |  | 2022-07-25 |  | PVC | 1970 | Yes |  | 2022-07-25 |  | Non-lead
019417 | 104 E SHORE DR |  | Copper | Yes |  | 2023-11-29 |  | PVC | 1969 | Yes |  | 2023-11-29 |  | Non-lead
019418 | 125 SECOND CT |  | Polytube | Yes |  | 2023-01-05 |  | PVC | 1971 | Yes |  | 2023-01-05 |  | Non-lead
019419 | 534 SOUND DR |  | Polytube | Yes |  | 2022-10-17 |  | PVC | 1969 | Yes |  | 2022-10-17 |  | Non-lead
019420 | 620 ISLAND DR |  | Polytube | Yes |  | 2022-10-13 |  | PVC | 1969 | Yes |  | 2022-10-13 |  | Non-lead
019421 | 315 LOEB AVE |  | Polytube | Yes |  | 2022-10-27 |  | Copper | 1979 | Yes |  | 2022-10-27 |  | Non-lead
019422 | 316 LITTLE MISS MUFF |  | Unknown, Non-Lead | Yes |  | 2019-06-12 |  | PVC | 2003 | Yes |  | 2019-06-12 |  | Non-lead
019423 | 539 SOUND DR |  | Polytube | Yes |  | 2022-10-13 |  | PVC | 1970 | Yes |  | 2022-10-13 |  | Non-lead
019424 | 230 W FIRST CT |  | Polytube | Yes |  | 2023-02-01 |  | PVC | 1974 | Yes |  | 2023-02-01 |  | Non-lead
019425 | 334 LAKE SURPRISE BV |  | Unknown, Non-Lead | Yes |  | 2020-12-14 |  | Polytube | 1991 | Yes |  | 2020-12-14 |  | Non-lead
019426 | 115 W AVE C |  | Polytube | Yes |  | 2024-07-15 |  | PVC | 1968 | Yes |  | 2024-07-15 |  | Non-lead
019427 | F11 CROSS ST |  | Polytube | Yes |  | 2024-08-30 |  | PVC | 2006 | Yes |  | 2024-08-30 |  | Non-lead
019428 | 29959 OVERSEAS HWY |  | Polytube | Yes |  | 2023-01-13 |  | PVC | 1969 | Yes |  | 2023-01-13 |  | Non-lead
019429 | 31546 E AVE |  | Unknown, Non-Lead | Yes |  | 2018-10-18 |  | Unknown, Non-Lead | 2019 | Yes |  | 2018-10-18 |  | Non-lead
019431 | #C 1004 KENNEDY DR |  | Polytube | Yes |  | 2023-05-04 |  | PVC | 1978 | Yes |  | 2023-05-04 |  | Non-lead
019432 | G14 ROBERTA ST |  | Polytube | Yes |  | 2023-03-08 |  | PVC | 1972 | Yes |  | 2023-03-08 |  | Non-lead
019433 | 1704 JAMAICA DR |  | Polytube | Yes |  | 2023-03-17 |  | PVC | 1969 | Yes |  | 2023-03-17 |  | Non-lead
019434 | 3322 RIVIERA DR |  | Polytube | Yes |  | 2022-06-01 |  | PVC | 1969 | Yes |  | 2022-06-01 |  | Non-lead
019435 | C43 10TH AVE |  | Unknown, Non-Lead | Yes |  | 2019-09-24 |  | Unknown, Non-Lead | 2004 | Yes |  | 2019-09-24 |  | Non-lead
019436 | H4 5TH AVE |  | Unknown, Non-Lead | Yes |  | 2018-12-03 |  | Unknown, Non-Lead | 2020 | Yes |  | 2018-12-03 |  | Non-lead
019437 | UNIT 602A 2601 S ROOSEVELT BLVD |  | Copper | Yes |  | 2023-11-30 |  | Copper | 1967 | Yes |  | 2023-11-30 |  | Non-lead
019439 | 1712 JAMAICA DR |  | Polytube | Yes |  | 2023-04-24 |  | PVC | 1969 | Yes |  | 2023-04-24 |  | Non-lead
019440 | 125 KEY HAVEN RD |  | Polytube | Yes |  | 2024-02-27 |  | Polytube | 1969 | Yes |  | 2024-02-27 |  | Non-lead
019441 | G58 MIRIAM ST |  | Polytube | Yes |  | 2024-01-24 |  | PVC | 1967 | Yes |  | 2024-01-24 |  | Non-lead
019442 | G16 ROBERTA ST |  | Polytube | Yes |  | 2023-08-29 |  | PVC | 1969 | Yes |  | 2023-08-29 |  | Non-lead
019443 | #905 10987 COUNTY POLE #193 RD |  | Copper | Yes |  | 2022-10-03 |  | PVC | 1984 | Yes |  | 2022-10-03 |  | Non-lead
019444 | 770 STATE 4A RD |  | Polytube | Yes |  | 2024-03-27 |  | Copper | 1972 | Yes |  | 2024-03-27 |  | Non-lead
019445 | G53 MIRIAM ST |  | Polytube | Yes |  | 2021-06-24 |  | PVC | 1989 | Yes |  | 2021-06-24 |  | Non-lead
019447 | 6401 MALONEY AVE |  | PVC | Yes |  | 2023-03-06 |  | PVC | 1970 | Yes |  | 2023-03-06 |  | Non-lead
019448 | 238 JAMES AVE |  | Unknown, Non-Lead | Yes |  | 2022-03-28 |  | Unknown, Non-Lead | 1998 | Yes |  | 2022-03-28 |  | Non-lead
019449 | 1320 GRINNELL ST |  | Unknown, Non-Lead | Yes |  | 2022-02-24 |  | Unknown, Non-Lead | 2006 | Yes |  | 2022-02-24 |  | Non-lead
019451 | 190 ATLANTIC BLVD |  | Polytube | Yes |  | 2022-06-15 |  | PVC | 1973 | Yes |  | 2022-06-15 |  | Non-lead
019452 | 342 RYAN AVE |  | Unknown, Non-Lead | Yes |  | 2021-06-07 |  | Unknown, Non-Lead | 2021 | Yes |  | 2021-06-07 |  | Non-lead
019453 | 602 ISLAND DR |  | Polytube | Yes |  | 2023-05-16 |  | PVC | 1965 | Yes |  | 2023-05-16 |  | Non-lead
019454 | 217 HUMPTY DUMPTY DR |  | Polytube | Yes |  | 2024-04-02 |  | PVC | 1983 | Yes |  | 2024-04-02 |  | Non-lead
019455 | 147 MARINA AVE |  | Copper | Yes |  | 2022-11-29 |  | PVC | 1969 | Yes |  | 2022-11-29 |  | Non-lead
019456 | 752 LARGO RD |  | Polytube | Yes |  | 2023-05-04 |  | PVC | 1970 | Yes |  | 2023-05-04 |  | Non-lead
019457 | 813 LARGO RD |  | Polytube | Yes |  | 2023-05-04 |  | PVC | 1971 | Yes |  | 2023-05-04 |  | Non-lead
019458 | 323 LOEB AVE |  | Unknown, Non-Lead | No |  |  |  | Unknown, Non-Lead | 2000 | No |  |  |  | Non-lead
019459 | 333 LOEB AVE |  | Polytube | Yes |  | 2022-10-24 |  | PVC | 1977 | Yes |  | 2022-10-24 |  | Non-lead
019460 | 311 RYAN AVE |  | Unknown, Non-Lead | Yes |  | 2018-11-09 |  | PVC | 1999 | Yes |  | 2018-11-09 |  | Non-lead
019461 | 192 2ND CT |  | Polytube | Yes |  | 2024-09-27 |  | PVC | 1968 | Yes |  | 2024-09-27 |  | Non-lead
019462 | 312 RYAN AVE |  | Polytube | Yes |  | 2025-06-26 |  | PVC | 2013 | Yes |  | 2025-06-26 |  | Non-lead
019463 | 933 PLANTATION RD |  | Polytube | Yes |  | 2023-05-04 |  | Polytube | 1976 | Yes |  | 2023-05-04 |  | Non-lead
019464 | 221 RYAN AVE |  | Polytube | Yes |  | 2022-10-27 |  | PVC | 1971 | Yes |  | 2022-10-27 |  | Non-lead
019465 | 231 RYAN AVE |  | Polytube | Yes |  | 2022-10-27 |  | PVC | 1971 | Yes |  | 2022-10-27 |  | Non-lead
019466 | 236 LEE AVE |  | Polytube | Yes |  | 2022-10-24 |  | PVC | 1969 | Yes |  | 2022-10-24 |  | Non-lead
019467 | 127 ATLANTIC AVE |  | Polytube | Yes |  | 2022-07-20 |  | PVC | 1979 | Yes |  | 2022-07-20 |  | Non-lead
019468 | 352 BUTTONWOOD DR |  | PVC | Yes |  | 2024-07-01 |  | PVC | 1976 | Yes |  | 2024-07-01 |  | Non-lead
019470 | 344 WINDLEY RD |  | Polytube | Yes |  | 2022-10-31 |  | PVC | 1969 | Yes |  | 2022-10-31 |  | Non-lead
019471 | 290 BUTTONWOOD SHORES DR |  | Polytube | Yes |  | 2022-12-12 |  | PVC | 1969 | Yes |  | 2022-12-12 |  | Non-lead
019472 | L14 B4 208 UPPER MATECUMBE RD |  | Polytube | Yes |  | 2023-05-04 |  | PVC | 1976 | Yes |  | 2023-05-04 |  | Non-lead
019473 | 212 UPPER MATECUMBE RD |  | Polytube | Yes |  | 2023-05-04 |  | PVC | 1984 | Yes |  | 2023-05-04 |  | Non-lead
019474 | 216 UPPER MATECUMBE RD |  | Unknown, Non-Lead | Yes |  | 2021-06-07 |  | PVC | 2001 | Yes |  | 2021-06-07 |  | Non-lead
019475 | 341 WINDLEY RD |  | Polytube | Yes |  | 2023-07-13 |  | PVC | 2004 | Yes |  | 2023-07-13 |  | Non-lead
019476 | 244 UPPER MATECUMBE RD |  | Polytube | Yes |  | 2023-04-21 |  | PVC | 1968 | Yes |  | 2023-04-21 |  | Non-lead
019477 | DOWN 630 ELIZABETH ST |  | Copper | Yes |  | 2023-01-03 |  | PVC | 1928 | Yes |  | 2023-01-03 |  | Non-lead
019478 | G09 ROBERTA ST |  | Polytube | Yes |  | 2023-03-08 |  | PVC | 1970 | Yes |  | 2023-03-08 |  | Non-lead
019479 | G40 MIRIAM ST |  | Polytube | Yes |  | 2024-06-28 |  | PVC | 1982 | Yes |  | 2024-06-28 |  | Non-lead
019480 | G19 ROBERTA ST |  | Polytube | Yes |  | 2023-03-08 |  | PVC | 1973 | Yes |  | 2023-03-08 |  | Non-lead
019481 | G11 ROBERTA ST |  | Unknown, Non-Lead | Yes |  | 2024-03-04 |  | Unknown, Non-Lead | 1988 | Yes |  | 2024-03-04 |  | Non-lead
019482 | G12 ROBERTA ST |  | Unknown, Non-Lead | Yes |  | 2019-06-20 |  | Unknown, Non-Lead | 2013 | Yes |  | 2019-06-20 |  | Non-lead
019484 | G18 ROBERTA ST |  | Unknown, Non-Lead | No |  |  |  | Unknown, Non-Lead | 2004 | No |  |  |  | Non-lead
019485 | G39 MIRIAM ST |  | Polytube | Yes |  | 2023-03-08 |  | PVC | 1972 | Yes |  | 2023-03-08 |  | Non-lead
019487 | G13 ROBERTA ST |  | Polytube | Yes |  | 2023-03-08 |  | PVC | 1969 | Yes |  | 2023-03-08 |  | Non-lead
019488 | 301 RYAN AVE |  | Polytube | Yes |  | 2022-10-24 |  | PVC | 1975 | Yes |  | 2022-10-24 |  | Non-lead
019489 | 252 UPPER MATE RD |  | Unknown, Non-Lead | No |  |  |  | Unknown, Non-Lead | 2005 | No |  |  |  | Non-lead
019490 | 1380 OCEAN BAY DR |  | Polytube | Yes |  | 2022-07-14 |  | PVC | 1969 | Yes |  | 2022-07-14 |  | Non-lead
019491 | 363 LOEB AVE |  | Polytube | Yes |  | 2022-10-24 |  | PVC | 1978 | Yes |  | 2022-10-24 |  | Non-lead
019492 | 320 WINDLEY RD |  | Unknown, Non-Lead | Yes |  | 2020-03-11 |  | PVC | 2014 | Yes |  | 2020-03-11 |  | Non-lead
019494 | 214 HUMPTY DUMPTY DR |  | Polytube | Yes |  | 2022-09-20 |  | PVC | 1978 | Yes |  | 2022-09-20 |  | Non-lead
019496 | 434 BIG PINE RD |  | Polytube | Yes |  | 2024-01-05 |  | Polytube | 1965 | Yes |  | 2024-01-05 |  | Non-Lead
019497 | 236 UPPER MATECUMBE RD |  | Unknown, Non-Lead | Yes |  | 2023-03-14 |  | Unknown, Non-Lead | 1994 | Yes |  | 2023-03-14 |  | Non-lead
019498 | 420 BAHIA HONDA RD |  | Polytube | Yes |  | 2024-05-20 |  | PVC | 1967 | Yes |  | 2024-05-20 |  | Non-lead
019499 | 225 LEE AVE |  | Polytube | Yes |  | 2023-04-05 |  | PVC | 1980 | Yes |  | 2023-04-05 |  | Non-lead
019500 | 314 LITTLE MISS MUFFET LN |  | Polytube | Yes |  | 2022-09-19 |  | PVC | 1980 | Yes |  | 2022-09-19 |  | Non-lead
019501 | 207 WILDWOOD CIR |  | Polytube | Yes |  | 2023-01-31 |  | PVC | 1969 | Yes |  | 2023-01-31 |  | Non-lead
019502 | 940 PLANTATION RD |  | Polytube | Yes |  | 2023-05-04 |  | PVC | 1982 | Yes |  | 2023-05-04 |  | Non-lead
019503 | 247 LOWER MATECUMBE RD |  | Polytube | Yes |  | 2023-05-04 |  | PVC | 1964 | Yes |  | 2023-05-04 |  | Non-lead
019504 | 280 LOWER MATECUMBE RD |  | Polytube | Yes |  | 2022-11-15 |  | PVC | 1973 | Yes |  | 2022-11-15 |  | Non-lead
019505 | 343 LOEB AVE |  | Unknown, Non-Lead | Yes |  | 2022-03-08 |  | PVC | 1999 | Yes |  | 2022-03-08 |  | Non-lead
019506 | 601 CUDA LN |  | Unknown, Non-Lead | Yes |  | 2022-07-12 |  | Polytube | 1997 | Yes |  | 2022-07-12 |  | Non-lead
019507 | L45 318 LITTLE MISS MUFF |  | Unknown, Non-Lead | Yes |  | 2018-11-14 |  | PVC | 2003 | Yes |  | 2018-11-14 |  | Non-lead
019508 | 1123 HERON RD |  | Unknown | Yes |  | 2022-05-31 |  | Unknown | 1970 | Yes |  | 2022-05-31 |  | Lead Status Unknown
019509 | C35 10TH AVE |  | Polytube | Yes |  | 2023-03-08 |  | PVC | 1985 | Yes |  | 2023-03-08 |  | Non-lead
019510 | 537 DUVAL ST |  | Polytube | Yes |  | 2024-08-07 |  | Copper | 1952 | Yes |  | 2024-08-07 |  | Non-lead
019511 | G24 ROBERTA ST |  | Polytube | Yes |  | 2022-10-06 |  | PVC | 1980 | Yes |  | 2022-10-06 |  | Non-lead
019512 | 123 KEY HAVEN RD |  | Polytube | Yes |  | 2022-11-07 |  | Copper | 1969 | Yes |  | 2022-11-07 |  | Non-lead
019513 | 30874 BAILEYS LN |  | Polytube | Yes |  | 2023-08-25 |  | PVC | 1971 | Yes |  | 2023-08-25 |  | Non-lead
019514 | 200 9TH ST |  | Polytube | Yes |  | 2022-12-06 |  | PVC | 1969 | Yes |  | 2022-12-06 |  | Non-lead
019516 | 2950 YELLOWTAIL DR |  | Polytube | Yes |  | 2023-09-13 |  | PVC | 1970 | Yes |  | 2023-09-13 |  | Non-lead
019517 | 2930 YELLOWTAIL DR |  | Polytube | Yes |  | 2023-01-26 |  | PVC | 1970 | Yes |  | 2023-01-26 |  | Non-lead
019518 | 311 CALZADA DE BOUGA |  | Polytube | Yes |  | 2024-09-27 |  | PVC | 1977 | Yes |  | 2024-09-27 |  | Non-lead
019519 | 600 70TH GULF ST |  | Polytube | Yes |  | 2023-02-22 |  | PVC | 1970 | Yes |  | 2023-02-22 |  | Non-lead
019520 | 254 74TH OCEAN ST |  | Polytube | Yes |  | 2023-02-27 |  | PVC | 1977 | Yes |  | 2023-02-27 |  | Non-lead
019521 | 19 SOMBRERO BLVD |  | Unknown | Yes |  | 2024-08-26 |  | Unknown | 1970 | Yes |  | 2024-08-26 |  | Lead Status Unknown
019522 | 401 MARGATE DRIVE |  | Polytube | Yes |  | 2023-01-24 |  | PVC | 1970 | Yes |  | 2023-01-24 |  | Non-lead
019523 | 7949 GULFSTREAM BLVD |  | Polytube | Yes |  | 2022-05-11 |  | PVC | 1969 | Yes |  | 2022-05-11 |  | Non-lead
019524 | 600 74TH OCEAN ST |  | Polytube | Yes |  | 2023-03-07 |  | PVC | 1962 | Yes |  | 2023-03-07 |  | Non-lead
019525 | 1150 JAMES AVE |  | Polytube | Yes |  | 2023-11-30 |  | PVC | 1982 | Yes |  | 2023-11-30 |  | Non-lead
019526 | 300 W 63RD OCEAN ST |  | Polytube | Yes |  | 2022-08-16 |  | PVC | 1969 | Yes |  | 2022-08-16 |  | Non-lead
019527 | 311 10TH ST |  | Polytube | Yes |  | 2023-02-08 |  | PVC | 1968 | Yes |  | 2023-02-08 |  | Non-lead
019528 | 1101 OVERSEAS HWY |  | Polytube | Yes |  | 2022-11-23 |  | PVC | 1970 | Yes |  | 2022-11-23 |  | Non-lead
019530 | 1248 OVERSEAS Hwy |  | Copper | Yes |  | 2024-06-14 |  | PVC | 1976 | Yes |  | 2024-06-14 |  | Non-lead
019531 | HOME 1760 109TH GULF ST |  | Polytube | Yes |  | 2022-10-25 |  | PVC | 1970 | Yes |  | 2022-10-25 |  | Non-lead
019532 | 10720 3RD GULF AVE |  | Polytube | Yes |  | 2022-10-28 |  | PVC | 1970 | Yes |  | 2022-10-28 |  | Non-lead
019533 | 560 9TH ST |  | Unknown, Non-Lead | Yes |  | 2019-11-05 |  | PVC | 2006 | Yes |  | 2019-11-05 |  | Non-lead
019534 | 1250 70TH GULF ST |  | Polytube | Yes |  | 2023-03-09 |  | PVC | 1970 | Yes |  | 2023-03-09 |  | Non-lead
019535 | 31515 AVENUE F |  | Unknown, Non-Lead | No |  |  |  | Unknown, Non-Lead | 2009 | No |  |  |  | Non-lead
019536 | APT 3 DOWN FRONT 419 WILLIAM ST |  | Polytube | Yes |  | 2023-11-17 |  | Copper | 1933 | Yes |  | 2023-11-17 |  | Non-lead
019537 | 29061 MARIGOLD DR |  | Polytube | Yes |  | 2023-01-10 |  | PVC | 1969 | Yes |  | 2023-01-10 |  | Non-lead
019538 | C28 10TH AVE |  | Polytube | Yes |  | 2017-04-25 |  | PVC | 1980 | Yes |  | 2017-04-25 |  | Non-lead
019539 | 30662 OVERSEAS HWY |  | Polytube | Yes |  | 2022-12-08 |  | PVC | 1969 | Yes |  | 2022-12-08 |  | Non-lead
019540 | N END CHANNEL 5 72400 OVERSEAS HWY |  | Polytube | Yes |  | 2023-07-24 |  | PVC | 1970 | Yes |  | 2023-07-24 |  | Non-lead
019541 | F13 CROSS ST |  | Polytube | Yes |  | 2023-03-08 |  | PVC | 1969 | Yes |  | 2023-03-08 |  | Non-lead
019542 | 30819 BAILEYS LN |  | Polytube | Yes |  | 2022-11-28 |  | PVC | 1968 | Yes |  | 2022-11-28 |  | Non-lead
019543 | G42 MIRIAM ST |  | Polytube | Yes |  | 2023-03-08 |  | PVC | 1968 | Yes |  | 2023-03-08 |  | Non-lead
019544 | G15 ROBERTA ST |  | Polytube | Yes |  | 2023-03-08 |  | PVC | 1969 | Yes |  | 2023-03-08 |  | Non-lead
019545 | C37 10TH AVE |  | Unknown, Non-Lead | Yes |  | 2018-09-28 |  | Unknown, Non-Lead | 2006 | Yes |  | 2018-09-28 |  | Non-lead
019546 | 82 KEY HAVEN RD |  | Polytube | Yes |  | 2022-05-10 |  | Copper | 1969 | Yes |  | 2022-05-10 |  | Non-lead
019547 | L13 B7 582 BEACH RD |  | Polytube | Yes |  | 2022-07-20 |  | PVC | 1970 | Yes |  | 2022-07-20 |  | Non-lead
019548 | 69 SHORELAND DR |  | Polytube | Yes |  | 2022-10-31 |  | PVC | 1959 | Yes |  | 2022-10-31 |  | Non-lead
019549 | B13 424 SUMMERLAND RD |  | Polytube | Yes |  | 2022-07-25 |  | PVC | 1970 | Yes |  | 2022-07-25 |  | Non-lead
019550 | 314 OLEANDER |  | Polytube | Yes |  | 2023-02-13 |  | PVC | 1981 | Yes |  | 2023-02-13 |  | Non-lead
019551 | 274 LOEB AVE |  | Polytube | Yes |  | 2022-10-24 |  | PVC | 1972 | Yes |  | 2022-10-24 |  | Non-lead
019552 | 261 UPPER MATECUMBE RD |  | Polytube | Yes |  | 2023-05-04 |  | PVC | 1973 | Yes |  | 2023-05-04 |  | Non-lead
019553 | 322 RYAN AVE |  | Polytube | Yes |  | 2023-09-20 |  | PVC | 2013 | Yes |  | 2023-09-20 |  | Non-lead
019554 | 263 LOEB AVE |  | Polytube | Yes |  | 2022-10-24 |  | PVC | 1962 | Yes |  | 2022-10-24 |  | Non-lead
019555 | 427 BAHIA HONDA RD |  | Polytube | Yes |  | 2022-08-24 |  | PVC | 1969 | Yes |  | 2022-08-24 |  | Non-lead
019556 | 225 SILVER LAKE DR |  | Polytube | Yes |  | 2022-11-10 |  | PVC | 1970 | Yes |  | 2022-11-10 |  | Non-lead
019557 | 19 ALCANTA LN |  | Polytube | Yes |  | 2024-03-06 |  | PVC | 1971 | Yes |  | 2024-03-06 |  | Non-lead
019558 | 16 NORTH DR |  | Polytube | Yes |  | 2022-10-27 |  | PVC | 1973 | Yes |  | 2022-10-27 |  | Non-lead
019559 | L35 211 HUMPTY DUMPTY DR |  | Copper | Yes |  | 2022-09-20 |  | PVC | 1968 | Yes |  | 2022-09-20 |  | Non-lead
019560 | 324 KING AVE |  | Polytube | Yes |  | 2025-06-26 |  | PVC | 1988 | Yes |  | 2021-01-08 |  | Non-lead
019561 | 209 SUNSET BLVD |  | Unknown, Non-Lead | Yes |  | 2021-01-21 |  | Polytube | 1996 | Yes |  | 2021-01-21 |  | Non-lead
019562 | BLVD 457 BARRACUDA |  | Polytube | Yes |  | 2022-10-24 |  | PVC | 1970 | Yes |  | 2022-10-24 |  | Non-lead
019563 | 13 POISONWOOD RD |  | Polytube | Yes |  | 2022-09-21 |  | PVC | 1970 | Yes |  | 2022-09-21 |  | Non-lead
019564 | 255 LOWER MATECUMBE RD |  | Unknown, Non-Lead | No |  |  |  | Unknown, Non-Lead | 2005 | No |  |  |  | Non-lead
019565 | 245 LEE AVE |  | PVC | Yes |  | 2025-06-16 |  | PVC | 2003 | Yes |  | 2025-06-16 |  | Non-lead
019566 | 413 THUMPER THOROUGH |  | Unknown, Non-Lead | No |  |  |  | Unknown, Non-Lead | 1991 | No |  |  |  | Non-lead
019567 | 16 BEECHWOOD DR |  | Polytube | Yes |  | 2024-05-24 |  | Polytube | 1969 | Yes |  | 2024-05-24 |  | Non-lead
019568 | G48 MIRIAM ST |  | Unknown, Non-Lead | No |  |  |  | Polytube | 2006 | No |  |  |  | Non-lead
019569 | G17 ROBERTA ST |  | Unknown, Non-Lead | Yes |  | 2018-06-19 |  | Unknown, Non-Lead | 2006 | Yes |  | 2018-06-19 |  | Non-lead
019570 | #B 1000 KENNEDY DR |  | Polytube | Yes |  | 2023-01-05 |  | PVC | 1978 | Yes |  | 2023-01-05 |  | Non-lead
019571 | 31112 HOLLERICH DR |  | Polytube | Yes |  | 2022-11-14 |  | PVC |  | Yes |  | 2022-11-14 |  | Non-lead
019573 | G20 ROBERTA ST |  | Polytube | Yes |  | 2024-05-31 |  | PVC | 1973 | Yes |  | 2024-05-31 |  | Non-lead
019574 | 115 KEY HAVEN RD |  | Polytube | Yes |  | 2024-04-29 |  | PVC | 1991 | Yes |  | 2024-04-29 |  | Non-lead
019575 | 1115 17TH TER |  | Polytube | Yes |  | 2022-06-16 |  | Copper | 1970 | Yes |  | 2022-06-16 |  | Non-lead
019576 | 29134 HIBISCUS LANE |  | Polytube | Yes |  | 2022-12-15 |  | PVC | 1969 | Yes |  | 2022-12-15 |  | Non-lead
019577 | 573 BONITO AVE |  | Polytube | Yes |  | 2022-10-24 |  | PVC | 1969 | Yes |  | 2022-10-24 |  | Non-lead
019578 | 24713 PARK DR |  | Polytube | Yes |  | 2023-04-25 |  | PVC | 1970 | Yes |  | 2023-04-25 |  | Non-lead
019579 | 1963 CORAL WAY |  | Polytube | Yes |  | 2024-06-24 |  | Copper | 1971 | Yes |  | 2024-06-24 |  | Non-lead
019580 | 555 E CARIBBEAN DR |  | Polytube | Yes |  | 2023-04-24 |  | PVC | 1969 | Yes |  | 2023-04-24 |  | Non-lead
019581 | 1657 WATSON BLVD |  | Polytube | Yes |  | 2022-11-16 |  | PVC | 1970 | Yes |  | 2022-11-16 |  | Non-lead
019582 | G41 MIRIAM ST |  | Polytube | Yes |  | 2024-04-24 |  | PVC | 1968 | Yes |  | 2024-04-24 |  | Non-lead
019583 | 39 JENNY LN |  | Polytube | Yes |  | 2022-11-09 |  | PVC | 1975 | Yes |  | 2022-11-09 |  | Non-lead
019585 | 303 ANNE BONNY DR |  | Polytube | Yes |  | 2023-01-31 |  | PVC | 1970 | Yes |  | 2023-01-31 |  | Non-lead
019586 | 833 BONITO LN |  | Polytube | Yes |  | 2024-05-16 |  | PVC | 1969 | Yes |  | 2024-05-16 |  | Non-lead
019587 | 21 TRANSYLVANIA AVE |  | Polytube | Yes |  | 2022-10-31 |  | PVC | 1969 | Yes |  | 2022-10-31 |  | Non-lead
019588 | 27 BAY RD |  | Polytube | Yes |  | 2024-05-29 |  | PVC | 1959 | Yes |  | 2024-05-29 |  | Non-lead
019589 | 120 SABLE PALM LN |  | Polytube | Yes |  | 2023-02-13 |  | PVC | 1969 | Yes |  | 2023-02-13 |  | Non-lead
019590 | 261 LOWER MATECUMBE RD |  | Polytube | Yes |  | 2023-05-04 |  | PVC | 1986 | Yes |  | 2023-05-04 |  | Non-lead
019591 | 291 RYAN AVE |  | Polytube | Yes |  | 2023-01-18 |  | PVC | 1968 | Yes |  | 2023-01-18 |  | Non-lead
019592 | 149 BUTTONWOOD AVE |  | Polytube | Yes |  | 2022-12-12 |  | PVC | 1985 | Yes |  | 2022-12-12 |  | Non-lead
019593 | 1024 GIBRALTER RD |  | Polytube | Yes |  | 2023-01-31 |  | PVC | 1970 | Yes |  | 2023-01-31 |  | Non-lead
019595 | 143 BUTTONWOOD AVE |  | Polytube | Yes |  | 2023-02-01 |  | PVC | 1969 | Yes |  | 2023-02-01 |  | Non-lead
019596 | 808 LARGO RD |  | Polytube | Yes |  | 2021-04-07 |  | Unknown | 1966 | Yes |  | 2021-04-07 |  | Lead Status Unknown
019597 | 903 PLANTATION RD |  | Unknown, Non-Lead | Yes |  | 2021-03-08 |  | Polytube | 1993 | Yes |  | 2021-03-08 |  | Non-lead
019598 | 702 LARGO RD |  | Polytube | Yes |  | 2023-05-04 |  | PVC | 1985 | Yes |  | 2023-05-04 |  | Non-lead
019599 | 101644 OVERSEAS HWY |  | Unknown, Non-Lead | Yes |  | 2020-09-29 |  | Unknown, Non-Lead | 2014 | Yes |  | 2020-09-29 |  | Non-lead
019600 | 903 TROPICAL LN |  | Polytube | Yes |  | 2023-05-04 |  | PVC | 1974 | Yes |  | 2023-05-04 |  | Non-lead
019601 | 13 N BLACKWATER L/M LN |  | Polytube | Yes |  | 2022-07-25 |  | PVC | 1969 | Yes |  | 2022-07-25 |  | Non-lead
019602 | 1206 MOCKINGBIRD RD |  | Polytube | Yes |  | 2022-07-21 |  | PVC | 1973 | Yes |  | 2022-07-21 |  | Non-lead
019603 | 475 BAHIA HONDA RD |  | Unknown, Non-Lead | Yes |  | 2020-05-11 |  | PVC | 2020 | Yes |  | 2020-05-11 |  | Non-lead
019604 | 268 LOWER MATECUMBE RD |  | Unknown, Non-Lead | No |  |  |  | Unknown, Non-Lead | 2007 | No |  |  |  | Non-lead
019605 | 211 OLEANDER DR |  | Copper | Yes |  | 2023-02-09 |  | PVC | 1965 | Yes |  | 2023-02-09 |  | Non-lead
019607 | 201 SIMONTON ST |  | Polytube | Yes |  | 2024-09-09 |  | PVC | 1928 | Yes |  | 2024-09-09 |  | Non-lead
019608 | 30870 HAMMOCK DR |  | Unknown, Non-Lead | No |  |  |  | Unknown, Non-Lead | 2019 | No |  |  |  | Non-lead
019609 | 58 KEY HAVEN RD |  | Unknown, Non-Lead | Yes |  | 2021-03-01 |  | Unknown, Non-Lead | 2001 | Yes |  | 2021-03-01 |  | Non-lead
019610 | G46 MIRIAM ST |  | Unknown, Non-Lead | No |  |  |  | Unknown, Non-Lead | 2008 | No |  |  |  | Non-lead
019611 | G22 ROBERTA ST |  | Polytube | Yes |  | 2023-03-08 |  | PVC | 1970 | Yes |  | 2023-03-08 |  | Non-lead
019612 | 25074 HUNT LN |  | Polytube | Yes |  | 2021-06-23 |  | Polytube | 1969 | Yes |  | 2021-06-23 |  | Non-lead
019613 | 3824 N ROOSEVELT BLVD |  | Unknown | Yes |  | 2024-03-21 |  | Unknown | 1970 | Yes |  | 2024-03-21 |  | Lead Status Unknown
019614 | MASTER TAP 137 . LONG KEY STATE PARK TAP |  | Stainless | Yes |  | 2023-11-16 |  | Stainless | 1974 | Yes |  | 2023-11-16 |  | Non-lead
019615 | 30233 OVERSEAS HWY |  | Polytube | Yes |  | 2024-07-22 |  | PVC | 1970 | Yes |  | 2024-07-22 |  | Non-lead
019616 | 542 SANDS RD |  | Polytube | Yes |  | 2024-07-23 |  | PVC | 1969 | Yes |  | 2024-07-23 |  | Non-lead
019617 | DWN 417 BAHAMA ST |  | Polytube | Yes |  | 2022-11-29 |  | PVC | 1933 | Yes |  | 2022-11-29 |  | Non-lead
019618 | 104 SAN REMO DR |  | Polytube | Yes |  | 2022-06-07 |  | PVC | 1982 | Yes |  | 2022-06-07 |  | Non-lead
019619 | 225 TOLLGATE BLVD |  | Polytube | Yes |  | 2022-06-29 |  | PVC | 1983 | Yes |  | 2022-06-29 |  | Non-lead
019620 | 192 BESSIE RD |  | Polytube | Yes |  | 2022-05-06 |  | PVC | 1970 | Yes |  | 2022-05-06 |  | Non-lead
019621 | 209 ELVA RD |  | Polytube | Yes |  | 2022-05-20 |  | PVC | 1980 | Yes |  | 2022-05-20 |  | Non-lead
019622 | 106 PLANTATION AVE |  | Polytube | Yes |  | 2023-04-12 |  | PVC | 1979 | Yes |  | 2023-04-12 |  | Non-lead
019623 | 330 BUTTONWOOD BIGHT LN |  | Polytube | Yes |  | 2022-07-19 |  | PVC | 1970 | Yes |  | 2022-07-19 |  | Non-lead
019624 | 81661 OLD HWY |  | Polytube | Yes |  | 2022-06-27 |  | PVC | 1955 | Yes |  | 2022-06-27 |  | Non-lead
019625 | 185 NAUTILUS DR |  | Polytube | Yes |  | 2022-06-29 |  | PVC | 1970 | Yes |  | 2022-06-29 |  | Non-lead
019626 | 378 E SEAVIEW DR |  | Polytube | Yes |  | 2022-10-22 |  | PVC | 1973 | Yes |  | 2022-10-22 |  | Non-lead
019627 | 192 S INDIES DR |  | Polytube | Yes |  | 2023-05-22 |  | Polytube | 1969 | Yes |  | 2023-05-22 |  | Non-lead
019628 | 306 BANYON ST |  | Polytube | Yes |  | 2022-07-21 |  | PVC |  | Yes |  | 2022-07-21 |  | Non-lead
019629 | 348 E SEAVIEW DR |  | Polytube | Yes |  | 2022-10-22 |  | PVC | 1978 | Yes |  | 2022-10-22 |  | Non-lead
019630 | 322 E SEAVIEW DR |  | Polytube | Yes |  | 2022-10-22 |  | PVC | 1970 | Yes |  | 2022-10-22 |  | Non-lead
019631 | 266 W SEAVIEW DR |  | Polytube | Yes |  | 2024-03-08 |  | PVC | 1971 | Yes |  | 2024-03-08 |  | Non-lead
019632 | 168 GALLEON RD |  | Polytube | Yes |  | 2024-07-02 |  | PVC | 1970 | Yes |  | 2024-07-02 |  | Non-lead
019633 | 302 E SEAVIEW DR |  | Unknown | Yes |  | 2024-07-08 |  | Unknown | 1975 | Yes |  | 2024-07-08 |  | Lead Status Unknown
019634 | 272 W SEAVIEW DR |  | Polytube | Yes |  | 2024-05-16 |  | PVC | 1970 | Yes |  | 2024-05-16 |  | Non-lead
019635 | 183 PLANTATION BLVD |  | Polytube | Yes |  | 2022-06-03 |  | PVC | 1968 | Yes |  | 2022-06-03 |  | Non-lead
019636 | 267 MOHAWK ST |  | Polytube | Yes |  | 2022-09-15 |  | PVC | 1960 | Yes |  | 2022-09-15 |  | Non-lead
019637 | 246 AZALEA ST |  | Polytube | Yes |  | 2022-06-16 |  | PVC | 1969 | Yes |  | 2022-06-16 |  | Non-lead
019638 | 111 GARDENIA AVE |  | Polytube | Yes |  | 2022-06-13 |  | PVC | 1979 | Yes |  | 2022-06-13 |  | Non-lead
019639 | 102 GARDENIA AVE |  | Polytube | Yes |  | 2022-06-13 |  | PVC | 1969 | Yes |  | 2022-06-13 |  | Non-lead
019640 | 104 ORCHID ST |  | Polytube | Yes |  | 2022-06-09 |  | PVC | 1975 | Yes |  | 2022-06-09 |  | Non-lead
019641 | 116 ORCHID ST |  | Polytube | Yes |  | 2024-07-29 |  | PVC | 1969 | Yes |  | 2024-07-29 |  | Non-lead
019642 | 112 ORCHID ST |  | Polytube | Yes |  | 2022-06-09 |  | PVC | 1961 | Yes |  | 2022-06-09 |  | Non-lead
019643 | 103 ORCHID ST |  | Polytube | Yes |  | 2023-10-06 |  | PVC | 1979 | Yes |  | 2023-10-06 |  | Non-lead
019644 | 188 ORCHID ST |  | Polytube | Yes |  | 2022-07-18 |  | PVC | 1969 | Yes |  | 2022-07-18 |  | Non-lead
019645 | 124 ORCHID ST |  | Polytube | Yes |  | 2023-08-09 |  | PVC | 1972 | Yes |  | 2023-08-09 |  | Non-lead
019646 | 148 ORCHID ST |  | Polytube | Yes |  | 2022-06-09 |  | Galvanized | 1968 | Yes |  | 2022-06-09 |  | Galvanized Requiring Replacement
019647 | 160 RIVIERA DR |  | Polytube | Yes |  | 2022-06-10 |  | PVC | 1970 | Yes |  | 2022-06-10 |  | Non-lead
019648 | 123 ORCHID ST |  | Polytube | Yes |  | 2024-07-29 |  | PVC | 1970 | Yes |  | 2024-07-29 |  | Non-lead
019649 | 192 ORCHID ST |  | PVC | Yes |  | 2024-07-12 |  | PVC | 1974 | Yes |  | 2024-07-12 |  | Non-lead
019650 | 81620 OVERSEAS HWY |  | Polytube | Yes |  | 2022-06-23 |  | PVC | 1958 | Yes |  | 2022-06-23 |  | Non-lead
019651 | 372 S COCONUT PALM BLVD |  | Unknown, Non-Lead | Yes |  | 2022-03-03 |  | PVC | 2017 | Yes |  | 2022-03-03 |  | Non-lead
019652 | 133 ORCHID ST |  | Polytube | Yes |  | 2022-06-09 |  | PVC | 1976 | Yes |  | 2022-06-09 |  | Non-lead
019653 | 152 ORCHID ST |  | Polytube | Yes |  | 2022-06-09 |  | PVC | 1968 | Yes |  | 2022-06-09 |  | Non-lead
019654 | 144 ORCHID ST |  | Unknown, Non-Lead | Yes |  | 2020-06-11 |  | Unknown, Non-Lead | 2020 | Yes |  | 2020-06-11 |  | Non-lead
019655 | 129 PALM LN |  | Polytube | Yes |  | 2022-06-03 |  | PVC | 1964 | Yes |  | 2022-06-03 |  | Non-lead
019656 | 201 OJIBWAY AVE |  | Copper | Yes |  | 2022-11-18 |  | PVC | 1961 | Yes |  | 2022-11-18 |  | Non-lead
019657 | 298 S COCONUT PALM BLVD |  | Unknown, Non-Lead | Yes |  | 2020-06-09 |  | Unknown, Non-Lead | 1995 | Yes |  | 2020-06-09 |  | Non-lead
019658 | 139 REDWING RD |  | Polytube | Yes |  | 2022-06-09 |  | PVC | 1970 | Yes |  | 2022-06-09 |  | Non-lead
019660 | C9 9TH AVE |  | Polytube | Yes |  | 2023-03-07 |  | PVC | 1972 | Yes |  | 2023-03-07 |  | Non-lead
019661 | 23800 OVERSEAS HWY |  | Polytube | Yes |  | 2023-05-04 |  | PVC | 1976 | Yes |  | 2023-05-04 |  | Non-lead
019662 | 25137 CENTER ST |  | Polytube | Yes |  | 2023-04-24 |  | PVC | 1968 | Yes |  | 2023-04-24 |  | Non-lead
019663 | 540 9TH ST |  | Unknown, Non-Lead | Yes |  | 2020-06-23 |  | PVC | 2006 | Yes |  | 2020-06-23 |  | Non-lead
019664 | 1200 30TH OCEAN ST |  | Polytube | Yes |  | 2024-04-02 |  | PVC | 1970 | Yes |  | 2024-04-02 |  | Non-lead
019665 | LEFT 421 10TH ST |  | Polytube | Yes |  | 2023-05-03 |  | PVC | 1970 | Yes |  | 2023-05-03 |  | Non-lead
019666 | 1001 80TH OCEAN ST |  | Polytube | Yes |  | 2022-06-17 |  | PVC | 1970 | Yes |  | 2022-06-17 |  | Non-lead
019667 | 1545 52ND GULF ST |  | Unknown, Non-Lead | Yes |  | 2023-06-15 |  | PVC | 1970 | Yes |  | 2023-06-15 |  | Non-lead
019668 | 5 SOMBRERO BLVD |  | Polytube | Yes |  | 2024-06-10 |  | PVC |  | Yes |  | 2024-06-10 |  | Non-lead
019669 | 581 9TH ST |  | Polytube | Yes |  | 2023-12-20 |  | PVC | 1969 | Yes |  | 2023-12-20 |  | Non-lead
019670 | 1 MAN O WAR DR |  | Unknown, Non-Lead | Yes |  | 2020-04-20 |  | Unknown, Non-Lead | 2019 | Yes |  | 2020-04-20 |  | Non-lead
019671 | 3 MAN-O-WAR DRIVE |  | Copper | Yes |  | 2023-08-25 |  | PVC |  | Yes |  | 2023-08-25 |  | Non-lead
019672 | 571 10TH ST |  | Polytube | Yes |  | 2023-09-22 |  | PVC | 1969 | Yes |  | 2023-09-22 |  | Non-lead
019673 | 561 10TH ST |  | Polytube | Yes |  | 2022-10-22 |  | PVC | 1969 | Yes |  | 2022-10-22 |  | Non-lead
019674 | 2811 GROUPER DR |  | Polytube | Yes |  | 2023-02-01 |  | PVC | 1970 | Yes |  | 2023-02-01 |  | Non-lead
019675 | OCEAN 336 22ND ST |  | Polytube | Yes |  | 2023-04-20 |  | PVC | 1970 | Yes |  | 2023-04-20 |  | Non-lead
019676 | 256 74TH OCEAN ST |  | Polytube | Yes |  | 2024-04-17 |  | PVC | 1977 | Yes |  | 2024-04-17 |  | Non-lead
019677 | IRRIGATION 5000 OVERSEAS HWY |  | Polytube | Yes |  | 2023-05-18 |  | Copper | 1968 | Yes |  | 2023-05-18 |  | Non-lead
019678 | 1250 JAMES AVE |  | Polytube | Yes |  | 2023-01-09 |  | PVC | 1969 | Yes |  | 2023-01-09 |  | Non-lead
019679 | 511 10TH ST |  | Polytube | Yes |  | 2023-05-26 |  | PVC | 1970 | Yes |  | 2023-05-26 |  | Non-lead
019680 | 784 100TH OCEAN FARA ST |  | Polytube | Yes |  | 2022-11-04 |  | PVC | 1973 | Yes |  | 2022-11-04 |  | Non-lead
019681 | OCEAN 587 116TH ST |  | Unknown | Yes |  | 2022-11-10 |  | PVC | 1969 | Yes |  | 2022-11-10 |  | Lead Status Unknown
019682 | 501 10TH ST |  | Polytube | Yes |  | 2022-10-22 |  | PVC | 1970 | Yes |  | 2022-10-22 |  | Non-lead
019683 | 855 25TH OCEAN ST |  | Polytube | Yes |  | 2023-11-17 |  | PVC | 1980 | Yes |  | 2023-11-17 |  | Non-lead
019684 | 29727 NEWFOUND HARBOR BLVD |  | Copper | Yes |  | 2022-12-08 |  | PVC | 1970 | Yes |  | 2022-12-08 |  | Non-lead
019685 | 1612 BAHAMA DR |  | Polytube | Yes |  | 2023-12-12 |  | PVC | 1969 | Yes |  | 2023-12-12 |  | Non-lead
019686 | 31134 HOLLERICH DR |  | Polytube | Yes |  | 2022-01-20 |  | PVC | 1969 | Yes |  | 2022-01-20 |  | Non-lead
019687 | LOT 01 21585 OLD STATE RD |  | Unknown, Non-Lead | Yes |  | 2019-10-24 |  | Unknown, Non-Lead | 2015 | Yes |  | 2019-10-24 |  | Non-lead
019688 | 1171 OCEAN DR |  | Copper | Yes |  | 2023-09-28 |  | PVC | 1970 | Yes |  | 2023-09-28 |  | Non-lead
019689 | UNIT 403B 2601 S ROOSEVELT BLVD |  | Copper | Yes |  | 2022-06-28 |  | Copper | 1967 | Yes |  | 2022-06-28 |  | Non-lead
019693 | 4000 SOMBRERO Blvd |  | Polytube | Yes |  | 2023-10-31 |  | PVC | 1963 | Yes |  | 2023-10-31 |  | Non-lead
019695 | 4000 SOMBRERO BLVD |  | Unknown, Non-Lead | Yes |  | 2024-03-14 |  | PVC | 1995 | Yes |  | 2024-03-14 |  | Non-lead
019698 | 4000 SOMBRERO Blvd |  | Polytube | Yes |  | 2023-03-03 |  | Polytube | 1968 | Yes |  | 2023-03-03 |  | Non-Lead
019700 | 30946 EDWARD RD |  | Unknown, Non-Lead | Yes |  | 2016-08-29 |  | Unknown, Non-Lead | 2007 | Yes |  | 2016-08-29 |  | Non-lead
019701 | UNIT 510B 2601 S ROOSEVELT BLVD |  | Copper | Yes |  | 2022-06-28 |  | Copper | 1967 | Yes |  | 2022-06-28 |  | Non-lead
019702 | 23081 SNAPPER K 5 LN |  | Polytube | Yes |  | 2022-12-28 |  | Copper | 1970 | Yes |  | 2022-12-28 |  | Non-lead
019703 | 1350 LONG BEACH RD |  | Polytube | Yes |  | 2023-01-19 |  | PVC | 1967 | Yes |  | 2023-01-19 |  | Non-lead
019704 | 909 CAROLINE ST |  | Unknown, Non-Lead | Yes |  | 2021-07-09 |  | Unknown, Non-Lead | 2002 | Yes |  | 2021-07-09 |  | Non-lead
019705 | 30891 BAILEYS LN |  | Unknown, Non-Lead | Yes |  | 2021-05-14 |  | Unknown, Non-Lead | 2019 | Yes |  | 2021-05-14 |  | Non-lead
019706 | 31465 AVENUE F |  | Polytube | Yes |  | 2024-06-24 |  | PVC | 1968 | Yes |  | 2024-06-24 |  | Non-lead
019707 | 1735 BAHAMA DR |  | Polytube | Yes |  | 2023-04-24 |  | PVC | 1969 | Yes |  | 2023-04-24 |  | Non-lead
019708 | 1608 VENETIAN DR |  | Polytube | Yes |  | 2022-11-09 |  | PVC | 1969 | Yes |  | 2022-11-09 |  | Non-lead
019709 | MASTER TAP 138 . BAHIA HONDA CAMPING AREA TAP |  | Stainless | Yes |  | 2022-12-12 |  | PVC | 1980 | Yes |  | 2022-12-12 |  | Non-lead
019710 | 190 VENETIAN DR |  | Polytube | Yes |  | 2022-06-29 |  | PVC | 1979 | Yes |  | 2022-06-29 |  | Non-lead
019711 | 128 VENETIAN DR |  | Polytube | Yes |  | 2022-06-22 |  | PVC | 1996 | Yes |  | 2022-06-22 |  | Non-lead
019712 | 17249 BONEFISH LN E |  | Polytube | Yes |  | 2023-01-26 |  | PVC | 1970 | Yes |  | 2023-01-26 |  | Non-lead
019713 | 754 LARGO RD |  | Polytube | Yes |  | 2022-07-25 |  | Polytube | 1969 | Yes |  | 2022-07-25 |  | Non-lead
019714 | 6 ROSE PL |  | Polytube | Yes |  | 2023-04-26 |  | PVC | 1967 | Yes |  | 2023-04-26 |  | Non-lead
019715 | 251 RYAN AVE |  | Polytube | Yes |  | 2022-10-27 |  | PVC | 1969 | Yes |  | 2022-10-27 |  | Non-lead
019716 | 634 ISLAND DR |  | Polytube | Yes |  | 2022-08-02 |  | PVC | 1970 | Yes |  | 2022-08-02 |  | Non-lead
019717 | 405 THUMPER THOROUGHFAIR |  | Unknown, Non-Lead | Yes |  | 2021-12-03 |  | Unknown, Non-Lead | 2002 | Yes |  | 2021-12-03 |  | Non-lead
019718 | 570 BEACH RD |  | Polytube | Yes |  | 2022-07-05 |  | PVC | 1970 | Yes |  | 2022-07-05 |  | Non-lead
019719 | 722 GROUPER LN |  | Polytube | Yes |  | 2022-08-15 |  | PVC | 1969 | Yes |  | 2022-08-15 |  | Non-lead
019720 | 254 LOEB AVE |  | Unknown, Non-Lead | Yes |  | 2019-01-30 |  | PVC | 2006 | Yes |  | 2019-01-30 |  | Non-lead
019721 | 11 JUDY PL |  | Polytube | Yes |  | 2022-11-28 |  | PVC | 1971 | Yes |  | 2022-11-28 |  | Non-lead
019722 | 198 ATLANTIC BLVD |  | Polytube | Yes |  | 2022-06-23 |  | PVC | 1970 | Yes |  | 2022-06-23 |  | Non-lead
019723 | 212 HUMPTY DUMPTY |  | Copper | Yes |  | 2022-09-20 |  | PVC | 1986 | Yes |  | 2022-09-20 |  | Non-lead
019724 | 341 RYAN AVE |  | Polytube | Yes |  | 2022-10-17 |  | PVC | 1974 | Yes |  | 2022-10-17 |  | Non-lead
019725 | 99246 OVERSEAS TR/3 MM99.5 HWY |  | Polytube | Yes |  | 2019-10-24 |  | Polytube | 1971 | Yes |  | 2019-10-24 |  | Non-Lead
019726 | 15 JUDY PL |  | Polytube | Yes |  | 2023-02-08 |  | PVC | 1972 | Yes |  | 2023-02-08 |  | Non-lead
019727 | 228 UPPER MATECUMBE RD |  | Polytube | Yes |  | 2023-05-04 |  | PVC | 1975 | Yes |  | 2023-05-04 |  | Non-lead
019728 | 43 GARDEN COVE DR |  | Polytube | Yes |  | 2022-10-03 |  | PVC | 1949 | Yes |  | 2022-10-03 |  | Non-lead
019729 | 227 KING AVE |  | Polytube | Yes |  | 2022-10-24 |  | PVC | 1969 | Yes |  | 2022-10-24 |  | Non-lead
019730 | 237 KING AVE |  | Polytube | Yes |  | 2022-10-24 |  | PVC | 1969 | Yes |  | 2022-10-24 |  | Non-lead
019731 | 317 KING AVE |  | Polytube | Yes |  | 2023-11-15 |  | PVC | 1980 | Yes |  | 2023-11-15 |  | Non-lead
019732 | 207 KING AVE |  | Polytube | Yes |  | 2022-10-24 |  | PVC | 1969 | Yes |  | 2022-10-24 |  | Non-lead
019733 | 258 KING AVE |  | Polytube | Yes |  | 2022-10-24 |  | PVC | 1978 | Yes |  | 2022-10-24 |  | Non-lead
019734 | 738 LARGO RD |  | Polytube | Yes |  | 2023-05-04 |  | PVC | 1965 | Yes |  | 2023-05-04 |  | Non-lead
019735 | 256 UPPER MATECUMBE RD |  | Unknown, Non-Lead | Yes |  | 2022-01-06 |  | Unknown, Non-Lead | 2005 | Yes |  | 2022-01-06 |  | Non-lead
019736 | L34 B3 257 LOWER MATECUMBE |  | Polytube | Yes |  | 2018-10-09 |  | PVC | 2005 | Yes |  | 2018-10-09 |  | Non-lead
019737 | 240 W 1ST CT |  | Unknown, Non-Lead | No |  |  |  | No Piping |  | No |  |  |  | Non-lead
019738 | 198 LOWER MATECUMBE RD |  | Polytube | Yes |  | 2023-05-04 |  | PVC | 1967 | Yes |  | 2023-05-04 |  | Non-lead
019739 | 15 GEIGER RD |  | Unknown, Non-Lead | Yes |  | 2021-10-19 |  | Unknown, Non-Lead | 2005 | Yes |  | 2021-10-19 |  | Non-lead
019740 | 127 KEY HAVEN RD |  | Polytube | Yes |  | 2022-05-19 |  | Copper | 1969 | Yes |  | 2022-05-19 |  | Non-lead
019741 | 1 TAMARIND DR |  | Polytube | Yes |  | 2023-07-25 |  | PVC | 1987 | Yes |  | 2023-07-25 |  | Non-lead
019742 | 1416 PINE ST |  | Polytube | Yes |  | 2024-07-12 |  | PVC | 1928 | Yes |  | 2024-07-12 |  | Non-lead
019743 | 2200 N ROOSEVELT BLVD |  | Polytube | Yes |  | 2023-11-16 |  | Copper | 1980 | Yes |  | 2023-11-16 |  | Non-lead
019745 | APT 2 DOWN 613 FLEMING ST |  | Polytube | Yes |  | 2023-03-06 |  | Polytube | 1928 | Yes |  | 2023-03-06 |  | Non-lead
019746 | 1278 LONG BEACH DR |  | Unknown | Yes |  | 2024-07-26 |  | Unknown | 1969 | Yes |  | 2024-07-26 |  | Lead Status Unknown
019747 | 18 BEECHWOOD DR |  | Polytube | Yes |  | 2022-08-08 |  | Polytube | 1969 | Yes |  | 2022-08-08 |  | Non-lead
019748 | 101 KEY HAVEN RD |  | PVC | Yes |  | 2022-05-19 |  | Polytube | 1969 | Yes |  | 2022-05-19 |  | Non-lead
019749 | 3439 S ROOSEVELT BLVD |  | Polytube | Yes |  | 2023-04-19 |  | Copper | 1968 | Yes |  | 2023-04-19 |  | Non-lead
019750 | 31360 AVE J |  | Polytube | Yes |  | 2022-08-02 |  | PVC |  | Yes |  | 2022-08-02 |  | Non-lead
019751 | 31168 AVE G |  | Unknown, Non-Lead | No |  |  |  | Unknown, Non-Lead | 2006 | No |  |  |  | Non-lead
019752 | 1724 BAHAMA DR |  | Polytube | Yes |  | 2024-07-15 |  | PVC | 1969 | Yes |  | 2024-07-15 |  | Non-lead
019753 | G54 MIRIAM ST |  | Unknown, Non-Lead | Yes |  | 2023-08-29 |  | Unknown, Non-Lead | 1989 | Yes |  | 2023-08-29 |  | Non-lead
019754 | UNIT 502A 2601 S ROOSEVELT BLVD |  | Copper | Yes |  | 2023-05-04 |  | Copper | 1967 | Yes |  | 2023-05-04 |  | Non-lead
019755 | COUNTY CLUB RD |  | Polytube | Yes |  | 2023-01-26 |  | PVC | 1951 | Yes |  | 2023-01-26 |  | Non-lead
019756 | 9 POMPANO AVE |  | Polytube | Yes |  | 2022-07-25 |  | PVC | 1969 | Yes |  | 2022-07-25 |  | Non-lead
019757 | 453 BIG PINE RD |  | Polytube | Yes |  | 2022-05-12 |  | PVC | 2019 | Yes |  | 2022-05-12 |  | Non-lead
019758 | 277 KING AVE |  | Polytube | Yes |  | 2025-06-25 |  | PVC | 2005 | Yes |  | 2020-10-05 |  | Non-lead
019759 | 287 KING AVE |  | Unknown, Non-Lead | Yes |  | 2019-08-08 |  | Unknown, Non-Lead | 2005 | Yes |  | 2019-08-08 |  | Non-lead
019761 | L33 215 HUMPTY DUMPTY DR |  | Copper | Yes |  | 2022-09-20 |  | PVC | 1983 | Yes |  | 2022-09-20 |  | Non-lead
019762 | 281 LOWER MATE RD |  | Polytube | Yes |  | 2024-01-12 |  | Polytube | 2006 | Yes |  | 2024-01-12 |  | Non-lead
019763 | 365 LOEB AVE |  | Polytube | Yes |  | 2023-06-01 |  | PVC | 2006 | Yes |  | 2023-06-01 |  | Non-lead
019764 | 935 PLANTATION RD |  | Polytube | Yes |  | 2023-05-04 |  | Polytube | 1976 | Yes |  | 2023-05-04 |  | Non-lead
019765 | 719 GROUPER LN |  | Polytube | Yes |  | 2022-09-20 |  | PVC | 1969 | Yes |  | 2022-09-20 |  | Non-lead
019767 | 225 LOWER MATECUMBE RD |  | Unknown, Non-Lead | No |  |  |  | Unknown, Non-Lead | 1989 | No |  |  |  | Non-lead
019768 | 227 LOWER MATECUMBE RD |  | Unknown, Non-Lead | No |  |  |  | Unknown, Non-Lead | 1989 | No |  |  |  | Non-lead
019769 | 229 LOWER MATECUMBE RD |  | Unknown, Non-Lead | Yes |  | 2018-07-09 |  | PVC | 2007 | Yes |  | 2018-07-09 |  | Non-lead
019770 | 239 LOWER MATECUMBE RD |  | Unknown, Non-Lead | Yes |  | 2022-02-04 |  | Unknown, Non-Lead | 2007 | Yes |  | 2022-02-04 |  | Non-lead
019771 | 222 RYAN AVE |  | Polytube | Yes |  | 2022-10-24 |  | PVC | 1986 | Yes |  | 2022-10-24 |  | Non-lead
019772 | 331 RYAN AVE |  | Polytube | Yes |  | 2022-10-17 |  | PVC | 1974 | Yes |  | 2022-10-17 |  | Non-lead
019773 | 23 ROSE PL |  | Polytube | Yes |  | 2022-12-07 |  | PVC | 1953 | Yes |  | 2022-12-07 |  | Non-lead
019774 | 45 SNAPPER AVE |  | Polytube | Yes |  | 2022-10-31 |  | PVC | 1970 | Yes |  | 2022-10-31 |  | Non-lead
019775 | 204 LOEB AVE |  | Polytube | Yes |  | 2022-10-31 |  | PVC | 1965 | Yes |  | 2022-10-31 |  | Non-lead
019776 | 265 UPPER MATECUMBE |  | Polytube | Yes |  | 2023-05-04 |  | PVC | 1980 | Yes |  | 2023-05-04 |  | Non-lead
019777 | 127 HARBOR VIEW DR |  | Polytube | Yes |  | 2022-05-13 |  | PVC | 1970 | Yes |  | 2022-05-13 |  | Non-lead
019778 | 97801 OVERSEAS HWY GUARD SHACK |  | Unknown, Non-Lead | Yes |  | 2023-04-10 |  | Unknown, Non-Lead | 2020 | Yes |  | 2023-04-10 |  | Non-lead
019779 | 266 LEE AVE |  | Polytube | Yes |  | 2023-05-11 |  | PVC | 1974 | Yes |  | 2023-05-11 |  | Non-lead
019780 | 256 LEE AVE |  | Polytube | Yes |  | 2022-10-24 |  | PVC | 1974 | Yes |  | 2022-10-24 |  | Non-lead
019781 | 246 LEE AVE |  | Polytube | Yes |  | 2022-10-24 |  | PVC | 1969 | Yes |  | 2022-10-24 |  | Non-lead
019782 | 353 LOEB AVE |  | Polytube | Yes |  | 2022-10-24 |  | PVC | 1982 | Yes |  | 2022-10-24 |  | Non-lead
019783 | 708 SHARON PL |  | Polytube | Yes |  | 2022-12-14 |  | PVC | 1965 | Yes |  | 2022-12-14 |  | Non-lead
019784 | 225 GASPARILLA DR |  | Polytube | Yes |  | 2024-02-16 |  | PVC | 1970 | Yes |  | 2024-02-16 |  | Non-lead
019785 | 208 HUMPTY DUMPTY DR |  | Unknown, Non-Lead | No |  |  |  | Unknown, Non-Lead | 2017 | No |  |  |  | Non-lead
019786 | 310 LITTLE MISS MUFFETT LN |  | Copper | Yes |  | 2022-09-20 |  | Copper | 1971 | Yes |  | 2022-09-20 |  | Non-Lead
019787 | 732 LARGO RD |  | Polytube | Yes |  | 2023-04-06 |  | PVC |  | Yes |  | 2023-04-06 |  | Non-lead
019788 | 24 JANET PLACE |  | Polytube | Yes |  | 2023-02-08 |  | PVC | 1970 | Yes |  | 2023-02-08 |  | Non-lead
019789 | 114 DOVE CREEK DR |  | Unknown, Non-Lead | Yes |  | 2020-07-15 |  | PVC | 2013 | Yes |  | 2020-07-15 |  | Non-lead
019790 | 39 TREASURE BLVD |  | Polytube | Yes |  | 2023-02-01 |  | PVC | 1970 | Yes |  | 2023-02-01 |  | Non-lead
019791 | 441 TAMARIND DR |  | Polytube | Yes |  | 2023-01-26 |  | PVC | 1970 | Yes |  | 2023-01-26 |  | Non-lead
019792 | 352 RYAN AVE |  | Polytube | Yes |  | 2025-06-26 |  | PVC | 2016 | Yes |  | 2025-06-26 |  | Non-lead
019793 | 217 KING AVE |  | Polytube | Yes |  | 2022-10-24 |  | PVC | 1969 | Yes |  | 2022-10-24 |  | Non-lead
019794 | 203 HUMPTY DUMPTY DR |  | Polytube | Yes |  | 2022-09-19 |  | PVC | 1970 | Yes |  | 2022-09-19 |  | Non-lead
019795 | A 188 ATLANTIC BLVD |  | Polytube | Yes |  | 2022-06-15 |  | PVC | 1971 | Yes |  | 2022-06-15 |  | Non-lead
019796 | 68 KEY HAVEN RD |  | Polytube | Yes |  | 2022-11-07 |  | Polytube | 1970 | Yes |  | 2022-11-07 |  | Non-lead
019797 | 30855 ORTEGA LN |  | Polytube | Yes |  | 2022-11-17 |  | PVC | 1971 | Yes |  | 2022-11-17 |  | Non-lead
019798 | OFFICE 301 WHITE ST |  | Polytube | Yes |  | 2023-09-13 |  | PVC | 1941 | Yes |  | 2023-09-13 |  | Non-lead
019799 | 30934 EDWARDS RD |  | Unknown, Non-Lead | Yes |  | 2021-03-31 |  | Unknown, Non-Lead | 2019 | Yes |  | 2021-03-31 |  | Non-lead
019800 | 1616 BAHAMA DR |  | Polytube | No |  |  |  | Copper | 1969 | No |  |  |  | Non-lead
019801 | 1200 1ST ST |  | Polytube | Yes |  | 2023-04-24 |  | PVC | 1952 | Yes |  | 2023-04-24 |  | Non-lead
019802 | 1106 18TH ST |  | Copper | Yes |  | 2022-05-19 |  | PVC | 1973 | Yes |  | 2022-05-19 |  | Non-lead
019803 | 113 KEY HAVEN RD |  | Polytube | Yes |  | 2022-05-19 |  | PVC | 1970 | Yes |  | 2022-05-19 |  | Non-lead
019804 | UNIT 608B 2601 S ROOSEVELT BLVD |  | Copper | Yes |  | 2024-03-19 |  | Copper | 1967 | Yes |  | 2024-03-19 |  | Non-lead
019805 | 30956 MERCEDES RD |  | Unknown, Non-Lead | Yes |  | 2023-08-24 |  | No Piping |  | Yes |  | 2023-08-24 |  | Non-lead
019806 | 189 VENETIAN DR |  | Polytube | Yes |  | 2022-06-29 |  | PVC | 1979 | Yes |  | 2022-06-29 |  | Non-lead
019807 | 107 GARDENIA AVE |  | Unknown, Non-Lead | Yes |  | 2020-06-29 |  | Unknown, Non-Lead | 2020 | Yes |  | 2020-06-29 |  | Non-lead
019808 | 114 GULFVIEW DR |  | Polytube | Yes |  | 2022-06-29 |  | PVC | 1970 | Yes |  | 2022-06-29 |  | Non-lead
019809 | 264 NAVAJO ST |  | Polytube | Yes |  | 2024-01-17 |  | PVC | 1971 | Yes |  | 2024-01-17 |  | Non-lead
019810 | 73801 OVERSEAS HWY |  | Polytube | Yes |  | 2022-06-29 |  | Copper | 1970 | Yes |  | 2022-06-29 |  | Non-lead
019811 | 169 INDIAN MOUND TRL |  | Unknown, Non-Lead | Yes |  | 2023-06-09 |  | PVC | 2005 | Yes |  | 2023-06-09 |  | Non-lead
019812 | 134 SAPODILLA DR |  | Polytube | Yes |  | 2022-07-05 |  | PVC | 1971 | Yes |  | 2022-07-05 |  | Non-lead
019813 | 119 GARDENIA AVE |  | Unknown, Non-Lead | Yes |  | 2019-02-22 |  | Unknown, Non-Lead | 1993 | Yes |  | 2019-02-22 |  | Non-lead
019814 | 380 S COCONUT PALM BLVD |  | Polytube | Yes |  | 2022-06-14 |  | PVC | 1969 | Yes |  | 2022-06-14 |  | Non-lead
019815 | 205 SUNSET DR |  | Polytube | Yes |  | 2022-06-29 |  | PVC | 1971 | Yes |  | 2022-06-29 |  | Non-lead
019816 | UNIT B 113 NAUTILUS DR |  | Polytube | Yes |  | 2022-07-05 |  | PVC | 1983 | Yes |  | 2022-07-05 |  | Non-lead
019817 | 128 ORCHID ST |  | Polytube | Yes |  | 2022-06-09 |  | PVC | 1971 | Yes |  | 2022-06-09 |  | Non-lead
019818 | 132 ORCHID ST |  | Polytube | Yes |  | 2022-06-09 |  | PVC | 1970 | Yes |  | 2022-06-09 |  | Non-lead
019819 | 423 PALM DR |  | Polytube | Yes |  | 2022-06-29 |  | PVC | 1970 | Yes |  | 2022-06-29 |  | Non-lead
019820 | UNIT 1 76777 OVERSEAS HWY |  | Unknown, Non-Lead | Yes |  | 2022-06-21 |  | PVC | 1970 | Yes |  | 2022-06-21 |  | Non-lead
019821 | UNIT 6 AND 7 76777 OVERSEAS HWY |  | Unknown, Non-Lead | Yes |  | 2022-05-20 |  | PVC | 1970 | Yes |  | 2022-05-20 |  | Non-lead
019822 | UNITS 4/5 132 CORTEZ DR |  | Copper | Yes |  | 2022-11-28 |  | PVC | 1970 | Yes |  | 2022-11-28 |  | Non-lead
019823 | 118 N INDIES DR |  | Polytube | Yes |  | 2023-03-10 |  | PVC | 1970 | Yes |  | 2023-03-10 |  | Non-lead
019824 | 192 CORAL RD |  | Polytube | Yes |  | 2022-06-10 |  | PVC | 1970 | Yes |  | 2022-06-10 |  | Non-lead
019825 | 109 S LAYTON DR |  | Polytube | Yes |  | 2022-06-27 |  | PVC | 1971 | Yes |  | 2022-06-27 |  | Non-lead
019826 | 236 ORCHID ST |  | Polytube | Yes |  | 2022-06-09 |  | PVC | 1979 | Yes |  | 2022-06-09 |  | Non-lead
019827 | 189 E RIDGE RD |  | Polytube | Yes |  | 2022-06-10 |  | PVC | 1970 | Yes |  | 2022-06-10 |  | Non-lead
019828 | 129 AIRSTREAM LN |  | Polytube | Yes |  | 2022-05-20 |  | PVC | 1984 | Yes |  | 2022-05-20 |  | Non-lead
019829 | 208 W SEAVIEW CIR |  | Polytube | Yes |  | 2022-10-22 |  | PVC | 1970 | Yes |  | 2022-10-22 |  | Non-lead
019830 | 140 OCEAN DR |  | Polytube | Yes |  | 2022-06-14 |  | PVC | 1970 | Yes |  | 2022-06-14 |  | Non-lead
019831 | 119 ZANE GREY CREEK DR |  | Polytube | Yes |  | 2023-10-10 |  | Polytube | 1971 | Yes |  | 2023-10-10 |  | Non-Lead
019832 | POOL 79971 OVERSEAS HWY |  | Polytube | Yes |  | 2022-06-22 |  | PVC | 1970 | Yes |  | 2022-06-22 |  | Non-lead
019833 | 179 HIBISCUS ST |  | Unknown, Non-Lead | Yes |  | 2022-06-15 |  | Unknown, Non-Lead | 1988 | Yes |  | 2022-06-15 |  | Non-lead
019834 | 107 IROQUOIS DR |  | Copper | Yes |  | 2022-06-28 |  | PVC | 1970 | Yes |  | 2022-06-28 |  | Non-lead
019835 | 206 ORCHID ST |  | Polytube | Yes |  | 2022-06-09 |  | PVC | 1971 | Yes |  | 2022-06-09 |  | Non-lead
019836 | 300 DUCK KEY DR |  | Polytube | Yes |  | 2023-02-15 |  | Polytube | 1969 | Yes |  | 2023-02-15 |  | Non-lead
019837 | RESTAURANT 540 DUCK KEY DR |  | Polytube | Yes |  | 2022-10-22 |  | PVC | 1950 | Yes |  | 2022-10-22 |  | Non-lead
019839 | 30945 OETTLEY DR |  | Polytube | Yes |  | 2023-06-16 |  | PVC | 1971 | Yes |  | 2023-06-16 |  | Non-lead
019840 | C16 9TH AVE |  | Polytube | Yes |  | 2023-03-07 |  | PVC | 1972 | Yes |  | 2023-03-07 |  | Non-lead
019841 | 136 ORCHID ST |  | Polytube | Yes |  | 2022-06-09 |  | PVC | 1970 | Yes |  | 2022-06-09 |  | Non-lead
019842 | 500 12TH ST |  | Polytube | Yes |  | 2023-11-27 |  | PVC |  | Yes |  | 2023-11-27 |  | Non-lead
019843 | 524 SOMBRERO BEACH RD |  | Copper | Yes |  | 2022-06-08 |  | PVC | 1970 | Yes |  | 2022-06-08 |  | Non-lead
019844 | 470 11TH ST |  | Polytube | Yes |  | 2023-06-05 |  | PVC | 1970 | Yes |  | 2023-06-05 |  | Non-lead
019845 | 771 9TH ST |  | Polytube | Yes |  | 2023-09-07 |  | PVC | 1977 | Yes |  | 2023-09-07 |  | Non-lead
019846 | 351 46TH GULF ST |  | Polytube | Yes |  | 2022-10-20 |  | PVC | 1966 | Yes |  | 2022-10-20 |  | Non-lead
019847 | 10802 4TH GULF AVE |  | Polytube | Yes |  | 2022-11-21 |  | PVC | 1969 | Yes |  | 2022-11-21 |  | Non-lead
019848 | 10800 4TH GULF AVE |  | Polytube | Yes |  | 2022-11-23 |  | PVC | 1969 | Yes |  | 2022-11-23 |  | Non-lead
019849 | 780/790 10TH ST |  | Polytube | Yes |  | 2024-03-05 |  | PVC | 1969 | Yes |  | 2024-03-05 |  | Non-lead
019850 | 901 43RD GULF ST |  | Polytube | Yes |  | 2024-09-16 |  | PVC | 1970 | Yes |  | 2024-09-16 |  | Non-lead
019851 | 675 26TH STREET OCEA |  | Polytube | Yes |  | 2022-09-15 |  | PVC | 1969 | Yes |  | 2022-09-15 |  | Non-lead
019852 | 300 11TH OCEAN ST |  | Polytube | Yes |  | 2022-11-30 |  | PVC | 1970 | Yes |  | 2022-11-30 |  | Non-lead
019853 | 1466 OVERSEAS HWY |  | Polytube | Yes |  | 2024-04-02 |  | PVC | 1975 | Yes |  | 2024-04-02 |  | Non-lead
019854 | 6 MAN-O-WAR DR |  | Copper | Yes |  | 2022-12-19 |  | PVC | 1970 | Yes |  | 2022-12-19 |  | Non-lead
019855 | LS 5 MAN O WAR DR |  | Copper | Yes |  | 2022-05-25 |  | PVC | 1970 | Yes |  | 2022-05-25 |  | Non-lead
019856 | 8 MAN O WAR DR |  | Polytube | Yes |  | 2022-06-01 |  | PVC | 1970 | Yes |  | 2022-06-01 |  | Non-lead
019857 | 7 MAN-O-WAR Dr |  | Polytube | Yes |  | 2025-06-30 |  | Galvanized | 1970 | Yes |  | 2025-06-30 |  | Galvanized Requiring Replacement
019858 | 10 MAN-OF-WAR DR |  | Polytube | Yes |  | 2024-04-17 |  | PVC | 1970 | Yes |  | 2024-04-17 |  | Non-lead
019859 | 9 MAN O WAR DR |  | PVC | Yes |  | 2022-06-01 |  | PVC | 1970 | Yes |  | 2022-06-01 |  | Non-lead
019860 | 12 MAN-O-WAR DR |  | Polytube | Yes |  | 2023-03-23 |  | PVC | 1970 | Yes |  | 2023-03-23 |  | Non-lead
019861 | 11 MAN-O-WAR DRIVE |  | Polytube | Yes |  | 2023-03-23 |  | PVC | 1970 | Yes |  | 2023-03-23 |  | Non-lead
019862 | 1123 82ND OCEAN ST |  | Unknown, Non-Lead | Yes |  | 2022-03-02 |  | Unknown, Non-Lead | 2005 | Yes |  | 2022-03-02 |  | Non-lead
019863 | BLGD 3 1476 OVERSEAS HWY |  | Polytube | Yes |  | 2023-04-20 |  | PVC | 1959 | Yes |  | 2023-04-20 |  | Non-lead
019864 | 1300 S ROOSEVELT BLVD |  | Polytube | Yes |  | 2022-07-08 |  | PVC | 1970 | Yes |  | 2022-07-08 |  | Non-lead
019865 | 274 E CAHILL CT |  | Unknown, Non-Lead | No |  |  |  | Unknown, Non-Lead | 1998 | No |  |  |  | Non-lead
019866 | 90 1ST ST |  | Polytube | Yes |  | 2023-01-17 |  | PVC | 2006 | Yes |  | 2023-01-17 |  | Non-lead
019867 | 21047 4TH AVE |  | Polytube | Yes |  | 2022-10-31 |  | PVC | 1970 | Yes |  | 2022-10-31 |  | Non-lead
019868 | 1716 JAMAICA DR |  | Polytube | Yes |  | 2023-04-24 |  | Copper | 1969 | Yes |  | 2023-04-24 |  | Non-lead
019869 | 1470 OVERSEAS HWY |  | Polytube | Yes |  | 2023-08-31 |  | PVC | 1959 | Yes |  | 2023-08-31 |  | Non-lead
019870 | 1470 OVERSEAS HWY |  | Polytube | Yes |  | 2023-08-31 |  | PVC | 1959 | Yes |  | 2023-08-31 |  | Non-lead
019871 | GULF 1306 51ST ST |  | PVC | Yes |  | 2023-10-27 |  | PVC | 1969 | Yes |  | 2024-10-07 |  | Non-lead
019872 | 901 JAMES AVE |  | Polytube | Yes |  | 2023-01-10 |  | PVC | 1970 | Yes |  | 2023-01-10 |  | Non-lead
019873 | 287 A 63RD GULF CT |  | Polytube | Yes |  | 2023-02-22 |  | PVC | 1957 | Yes |  | 2023-02-22 |  | Non-lead
019874 | 796 106TH ST |  | Polytube | Yes |  | 2024-07-31 |  | PVC | 1968 | Yes |  | 2024-07-31 |  | Non-lead
019875 | 582 12TH GULF ST |  | Polytube | Yes |  | 2023-12-15 |  | PVC | 1972 | Yes |  | 2023-12-15 |  | Non-lead
019876 | 11511 OVERSEAS HWY |  | Polytube | Yes |  | 2022-08-22 |  | PVC | 1971 | Yes |  | 2022-08-22 |  | Non-lead
019877 | 1151 JAMES CT |  | Polytube | Yes |  | 2023-01-09 |  | PVC | 1965 | Yes |  | 2023-01-09 |  | Non-lead
019878 | 855 83RD ST OCEAN |  | Polytube | Yes |  | 2023-01-11 |  | PVC | 1966 | Yes |  | 2023-01-11 |  | Non-lead
019879 | 201 SOMBRERO BLVD |  | Polytube | Yes |  | 2023-03-09 |  | PVC |  | Yes |  | 2023-03-09 |  | Non-lead
019880 | 714 83RD OCEAN ST |  | Unknown, Non-Lead | Yes |  | 2022-03-02 |  | Unknown, Non-Lead | 2005 | Yes |  | 2022-03-02 |  | Non-lead
019881 | 2345 SOMBRERO BLVD |  | Polytube | Yes |  | 2023-02-16 |  | PVC | 1972 | Yes |  | 2023-02-16 |  | Non-lead
019882 | 3901 WASHINGTON ST |  | Unknown, Non-Lead | Yes |  | 2022-10-14 |  | PVC | 1970 | Yes |  | 2020-12-21 |  | Non-lead
019883 | GULF 11243 3RD AVE |  | Polytube | Yes |  | 2022-09-08 |  | PVC | 1970 | Yes |  | 2022-09-08 |  | Non-lead
019884 | 1200 JAMES AVE |  | Polytube | Yes |  | 2022-07-08 |  | PVC | 1968 | Yes |  | 2022-07-08 |  | Non-lead
019885 | 541 10TH ST |  | PVC | Yes |  | 2022-10-22 |  | PVC | 1970 | Yes |  | 2022-10-22 |  | Non-lead
019886 | 551 10TH St |  | Polytube | Yes |  | 2022-10-22 |  | PVC | 1970 | Yes |  | 2022-10-22 |  | Non-lead
019887 | 605 26TH OCEAN ST |  | Polytube | Yes |  | 2023-08-16 |  | PVC | 1966 | Yes |  | 2023-08-16 |  | Non-lead
019888 | 905 25TH OCEAN ST |  | Polytube | Yes |  | 2024-07-02 |  | PVC | 1972 | Yes |  | 2024-07-02 |  | Non-lead
019889 | 1520 MARLIN DRIVE (80 ST |  | Polytube | Yes |  | 2024-06-24 |  | PVC | 1970 | Yes |  | 2024-06-24 |  | Non-lead
019892 | 3814 FLAGLER AVE |  | Polytube | Yes |  | 2023-03-14 |  | PVC | 1958 | Yes |  | 2023-03-14 |  | Non-lead
019893 | LOT 02 21585 OLD STATE RD |  | Unknown, Non-Lead | Yes |  | 2021-05-25 |  | Unknown, Non-Lead | 2015 | Yes |  | 2021-05-25 |  | Non-lead
019894 | LOT 03 21585 OLD STATE RD |  | Unknown, Non-Lead | Yes |  | 2017-07-18 |  | PVC | 2015 | Yes |  | 2017-07-18 |  | Non-lead
019895 | LOT 04 21585 OLD STATE RD |  | Unknown, Non-Lead | Yes |  | 2021-09-24 |  | Unknown, Non-Lead | 2015 | Yes |  | 2021-09-24 |  | Non-lead
019896 | LOT 05 21585 OLD STATE RD |  | Polytube | Yes |  | 2022-07-22 |  | PVC | 2015 | Yes |  | 2022-07-22 |  | Non-lead
019897 | LOT 06 21585 OLD STATE RD |  | Unknown, Non-Lead | Yes |  | 2022-09-07 |  | Unknown, Non-Lead | 2015 | Yes |  | 2022-09-07 |  | Non-lead
019898 | 689 CRANE BLVD |  | Polytube | Yes |  | 2023-01-13 |  | PVC | 1970 | Yes |  | 2023-01-13 |  | Non-lead
019899 | 357 SAWYER DR |  | Polytube | Yes |  | 2024-04-08 |  | PVC | 1970 | Yes |  | 2024-04-08 |  | Non-lead
019900 | APT 6B 5312 3RD AVE |  | Polytube | Yes |  | 2023-03-10 |  | PVC | 1953 | Yes |  | 2023-03-10 |  | Non-lead
019901 | KOA IRRIGATION 251 S.R. 939 |  | Copper | Yes |  | 2023-04-26 |  | PVC | 1970 | Yes |  | 2023-04-26 |  | Non-lead
019902 | 306 AMELIA ST |  | Polytube | Yes |  | 2022-06-16 |  | PVC | 1938 | Yes |  | 2022-06-16 |  | Non-lead
019903 | 1155 WARNER RD |  | Polytube | Yes |  | 2024-06-04 |  | PVC | 1969 | Yes |  | 2024-06-04 |  | Non-lead
019904 | 255 SAWYER DR |  | Unknown, Non-Lead | Yes |  | 2019-04-23 |  | Unknown, Non-Lead | 2020 | Yes |  | 2019-04-23 |  | Non-lead
019905 | 1608 JAMAICA DR |  | Polytube | Yes |  | 2023-04-24 |  | Copper | 1968 | Yes |  | 2023-04-24 |  | Non-lead
019906 | 212 BUTTONWOOD |  | Polytube | Yes |  | 2023-09-29 |  | PVC | 1974 | Yes |  | 2023-09-29 |  | Non-lead
019907 | 407 THUMPER THOROUGHFARE |  | Unknown, Non-Lead | Yes |  | 2019-10-02 |  | PVC | 2002 | Yes |  | 2019-10-02 |  | Non-lead
019909 | 219 OLEANDER |  | Copper | Yes |  | 2023-02-09 |  | PVC | 1982 | Yes |  | 2023-02-09 |  | Non-lead
019910 | 243 LOWER MATECUMBE RD |  | Polytube | Yes |  | 2023-05-04 |  | PVC | 1969 | Yes |  | 2023-05-04 |  | Non-lead
019911 | 268 KING AVE |  | Unknown, Non-Lead | Yes |  | 2022-04-06 |  | PVC | 1999 | Yes |  | 2022-04-06 |  | Non-lead
019913 | 219 KING AVE |  | Polytube | Yes |  | 2022-10-24 |  | PVC | 1977 | Yes |  | 2022-10-24 |  | Non-lead
019914 | TOWNE 96401 OVERSEAS Hwy |  | Unknown | Yes |  | 2022-09-19 |  | Unknown | 1970 | Yes |  | 2022-09-19 |  | Lead Status Unknown
019915 | 131 GARDEN ST |  | Polytube | Yes |  | 2023-02-09 |  | PVC | 1957 | Yes |  | 2023-02-09 |  | Non-lead
019916 | 23 JANET PL |  | Unknown, Non-Lead | Yes |  | 2021-01-08 |  | Unknown, Non-Lead | 2007 | Yes |  | 2021-01-08 |  | Non-lead
019917 | 327 KING AVE |  | Polytube | Yes |  | 2022-10-27 |  | PVC | 1967 | Yes |  | 2022-10-27 |  | Non-lead
019918 | 351 RYAN AVE |  | Unknown, Non-Lead | Yes |  | 2021-08-09 |  | PVC | 2005 | Yes |  | 2021-08-09 |  | Non-lead
019919 | 149 DICKIE WAY |  | Polytube | Yes |  | 2023-01-30 |  | PVC | 1970 | Yes |  | 2023-01-30 |  | Non-lead
019920 | TR A 99 MORRIS LN |  | Polytube | Yes |  | 2023-09-08 |  | PVC | 1943 | Yes |  | 2023-09-08 |  | Non-lead
019921 | 29 BONITA AVE |  | Polytube | Yes |  | 2022-07-25 |  | PVC | 1970 | Yes |  | 2022-07-25 |  | Non-lead
019922 | 154 GARDEN ST |  | Polytube | Yes |  | 2023-02-09 |  | PVC | 1975 | Yes |  | 2023-02-09 |  | Non-lead
019923 | 170 RUSHTON LN |  | Unknown, Non-Lead | Yes |  | 2019-09-11 |  | Unknown, Non-Lead | 2005 | Yes |  | 2019-09-11 |  | Non-lead
019924 | 163 PEACE AVE |  | Polytube | Yes |  | 2022-07-19 |  | PVC | 1970 | Yes |  | 2022-07-19 |  | Non-lead
019926 | 314 KING AVE |  | Polytube | Yes |  | 2022-10-24 |  | PVC | 1975 | Yes |  | 2022-10-24 |  | Non-lead
019927 | 977 PLANTATION RD |  | Polytube | Yes |  | 2022-07-25 |  | Polytube | 1960 | Yes |  | 2022-07-25 |  | Non-lead
019928 | 251 LOWER MATECUMBE RD |  | Polytube | Yes |  | 2024-08-07 |  | PVC | 1965 | Yes |  | 2024-08-07 |  | Non-lead
019929 | 444 BAHIA HONDA |  | Polytube | Yes |  | 2024-05-21 |  | PVC | 1970 | Yes |  | 2024-05-21 |  | Non-lead
019930 | 222 BANYON |  | Polytube | Yes |  | 2023-02-13 |  | PVC | 1970 | Yes |  | 2023-02-13 |  | Non-lead
019931 | 277 LOWER MATECUMBE RD |  | Polytube | Yes |  | 2022-07-26 |  | PVC | 1971 | Yes |  | 2022-07-26 |  | Non-lead
019932 | 255 LEE AVE |  | Polytube | Yes |  | 2022-10-24 |  | PVC | 1974 | Yes |  | 2022-10-24 |  | Non-lead
019933 | 327 WINDLEY RD |  | Polytube | Yes |  | 2024-03-21 |  | PVC | 1966 | Yes |  | 2024-03-21 |  | Non-lead
019934 | 224 W SECOND CT |  | Polytube | Yes |  | 2023-02-01 |  | PVC | 1969 | Yes |  | 2023-02-01 |  | Non-lead
019935 | 322 BURTON DR |  | Polytube | Yes |  | 2023-01-31 |  | PVC | 1970 | Yes |  | 2023-01-31 |  | Non-lead
019936 | 247 KING AVE |  | Polytube | Yes |  | 2022-10-24 |  | PVC | 1960 | Yes |  | 2022-10-24 |  | Non-lead
019937 | 113 BUTTONWOOD AVE |  | Polytube | Yes |  | 2022-12-12 |  | PVC | 1969 | Yes |  | 2022-12-12 |  | Non-lead
019938 | 136 SABLE PALM |  | Polytube | Yes |  | 2023-02-13 |  | PVC | 1973 | Yes |  | 2023-02-13 |  | Non-lead
019939 | 210 HUMPTY DUMPTY DR |  | Copper | Yes |  | 2022-09-20 |  | PVC | 1986 | Yes |  | 2022-09-20 |  | Non-lead
019940 | 146 LONG KEY RD |  | Polytube | Yes |  | 2023-05-04 |  | PVC | 1969 | Yes |  | 2023-05-04 |  | Non-lead
019941 | 415 BIG PINE RD |  | Polytube | Yes |  | 2024-06-04 |  | PVC | 1983 | Yes |  | 2024-06-04 |  | Non-lead
019942 | 237 W FIRST CT |  | Unknown, Non-Lead | Yes |  | 2022-05-05 |  | Unknown, Non-Lead | 2007 | Yes |  | 2022-05-05 |  | Non-lead
019943 | 847 LARGO RD |  | Polytube | Yes |  | 2022-07-25 |  | PVC | 1972 | Yes |  | 2022-07-25 |  | Non-lead
019944 | 845 LARGO ROAD |  | Polytube | Yes |  | 2024-06-05 |  | PVC | 1980 | Yes |  | 2024-06-05 |  | Non-lead
019945 | 202 LOWER MATECUMBE RD |  | Polytube | Yes |  | 2023-05-04 |  | PVC | 1973 | Yes |  | 2023-05-04 |  | Non-lead
019946 | 322 LAKE SURPRISE BLVD |  | Unknown, Non-Lead | Yes |  | 2019-04-30 |  | Unknown, Non-Lead | 1999 | Yes |  | 2019-04-30 |  | Non-lead
019947 | 339 OLEANDER |  | Polytube | Yes |  | 2023-02-13 |  | PVC | 1970 | Yes |  | 2023-02-13 |  | Non-lead
019948 | 122 W AVE C |  | Unknown, Non-Lead | No |  |  |  | Unknown, Non-Lead | 1994 | No |  |  |  | Non-lead
019949 | 158 LONG KEY RD |  | Unknown, Non-Lead | Yes |  | 2021-09-08 |  | Unknown, Non-Lead | 2021 | Yes |  | 2021-09-08 |  | Non-lead
019950 | 455 BIG PINE RD |  | Polytube | Yes |  | 2023-03-01 |  | PVC | 2008 | Yes |  | 2023-03-01 |  | Non-lead
019951 | 109 TWEEDY PIE TERR |  | Copper | Yes |  | 2022-09-19 |  | PVC | 1970 | Yes |  | 2022-09-19 |  | Non-lead
019952 | 83 SEAGATE BLVD |  | Unknown, Non-Lead | Yes |  | 2021-08-31 |  | Polytube | 2021 | Yes |  | 2021-08-31 |  | Non-lead
019953 | 31480 AVE F |  | Polytube | Yes |  | 2023-01-13 |  | PVC | 1970 | Yes |  | 2023-01-13 |  | Non-lead
019956 | 31044 HOLLERICHS DR |  | Polytube | Yes |  | 2024-02-28 |  | PVC | 1970 | Yes |  | 2024-02-28 |  | Non-lead
019957 | 680 ELMA AVE |  | Polytube | Yes |  | 2023-04-24 |  | PVC | 1971 | Yes |  | 2023-04-24 |  | Non-lead
019958 | 3420 N ROOSEVELT BLVD |  | Polytube | Yes |  | 2023-04-18 |  | PVC | 1976 | Yes |  | 2023-04-18 |  | Non-lead
019959 | 723 THOMAS ST |  | Polytube | Yes |  | 2022-11-04 |  | Copper | 2016 | Yes |  | 2022-11-04 |  | Non-lead
019960 | 6 EGRET LN |  | Polytube | Yes |  | 2022-08-31 |  | Copper | 1970 | Yes |  | 2022-08-31 |  | Non-lead
019961 | L16BK7 103 SIRIUS LANE LN |  | Polytube | Yes |  | 2024-05-20 |  | PVC | 1978 | Yes |  | 2024-05-20 |  | Non-lead
019962 | 77 SIRIUS LANE |  | Polytube | Yes |  | 2022-10-26 |  | PVC | 1969 | Yes |  | 2022-10-26 |  | Non-lead
019963 | 63 BOUNDARY LN |  | Polytube | Yes |  | 2022-09-26 |  | PVC | 1983 | Yes |  | 2022-09-26 |  | Non-lead
019964 | 73 BOUNDARY LN |  | Polytube | Yes |  | 2022-11-01 |  | PVC | 1951 | Yes |  | 2022-11-01 |  | Non-lead
019965 | 75 BOUNDARY LN |  | Unknown, Non-Lead | Yes |  | 2024-05-30 |  | Polytube | 2000 | Yes |  | 2024-05-30 |  | Non-lead
019966 | 30919 ORTEGA LN |  | Polytube | Yes |  | 2022-11-17 |  | PVC | 1975 | Yes |  | 2022-11-17 |  | Non-lead
019967 | 161 KEY HEIGHTS DR |  | Polytube | Yes |  | 2022-06-14 |  | PVC | 1970 | Yes |  | 2022-06-14 |  | Non-lead
019968 | 183 W CAHILL CT |  | Polytube | Yes |  | 2022-12-12 |  | PVC | 1971 | Yes |  | 2022-12-12 |  | Non-lead
019969 | LOT 07 21585 OLD STATE RD |  | Unknown, Non-Lead | Yes |  | 2021-12-28 |  | Unknown, Non-Lead | 2015 | Yes |  | 2021-12-28 |  | Non-lead
019970 | LOT 08 21585 OLD STATE RD |  | Polytube | Yes |  | 2022-07-14 |  | PVC | 2015 | Yes |  | 2022-07-14 |  | Non-lead
019971 | LOT 09 21585 OLD STATE RD |  | Unknown, Non-Lead | Yes |  | 2024-08-05 |  | Unknown, Non-Lead | 2015 | Yes |  | 2024-08-05 |  | Non-lead
019972 | LOT 10 21585 OLD STATE RD |  | Unknown, Non-Lead | Yes |  | 2020-05-20 |  | Unknown, Non-Lead | 2015 | Yes |  | 2020-05-20 |  | Non-lead
019973 | LOT 12 21585 OLD STATE RD |  | Unknown, Non-Lead | Yes |  | 2021-07-29 |  | PVC | 2015 | Yes |  | 2021-07-29 |  | Non-lead
019974 | 750 (740) UNITED ST |  | Polytube | Yes |  | 2018-10-05 |  | Polytube | 1975 | Yes |  | 2018-10-05 |  | Non-Lead
019975 | 765 E CARRIBEAN DR |  | Unknown, Non-Lead | Yes |  | 2018-06-21 |  | PVC | 2005 | Yes |  | 2018-06-21 |  | Non-lead
019976 | 217 DUVAL ST |  | Polytube | Yes |  | 2022-11-30 |  | PVC | 1929 | Yes |  | 2022-11-30 |  | Non-lead
019977 | 30985 HIBISCUS DR |  | Polytube | Yes |  | 2023-02-21 |  | PVC | 1970 | Yes |  | 2023-02-21 |  | Non-lead
019978 | 30333 KILLDEER LN |  | Polytube | Yes |  | 2022-11-16 |  | PVC | 1973 | Yes |  | 2022-11-16 |  | Non-lead
019979 | 21091 6TH AVE |  | Polytube | Yes |  | 2022-10-31 |  | PVC | 1970 | Yes |  | 2022-10-31 |  | Non-lead
019980 | 21053 2ND AVE |  | Polytube | Yes |  | 2022-10-31 |  | PVC | 1970 | Yes |  | 2022-10-31 |  | Non-lead
019981 | 16760 TAMARIND DR |  | Polytube | Yes |  | 2022-07-11 |  | PVC | 1970 | Yes |  | 2022-07-11 |  | Non-lead
019982 | 78 KEY HAVEN RD |  | Polytube | Yes |  | 2022-01-14 |  | PVC | 1970 | Yes |  | 2022-01-14 |  | Non-lead
019983 | 88 KEY HAVEN RD |  | Polytube | Yes |  | 2024-05-29 |  | Copper | 1970 | Yes |  | 2024-05-29 |  | Non-lead
019984 | 1210 WASHINGTON ST |  | Polytube | Yes |  | 2024-04-17 |  | PVC | 1920 | Yes |  | 2024-04-17 |  | Non-lead
019985 | 1 BOCA CHICA RD |  | Polytube | Yes |  | 2022-09-26 |  | PVC | 1979 | Yes |  | 2022-09-26 |  | Non-lead
019992 | 260 9TH ST |  | Polytube | Yes |  | 2023-09-06 |  | PVC | 1970 | Yes |  | 2023-09-06 |  | Non-lead
019993 | 925 26TH OCEAN ST |  | Polytube | Yes |  | 2023-07-21 |  | PVC | 1971 | Yes |  | 2023-07-21 |  | Non-lead
019994 | IRRIGATION OCEAN 1166 83RD ST |  | Polytube | Yes |  | 2023-09-15 |  | PVC | 1997 | Yes |  | 2023-09-15 |  | Non-lead
019995 | 716 26TH OCEAN ST |  | Polytube | Yes |  | 2024-01-11 |  | PVC | 1971 | Yes |  | 2024-01-11 |  | Non-lead
019996 | 320 30TH OCEAN ST |  | Polytube | Yes |  | 2022-05-16 |  | PVC | 1971 | Yes |  | 2022-05-16 |  | Non-lead
019997 | 951 JAMES AVE |  | Polytube | Yes |  | 2023-01-10 |  | PVC | 1970 | Yes |  | 2023-01-10 |  | Non-lead
019998 | 1254 JAMES AVE |  | Polytube | Yes |  | 2022-06-17 |  | PVC | 1971 | Yes |  | 2022-06-17 |  | Non-lead
019999 | 1337 OCEAN BREEZE |  | Polytube | Yes |  | 2023-04-19 |  | PVC | 1953 | Yes |  | 2023-04-19 |  | Non-lead
020000 | 260 4TH LS ST |  | Polytube | Yes |  | 2023-06-01 |  | PVC | 1992 | Yes |  | 2023-06-01 |  | Non-lead
020001 | 451 89TH OCEAN ST |  | Polytube | Yes |  | 2023-01-20 |  | PVC | 1970 | Yes |  | 2023-01-20 |  | Non-lead
020002 | 18 TREASURE ISLAND RD |  | Polytube | Yes |  | 2024-06-14 |  | PVC | 1970 | Yes |  | 2024-06-14 |  | Non-lead
020003 | 175 114TH OCEAN ST |  | Unknown | Yes |  | 2022-10-31 |  | PVC | 1970 | Yes |  | 2022-10-31 |  | Lead Status Unknown
020004 | 490 4TH ST |  | Polytube | Yes |  | 2022-10-22 |  | PVC | 1969 | Yes |  | 2022-10-22 |  | Non-lead
020005 | 231 10TH ST |  | Polytube | Yes |  | 2022-10-22 |  | PVC | 1970 | Yes |  | 2022-10-22 |  | Non-lead
020006 | 67 TINGLER LANE |  | Polytube | Yes |  | 2022-09-16 |  | PVC | 1971 | Yes |  | 2022-09-16 |  | Non-lead
020007 | 16 DIAMOND DR |  | Polytube | Yes |  | 2024-09-03 |  | PVC | 1970 | Yes |  | 2024-09-03 |  | Non-lead
020008 | 17 DIAMOND DR |  | Polytube | Yes |  | 2022-09-23 |  | Copper | 1970 | Yes |  | 2022-09-23 |  | Non-lead
020009 | 18 DIAMOND DR |  | Polytube | Yes |  | 2024-02-28 |  | PVC | 1970 | Yes |  | 2024-02-28 |  | Non-lead
020011 | APT E 105 TRUMAN AVE |  | Unknown, Non-Lead | No |  |  |  | Unknown, Non-Lead | 2010 | No |  |  |  | Non-lead
020012 | A 31219 HIBISCUS DR |  | Polytube | Yes |  | 2024-02-26 |  | PVC | 1986 | Yes |  | 2024-02-26 |  | Non-lead
020013 | 109 AVE G |  | Polytube | Yes |  | 2023-07-05 |  | PVC | 1986 | Yes |  | 2023-07-05 |  | Non-lead
020014 | 1273 MILLS RD |  | Unknown, Non-Lead | Yes |  | 2024-09-19 |  | PVC | 2009 | Yes |  | 2024-09-19 |  | Non-lead
020015 | 1110 18TH ST |  | Polytube | Yes |  | 2022-07-20 |  | PVC | 1969 | Yes |  | 2022-07-20 |  | Non-lead
020016 | 3800 NORTHSIDE DR |  | Polytube | Yes |  | 2022-06-16 |  | Copper | 1975 | Yes |  | 2022-06-16 |  | Non-lead
020017 | 4 BOUGAINVILLEA AVE |  | Polytube | Yes |  | 2021-03-01 |  | PVC | 1970 | Yes |  | 2021-03-01 |  | Non-lead
020019 | F8 CROSS ST |  | Polytube | Yes |  | 2023-03-08 |  | PVC | 1970 | Yes |  | 2023-03-08 |  | Non-lead
020020 | 103 B SHORE AVE |  | Unknown, Non-Lead | No |  |  |  | Unknown, Non-Lead | 2015 | No |  |  |  | Non-lead
020021 | B2 8TH AVE |  | Unknown, Non-Lead | No |  |  |  | Unknown, Non-Lead | 1992 | No |  |  |  | Non-lead
020022 | 129 CUNNINGHAM LN |  | Unknown, Non-Lead | Yes |  | 2019-12-20 |  | Unknown, Non-Lead | 2020 | Yes |  | 2019-12-20 |  | Non-lead
020023 | 801 FLEMING ST |  | Polytube | Yes |  | 2023-10-06 |  | PVC | 1944 | Yes |  | 2023-10-06 |  | Non-lead
020024 | 30875 GRANADA AVE |  | Polytube | Yes |  | 2022-07-19 |  | PVC | 1971 | Yes |  | 2022-07-19 |  | Non-lead
020026 | UNIT 607A 2601 S ROOSEVELT BLVD |  | Copper | Yes |  | 2022-06-28 |  | Copper | 1967 | Yes |  | 2022-06-28 |  | Non-lead
020027 | UNIT 604B 2601 S ROOSEVELT BLVD |  | Copper | Yes |  | 2024-07-08 |  | Copper | 1967 | Yes |  | 2024-07-08 |  | Non-lead
020028 | 29 BOCA CHICA RD |  | Unknown, Non-Lead | No |  |  |  | Unknown, Non-Lead | 2006 | No |  |  |  | Non-lead
020029 | 31 BOCA CHICA RD |  | Polytube | Yes |  | 2023-10-30 |  | PVC | 1987 | Yes |  | 2023-10-30 |  | Non-lead
020030 | 85 SIRIUS LANE |  | Polytube | Yes |  | 2022-10-26 |  | PVC | 1970 | Yes |  | 2022-10-26 |  | Non-lead
020031 | 538 SOUND DR |  | Polytube | Yes |  | 2022-10-13 |  | PVC | 1970 | Yes |  | 2022-10-13 |  | Non-lead
020032 | 79 SHORELAND DR |  | Polytube | Yes |  | 2022-10-31 |  | PVC | 1970 | Yes |  | 2022-10-31 |  | Non-lead
020034 | 241 UPPER MATECUMBE RD |  | Polytube | Yes |  | 2022-11-15 |  | PVC | 1968 | Yes |  | 2022-11-15 |  | Non-lead
020035 | 187 GRASSY RD |  | Polytube | Yes |  | 2024-04-09 |  | PVC | 1998 | Yes |  | 2024-04-09 |  | Non-lead
020036 | 121 GRASSY RD |  | Unknown, Non-Lead | Yes |  | 2021-11-17 |  | Unknown, Non-Lead | 2008 | Yes |  | 2021-11-17 |  | Non-lead
020037 | 125 GRASSY RD |  | Polytube | Yes |  | 2023-05-04 |  | PVC | 1972 | Yes |  | 2023-05-04 |  | Non-lead
020038 | 179 LONG KEY RD |  | Unknown, Non-Lead | Yes |  | 2021-11-17 |  | PVC | 2020 | Yes |  | 2021-11-17 |  | Non-lead
020039 | 129 GRASSY RD |  | Unknown, Non-Lead | Yes |  | 2020-06-18 |  | PVC | 1990 | Yes |  | 2020-06-18 |  | Non-lead
020040 | 304 ANNE BONNY DR |  | Polytube | Yes |  | 2023-01-31 |  | PVC | 1970 | Yes |  | 2023-01-31 |  | Non-lead
020041 | 206 W 1ST CT |  | Polytube | Yes |  | 2023-05-19 |  | PVC | 1973 | Yes |  | 2023-05-19 |  | Non-lead
020042 | 166 LONG KEY RD |  | Unknown, Non-Lead | Yes |  | 2020-01-09 |  | PVC | 2006 | Yes |  | 2020-01-09 |  | Non-lead
020043 | L24 B4 249 UPPER MATECUMBE RD |  | Polytube | Yes |  | 2023-05-03 |  | PVC | 1975 | Yes |  | 2023-05-03 |  | Non-lead
020044 | 182 LONG KEY RD |  | Unknown, Non-Lead | Yes |  | 2023-03-06 |  | Unknown, Non-Lead | 1988 | Yes |  | 2023-03-06 |  | Non-lead
020045 | 117 GRASSY RD |  | Polytube | Yes |  | 2024-07-31 |  | PVC | 1999 | Yes |  | 2024-07-31 |  | Non-lead
020046 | 116 SABLE PALM |  | Polytube | Yes |  | 2023-02-13 |  | PVC | 1965 | Yes |  | 2023-02-13 |  | Non-lead
020047 | 148 BAHAMA AVE |  | Polytube | Yes |  | 2022-11-10 |  | PVC | 1971 | Yes |  | 2022-11-10 |  | Non-lead
020048 | 751 LARGO RD |  | Unknown, Non-Lead | Yes |  | 2022-04-07 |  | PVC | 1994 | Yes |  | 2022-04-07 |  | Non-lead
020049 | 975 PLANTATION RD |  | Unknown, Non-Lead | Yes |  | 2018-12-28 |  | Unknown, Non-Lead | 1999 | Yes |  | 2018-12-28 |  | Non-lead
020050 | 438 BAHIA HONDA RD |  | Polytube | Yes |  | 2024-05-17 |  | PVC | 1980 | Yes |  | 2024-05-17 |  | Non-lead
020051 | 329 WINDLEY RD |  | Polytube | Yes |  | 2023-05-04 |  | PVC | 1969 | Yes |  | 2023-05-04 |  | Non-lead
020052 | 60 BONEFISH AVE |  | Polytube | Yes |  | 2023-08-08 |  | PVC | 1970 | Yes |  | 2023-08-08 |  | Non-lead
020053 | 246 LOWER MATECUMBE RD |  | Polytube | Yes |  | 2024-03-05 |  | PVC | 1972 | Yes |  | 2024-03-05 |  | Non-lead
020054 | 199 W AVE A |  | Polytube | Yes |  | 2023-02-01 |  | PVC | 1974 | Yes |  | 2023-02-01 |  | Non-lead
020055 | 79 AVE D |  | Polytube | No |  |  |  | PVC | 1982 | No |  |  |  | Non-lead
020056 | 64 JEWFISH AVE |  | Unknown, Non-Lead | Yes |  | 2020-11-18 |  | Unknown, Non-Lead | 1990 | Yes |  | 2020-11-18 |  | Non-lead
020057 | 185 OCEAN VIEW DR |  | Polytube | Yes |  | 2023-02-01 |  | PVC | 1974 | Yes |  | 2023-02-01 |  | Non-lead
020058 | 96180 W OVERSEAS HWY SIDE US1 |  | Polytube | Yes |  | 2022-09-20 |  | PVC | 1978 | Yes |  | 2022-09-20 |  | Non-lead
020061 | 224 BUTTONWOOD LANE |  | Polytube | Yes |  | 2023-02-13 |  | PVC | 1971 | Yes |  | 2023-02-13 |  | Non-lead
020062 | 730 GROUPER LN |  | Polytube | Yes |  | 2022-08-15 |  | PVC | 1970 | Yes |  | 2022-08-15 |  | Non-lead
020063 | 318 BUTTONWOOD CR |  | Polytube | Yes |  | 2023-01-31 |  | PVC | 1982 | Yes |  | 2023-01-31 |  | Non-lead
020064 | 18 BONITA AVE |  | Polytube | Yes |  | 2022-07-25 |  | PVC | 1974 | Yes |  | 2022-07-25 |  | Non-lead
020065 | 329 LAKE SURPRISE BLVD |  | Unknown, Non-Lead | Yes |  | 2018-08-10 |  | Unknown, Non-Lead | 2005 | Yes |  | 2018-08-10 |  | Non-lead
020066 | 214 LOWER MATECUMBE RD |  | Unknown, Non-Lead | Yes |  | 2023-09-21 |  | Unknown, Non-Lead | 2006 | Yes |  | 2023-09-21 |  | Non-lead
020067 | 154 LONG KEY RD |  | Polytube | Yes |  | 2023-05-04 |  | PVC | 1964 | Yes |  | 2023-05-04 |  | Non-lead
020068 | 218 LOWER MATECUMBE RD |  | Unknown, Non-Lead | No |  |  |  | Unknown, Non-Lead | 2004 | No |  |  |  | Non-lead
020069 | IRR SOUTH 101620 OVERSEAS Hwy |  | Polytube | Yes |  | 2023-02-09 |  | PVC | 1960 | Yes |  | 2023-02-09 |  | Non-lead
020070 | 761 MUSA DR |  | Polytube | Yes |  | 2023-02-28 |  | PVC | 1970 | Yes |  | 2023-02-28 |  | Non-lead
020071 | 90 IBIS LN |  | Unknown, Non-Lead | Yes |  | 2019-12-27 |  | Unknown, Non-Lead | 1993 | Yes |  | 2019-12-27 |  | Non-lead
020072 | 11 JANET PL |  | Unknown, Non-Lead | Yes |  | 2019-06-24 |  | PVC | 2016 | Yes |  | 2019-06-24 |  | Non-lead
020073 | 321 RYAN AVE |  | Polytube | Yes |  | 2022-10-17 |  | PVC | 1974 | Yes |  | 2022-10-17 |  | Non-lead
020074 | 101801 OVERSEAS HWY |  | Polytube | Yes |  | 2023-02-01 |  | PVC | 1970 | Yes |  | 2023-02-01 |  | Non-lead
020075 | 570 BONITO LN |  | Polytube | Yes |  | 2023-09-06 |  | PVC | 1970 | Yes |  | 2023-09-06 |  | Non-lead
020076 | 222 LOWER MATECUMBE RD |  | Unknown, Non-Lead | Yes |  | 2023-07-24 |  | Unknown, Non-Lead | 2008 | Yes |  | 2023-07-24 |  | Non-lead
020077 | 289 LANCE LANE |  | Polytube | Yes |  | 2022-10-24 |  | PVC | 1969 | Yes |  | 2022-10-24 |  | Non-lead
020078 | 309 LANCE LN |  | Polytube | Yes |  | 2022-10-27 |  | PVC | 1972 | Yes |  | 2022-10-27 |  | Non-lead
020079 | 361 RYAN AVE |  | Polytube | Yes |  | 2022-10-17 |  | PVC | 1977 | Yes |  | 2022-10-17 |  | Non-lead
020081 | 233 W FIRST CT |  | Polytube | Yes |  | 2023-02-01 |  | PVC | 1970 | Yes |  | 2023-02-01 |  | Non-lead
020082 | 321 LANCE LN |  | Polytube | Yes |  | 2022-11-07 |  | PVC | 1972 | Yes |  | 2022-11-07 |  | Non-lead
020083 | 159 DUBONNET RD |  | Polytube | Yes |  | 2022-05-19 |  | PVC | 2010 | Yes |  | 2022-05-19 |  | Non-lead
020084 | 215 ALLEN AVE |  | Polytube | Yes |  | 2022-08-12 |  | PVC | 2008 | Yes |  | 2022-08-12 |  | Non-lead
020085 | 226 LOWER MATECUMBE RD |  | Unknown, Non-Lead | No |  |  |  | Unknown, Non-Lead | 2008 | No |  |  |  | Non-lead
020086 | 325 LANCE LN |  | Polytube | Yes |  | 2022-10-17 |  | PVC | 1981 | Yes |  | 2022-10-17 |  | Non-lead
020087 | 362 RYAN AVE |  | Polytube | Yes |  | 2022-10-17 |  | PVC | 1971 | Yes |  | 2022-10-17 |  | Non-lead
020088 | 273 LOWER MATECUMBE RD |  | Polytube | Yes |  | 2023-05-04 |  | PVC | 1971 | Yes |  | 2023-05-04 |  | Non-lead
020089 | 1027 GIBRALTER RD |  | Polytube | Yes |  | 2023-01-27 |  | PVC | 1973 | Yes |  | 2023-01-27 |  | Non-lead
020090 | 248 HIBISCUS ST |  | Polytube | Yes |  | 2022-06-22 |  | PVC | 1970 | Yes |  | 2022-06-22 |  | Non-lead
020091 | 190 ORCHID ST |  | Polytube | Yes |  | 2022-06-09 |  | PVC | 1979 | Yes |  | 2022-06-09 |  | Non-lead
020092 | 169 ORCHID ST |  | Polytube | Yes |  | 2022-06-09 |  | PVC | 1970 | Yes |  | 2022-06-09 |  | Non-lead
020093 | 216 W SEAVIEW CIR |  | Polytube | Yes |  | 2022-10-22 |  | PVC | 1970 | Yes |  | 2022-10-22 |  | Non-lead
020094 | 106 BAYVIEW Dr |  | Polytube | Yes |  | 2022-06-28 |  | PVC | 1972 | Yes |  | 2022-06-28 |  | Non-lead
020095 | 134 GULFVIEW DR |  | Polytube | Yes |  | 2022-06-29 |  | PVC | 1970 | Yes |  | 2022-06-29 |  | Non-lead
020096 | 152 SUNSHINE BLVD |  | Polytube | Yes |  | 2023-02-15 |  | PVC | 1980 | Yes |  | 2023-02-15 |  | Non-lead
020097 | 151 AZALEA ST |  | Polytube | Yes |  | 2022-06-21 |  | PVC | 1970 | Yes |  | 2022-06-21 |  | Non-lead
020098 | 157 ORCHID ST |  | Polytube | Yes |  | 2022-06-09 |  | PVC | 1976 | Yes |  | 2022-06-09 |  | Non-lead
020099 | 106 MILANO DR |  | Polytube | Yes |  | 2022-06-10 |  | PVC | 1970 | Yes |  | 2022-06-10 |  | Non-lead
020100 | REAR 81224 OVERSEAS HWY |  | Polytube | Yes |  | 2022-06-23 |  | PVC | 1963 | Yes |  | 2022-06-23 |  | Non-lead
020101 | 157 SAPODILLA DR |  | Polytube | Yes |  | 2022-06-30 |  | PVC | 1970 | Yes |  | 2022-06-30 |  | Non-lead
020102 | 136 N COCONUT PALM BLVD |  | Polytube | Yes |  | 2022-06-14 |  | PVC | 1970 | Yes |  | 2022-06-14 |  | Non-lead
020103 | 111 SPOONBILL RD |  | Unknown, Non-Lead | No |  |  |  | Unknown, Non-Lead | 1999 | No |  |  |  | Non-lead
020104 | 210 ELVA RD |  | Polytube | Yes |  | 2022-05-20 |  | PVC | 1971 | Yes |  | 2022-05-20 |  | Non-lead
020105 | 121 E CARROLL ST |  | Unknown, Non-Lead | Yes |  | 2022-02-15 |  | Unknown, Non-Lead | 2019 | Yes |  | 2022-02-15 |  | Non-lead
020107 | #5 87470 OVERSEAS HWY |  | Polytube | Yes |  | 2022-07-19 |  | PVC | 1956 | Yes |  | 2022-07-19 |  | Non-lead
020108 | 149 PALO DE ORO DR |  | Polytube | Yes |  | 2022-06-08 |  | PVC | 1970 | Yes |  | 2022-06-08 |  | Non-lead
020109 | 100 WILLOW LN |  | Unknown, Non-Lead | Yes |  | 2021-09-27 |  | Unknown, Non-Lead | 1995 | Yes |  | 2021-09-27 |  | Non-lead
020110 | 184 PLANTATION DR |  | Polytube | Yes |  | 2024-01-19 |  | PVC | 1973 | Yes |  | 2024-01-19 |  | Non-lead
020111 | 233 JASMINE ST |  | Polytube | Yes |  | 2022-06-16 |  | PVC | 1970 | Yes |  | 2022-06-16 |  | Non-lead
020112 | 225 DOGWOOD LN |  | Unknown | Yes |  | 2024-03-01 |  | Unknown | 1971 | Yes |  | 2024-03-01 |  | Lead Status Unknown
020113 | 121 SAN REMO DR |  | Polytube | Yes |  | 2022-06-07 |  | PVC | 1970 | Yes |  | 2022-06-07 |  | Non-lead
020114 | 106 HARBOR DR |  | Polytube | Yes |  | 2022-06-14 |  | PVC | 1971 | Yes |  | 2022-06-14 |  | Non-lead
020115 | 180 ORCHID ST |  | Polytube | Yes |  | 2024-07-29 |  | PVC | 1971 | Yes |  | 2024-07-29 |  | Non-lead
020116 | 81910 OVERSEAS HWY |  | PVC | Yes |  | 2022-06-23 |  | PVC | 1963 | Yes |  | 2022-06-23 |  | Non-lead
020118 | 182 SUNSET DR |  | Unknown, Non-Lead | Yes |  | 2022-11-03 |  | Unknown, Non-Lead | 1995 | Yes |  | 2022-11-03 |  | Non-lead
020119 | 202 SUNSET DR |  | Polytube | Yes |  | 2022-06-29 |  | PVC | 1970 | Yes |  | 2022-06-29 |  | Non-lead
020120 | 189 SUNSET DR |  | Polytube | Yes |  | 2022-06-28 |  | PVC | 1970 | Yes |  | 2022-06-28 |  | Non-lead
020121 | 311 WOODS AVE |  | Polytube | Yes |  | 2022-06-14 |  | PVC | 1970 | Yes |  | 2022-06-14 |  | Non-lead
020122 | 114 BUTTONWOOD LN |  | Polytube | Yes |  | 2022-06-27 |  | PVC | 1981 | Yes |  | 2022-06-27 |  | Non-lead
020123 | 185 PLANTATION AVE |  | Polytube | Yes |  | 2022-06-09 |  | PVC | 1982 | Yes |  | 2022-06-09 |  | Non-lead
020124 | 114 S INDIES DR |  | Polytube | Yes |  | 2022-10-22 |  | PVC | 1970 | Yes |  | 2022-10-22 |  | Non-lead
020125 | 196 S INDIES DR |  | Unknown, Non-Lead | Yes |  | 2024-07-08 |  | Unknown, Non-Lead | 2001 | Yes |  | 2024-07-08 |  | Non-lead
020126 | 153 ORCHID ST |  | Unknown, Non-Lead | Yes |  | 2021-06-07 |  | Unknown, Non-Lead | 2020 | Yes |  | 2021-06-07 |  | Non-lead
020127 | 374 S COCONUT PALM BLVD |  | Polytube | Yes |  | 2022-06-14 |  | PVC | 1970 | Yes |  | 2022-06-14 |  | Non-lead
020128 | 137 ORCHID ST |  | Polytube | Yes |  | 2022-06-09 |  | PVC | 1976 | Yes |  | 2022-06-09 |  | Non-lead
020129 | 119 BUTTONWOOD LN |  | Polytube | Yes |  | 2022-06-27 |  | PVC | 1968 | Yes |  | 2022-06-27 |  | Non-lead
020130 | 138 NAUTILUS DR |  | Polytube | Yes |  | 2022-07-05 |  | PVC | 1981 | Yes |  | 2022-07-05 |  | Non-lead
020131 | 341 E SEAVIEW DR |  | Polytube | Yes |  | 2023-03-06 |  | PVC | 1971 | Yes |  | 2023-03-06 |  | Non-lead
020133 | 155 ORLANDO DR |  | Polytube | Yes |  | 2022-06-09 |  | PVC | 1973 | Yes |  | 2022-06-09 |  | Non-lead
020134 | UNIT B 120 N INDIES DR |  | Polytube | Yes |  | 2022-10-22 |  | PVC | 1970 | Yes |  | 2022-10-22 |  | Non-lead
020135 | 116 N INDIES DR |  | Polytube | Yes |  | 2022-10-22 |  | PVC | 1970 | Yes |  | 2022-10-22 |  | Non-lead
020136 | 76240 OVERSEAS HWY |  | Polytube | Yes |  | 2022-07-07 |  | PVC | 1971 | Yes |  | 2022-07-07 |  | Non-lead
020137 | 178 GULFVIEW DR |  | Polytube | Yes |  | 2023-06-16 |  | PVC | 1994 | Yes |  | 2023-06-16 |  | Non-lead
020138 | 113 OCEAN LN |  | Polytube | Yes |  | 2022-07-05 |  | PVC | 1970 | Yes |  | 2022-07-05 |  | Non-lead
020139 | 137 VENETIAN DR |  | Unknown, Non-Lead | Yes |  | 2022-04-06 |  | Unknown, Non-Lead | 1990 | Yes |  | 2022-04-06 |  | Non-lead
020140 | 137 PALO DE ORO DR |  | Polytube | Yes |  | 2022-06-08 |  | PVC | 1975 | Yes |  | 2022-06-08 |  | Non-lead
020141 | L28&29 466 WEST SHORE DR |  | Polytube | Yes |  | 2023-04-25 |  | PVC | 1970 | Yes |  | 2023-04-25 |  | Non-lead
020142 | 49 BOUNDARY LN |  | Polytube | Yes |  | 2024-08-16 |  | PVC | 1985 | Yes |  | 2024-08-16 |  | Non-lead
020143 | 1701 JAMAICA DR |  | Polytube | Yes |  | 2023-04-24 |  | Copper | 1968 | Yes |  | 2023-04-24 |  | Non-lead
020145 | 30926 EDWARD RD |  | Unknown, Non-Lead | Yes |  | 2018-12-14 |  | Unknown, Non-Lead | 2005 | Yes |  | 2018-12-14 |  | Non-lead
020146 | 25 AZALEA DR |  | PVC | Yes |  | 2023-09-13 |  | Polytube | 1970 | Yes |  | 2023-09-13 |  | Non-lead
020147 | 308 FRONT ST |  | Polytube | Yes |  | 2024-01-19 |  | PVC | 1963 | Yes |  | 2024-01-19 |  | Non-lead
020148 | 30918 EDWARD RD |  | Polytube | Yes |  | 2022-11-09 |  | PVC | 1962 | Yes |  | 2022-11-09 |  | Non-lead
020149 | APT UP 1525 FLAGLER AVE |  | Polytube | Yes |  | 2022-08-15 |  | PVC | 1938 | Yes |  | 2022-08-15 |  | Non-lead
020150 | 416 AMELIA ST |  | Polytube | Yes |  | 2022-06-16 |  | PVC | 1928 | Yes |  | 2022-06-16 |  | Non-lead
020152 | 1206 WHITE ST |  | Unknown | Yes |  | 2023-03-23 |  | PVC | 1923 | Yes |  | 2023-03-23 |  | Lead Status Unknown
020153 | 305 COUNTY RD |  | Unknown, Non-Lead | Yes |  | 2022-03-25 |  | Unknown, Non-Lead | 2015 | Yes |  | 2022-03-25 |  | Non-lead
020154 | 59 BOUNDARY LN |  | Polytube | Yes |  | 2023-10-02 |  | PVC | 1970 | Yes |  | 2023-10-02 |  | Non-lead
020155 | 30427 HAWK LANE |  | Polytube | Yes |  | 2024-05-21 |  | PVC | 1970 | Yes |  | 2024-05-21 |  | Non-lead
020156 | 31140 HOLLERICH |  | Polytube | Yes |  | 2022-11-14 |  | PVC | 1969 | Yes |  | 2022-11-14 |  | Non-lead
020157 | 29050 PALM AVE |  | Polytube | Yes |  | 2022-12-15 |  | PVC | 1968 | Yes |  | 2022-12-15 |  | Non-lead
020158 | 91 SIRIUS LANE |  | Polytube | Yes |  | 2022-10-26 |  | PVC | 1980 | Yes |  | 2022-10-26 |  | Non-lead
020159 | 1401 ALBURY ST |  | Polytube | Yes |  | 2022-08-24 |  | PVC | 1943 | Yes |  | 2022-08-24 |  | Non-lead
020160 | 11 DIAMOND DR |  | Polytube | Yes |  | 2024-01-18 |  | PVC | 1970 | Yes |  | 2024-01-18 |  | Non-lead
020161 | 29032 CEDAR DR |  | Polytube | Yes |  | 2022-12-21 |  | PVC | 1972 | Yes |  | 2022-12-21 |  | Non-lead
020162 | 31544 AVENUE C |  | Unknown, Non-Lead | No |  |  |  | Unknown, Non-Lead | 2006 | No |  |  |  | Non-lead
020163 | 43 BOUNDARY LN |  | Polytube | Yes |  | 2023-10-11 |  | PVC |  | Yes |  | 2023-10-11 |  | Non-lead
020164 | 1601 BAHAMA DR |  | Polytube | Yes |  | 2023-04-24 |  | PVC | 1972 | Yes |  | 2023-04-24 |  | Non-lead
020165 | 1050 JAMES AVE |  | Polytube | Yes |  | 2023-01-09 |  | PVC | 1971 | Yes |  | 2023-01-09 |  | Non-lead
020166 | 745 26TH OCEAN ST |  | Polytube | Yes |  | 2023-01-17 |  | PVC | 1967 | Yes |  | 2023-01-17 |  | Non-lead
020167 | 1595 HARBOR DR |  | Polytube | Yes |  | 2023-05-15 |  | PVC | 1970 | Yes |  | 2023-05-15 |  | Non-lead
020168 | 2650 MANOR LN |  | Polytube | Yes |  | 2024-01-09 |  | PVC | 1970 | Yes |  | 2024-01-09 |  | Non-lead
020169 | 1 S KYLE Way |  | Unknown | Yes |  | 2022-07-26 |  | PVC |  | Yes |  | 2022-07-26 |  | Non-lead
020170 | 2960 YELLOWTAIL DR |  | Polytube | Yes |  | 2023-10-02 |  | PVC | 1970 | Yes |  | 2023-10-02 |  | Non-lead
020171 | 2490 HARBOR DR |  | Polytube | Yes |  | 2024-06-21 |  | PVC | 1975 | Yes |  | 2024-06-21 |  | Non-lead
020172 | 10981 5TH GULF AVE |  | Polytube | Yes |  | 2022-10-31 |  | PVC | 1970 | Yes |  | 2022-10-31 |  | Non-lead
020173 | #13 4800 OVERSEAS HWY |  | Polytube | Yes |  | 2024-05-21 |  | PVC | 1958 | Yes |  | 2024-05-21 |  | Non-lead
020174 | 11260 5TH GULF AVE |  | Polytube | Yes |  | 2024-05-20 |  | PVC | 1962 | Yes |  | 2024-05-20 |  | Non-lead
020175 | RIGHT 681 10TH ST |  | Polytube | Yes |  | 2022-10-22 |  | PVC | 1970 | Yes |  | 2022-10-22 |  | Non-lead
020176 | LEFT 691 10TH ST |  | Polytube | Yes |  | 2024-02-01 |  | PVC | 1970 | Yes |  | 2024-02-01 |  | Non-lead
020177 | 58467 MORTON ST |  | Polytube | Yes |  | 2022-10-22 |  | PVC | 1970 | Yes |  | 2022-10-22 |  | Non-lead
020178 | 276 89TH OCEAN ST |  | Polytube | Yes |  | 2023-01-20 |  | PVC | 1970 | Yes |  | 2023-01-20 |  | Non-lead
020179 | 1161 91ST OCEAN CT |  | Unknown, Non-Lead | Yes |  | 2022-03-25 |  | Unknown, Non-Lead | 2020 | Yes |  | 2022-03-25 |  | Non-lead
020180 | OCEAN 1157 91ST CT |  | Polytube | Yes |  | 2023-04-19 |  | PVC | 2018 | Yes |  | 2023-04-19 |  | Non-lead
020181 | 1279 91ST OCEAN CT |  | Unknown, Non-Lead | Yes |  | 2022-04-06 |  | Unknown, Non-Lead | 2015 | Yes |  | 2022-04-06 |  | Non-lead
020182 | OCEAN 1289 91ST CT |  | Unknown, Non-Lead | Yes |  | 2022-03-25 |  | Unknown, Non-Lead | 2015 | Yes |  | 2022-03-25 |  | Non-lead
020184 | 231 5TH ST |  | Copper | Yes |  | 2023-05-25 |  | PVC | 1970 | Yes |  | 2023-05-25 |  | Non-lead
020185 | 31472 AVENUE G |  | Polytube | Yes |  | 2023-04-14 |  | PVC |  | Yes |  | 2023-04-14 |  | Non-lead
020186 | 23090 TARPON LANE |  | Polytube | Yes |  | 2022-12-28 |  | PVC | 1968 | Yes |  | 2022-12-28 |  | Non-lead
020187 | 86 KEY HAVEN RD |  | Polytube | Yes |  | 2022-07-26 |  | PVC | 1970 | Yes |  | 2022-07-26 |  | Non-lead
020188 | 5 DIAMOND DR |  | Polytube | Yes |  | 2022-09-23 |  | Galvanized | 1970 | Yes |  | 2022-09-23 |  | Galvanized Requiring Replacement
020189 | 1409 REYNOLDS ST |  | Polytube | Yes |  | 2022-08-24 |  | PVC | 1971 | Yes |  | 2022-08-24 |  | Non-lead
020190 | 2 ARBUTUS DR |  | PVC | Yes |  | 2022-05-05 |  | Polytube | 1970 | Yes |  | 2022-05-05 |  | Non-lead
020191 | 57 W SANDY CIRCLE |  | Polytube | Yes |  | 2023-03-31 |  | PVC | 1970 | Yes |  | 2023-03-31 |  | Non-lead
020192 | 101681 OVERSEAS HWY |  | Polytube | Yes |  | 2023-01-31 |  | PVC | 1968 | Yes |  | 2023-01-31 |  | Non-lead
020193 | 2032 CORAL WAY |  | Polytube | Yes |  | 2022-11-17 |  | PVC | 1969 | Yes |  | 2022-11-17 |  | Non-lead
020194 | 61 PALM DR |  | Unknown, Non-Lead | No |  |  |  | Unknown, Non-Lead | 2008 | No |  |  |  | Non-lead
020195 | 19 ROSE PL |  | Polytube | Yes |  | 2022-12-07 |  | PVC | 1981 | Yes |  | 2022-12-07 |  | Non-lead
020196 | 185 GRASSY RD |  | Unknown, Non-Lead | No |  |  |  | Unknown, Non-Lead | 1996 | No |  |  |  | Non-lead
020197 | 355 LOEB AVE |  | Polytube | Yes |  | 2022-10-24 |  | PVC | 1978 | Yes |  | 2022-10-24 |  | Non-lead
020198 | 320 TAYLOR DR |  | Polytube | Yes |  | 2023-10-16 |  | PVC | 1999 | Yes |  | 2023-10-16 |  | Non-lead
020199 | 141 GRASSY RD |  | Polytube | Yes |  | 2023-05-04 |  | PVC | 1984 | Yes |  | 2023-05-04 |  | Non-lead
020200 | 279 LANCE LANE |  | Unknown, Non-Lead | Yes |  | 2021-12-02 |  | Unknown, Non-Lead | 2017 | Yes |  | 2021-12-02 |  | Non-lead
020201 | 165 GRASSY RD |  | Unknown, Non-Lead | Yes |  | 2021-04-06 |  | PVC | 2005 | Yes |  | 2021-04-06 |  | Non-lead
020203 | 706 SHARON PL |  | Polytube | Yes |  | 2023-02-07 |  | PVC | 1980 | Yes |  | 2023-02-07 |  | Non-lead
020204 | 269 LOWER MATECUMBE RD |  | Polytube | Yes |  | 2023-05-04 |  | PVC | 1969 | Yes |  | 2023-05-04 |  | Non-lead
020205 | 104260 OVERSEAS HWY |  | Polytube | Yes |  | 2023-05-04 |  | PVC | 1957 | Yes |  | 2023-05-04 |  | Non-lead
020206 | 1003 DOVE RD |  | Polytube | Yes |  | 2022-07-21 |  | PVC | 1970 | Yes |  | 2022-07-21 |  | Non-lead
020207 | 162 LONG KEY RD |  | Unknown, Non-Lead | No |  |  |  | Unknown, Non-Lead | 2006 | No |  |  |  | Non-lead
020208 | 14 ROSE PL |  | Polytube | Yes |  | 2023-02-22 |  | PVC | 1975 | Yes |  | 2023-02-22 |  | Non-lead
020209 | 174 GARDEN ST |  | Polytube | Yes |  | 2023-02-09 |  | PVC | 1971 | Yes |  | 2023-02-09 |  | Non-lead
020210 | 133 MARINA DR |  | Polytube | Yes |  | 2023-02-01 |  | PVC | 1971 | Yes |  | 2023-02-01 |  | Non-lead
020211 | 270 TAYLOR DR |  | Polytube | Yes |  | 2022-10-17 |  | PVC | 1973 | Yes |  | 2022-10-17 |  | Non-lead
020212 | 52 SNAPPER AVE |  | Unknown, Non-Lead | Yes |  | 2021-11-16 |  | Unknown, Non-Lead | 1993 | Yes |  | 2021-11-16 |  | Non-lead
020213 | 174 ARBOR LN |  | Unknown, Non-Lead | No |  |  |  | Unknown, Non-Lead | 2020 | No |  |  |  | Non-lead
020214 | 1202 MOCKINGBIRD RD |  | Polytube | Yes |  | 2022-07-21 |  | PVC | 1963 | Yes |  | 2022-07-21 |  | Non-lead
020215 | 428 BIG PINE RD |  | Polytube | Yes |  | 2024-05-21 |  | PVC | 1970 | Yes |  | 2024-05-21 |  | Non-lead
020216 | 337 KING AVE |  | PVC | Yes |  | 2025-06-23 |  | PVC | 1967 | Yes |  | 2024-08-07 |  | Non-lead
020217 | 260 TAYLOR DR |  | Polytube | Yes |  | 2022-10-17 |  | PVC | 1972 | Yes |  | 2022-10-17 |  | Non-lead
020218 | 510 GEIGER CIR |  | Polytube | Yes |  | 2023-01-31 |  | PVC | 1971 | Yes |  | 2023-01-31 |  | Non-lead
020219 | 257 UPPER MATECUMBE RD |  | PVC | Yes |  | 2022-07-26 |  | PVC | 1974 | Yes |  | 2022-07-26 |  | Non-lead
020220 | UNIT 106B 2601 S ROOSEVELT BLVD |  | Copper | Yes |  | 2022-06-28 |  | Copper | 1967 | Yes |  | 2022-06-28 |  | Non-lead
020221 | 202 WILDWOOD CIRC |  | Polytube | Yes |  | 2023-01-31 |  | PVC | 1977 | Yes |  | 2023-01-31 |  | Non-lead
020222 | 347 KING AVE |  | Polytube | Yes |  | 2025-06-23 |  | Copper | 1994 | Yes |  | 2025-06-23 |  | Non-lead
020223 | 300 TAYLOR DR |  | Polytube | Yes |  | 2024-08-26 |  | PVC | 1983 | Yes |  | 2024-08-26 |  | Non-lead
020224 | 27 AVENUE A |  | Polytube | Yes |  | 2023-01-05 |  | PVC | 1972 | Yes |  | 2023-01-05 |  | Non-lead
020225 | 435 COLLINS AVE |  | Polytube | Yes |  | 2022-11-03 |  | PVC | 1972 | Yes |  | 2022-11-03 |  | Non-lead
020226 | 965 PLANTATION RD |  | Unknown | Yes |  | 2023-05-04 |  | PVC | 1984 | Yes |  | 2023-05-04 |  | Lead Status Unknown
020227 | 10 TINA PL |  | Polytube | Yes |  | 2022-11-30 |  | PVC | 1968 | Yes |  | 2022-11-30 |  | Non-lead
020228 | 8 TINA PL |  | Polytube | Yes |  | 2022-11-30 |  | PVC | 1968 | Yes |  | 2022-11-30 |  | Non-lead
020229 | 401 BAHIA HONDA RD |  | Polytube | Yes |  | 2024-05-20 |  | PVC | 1985 | Yes |  | 2024-05-20 |  | Non-lead
020230 | 106 E SHORE DR |  | Polytube | Yes |  | 2022-11-28 |  | PVC | 1970 | Yes |  | 2022-11-28 |  | Non-lead
020231 | 105050 OVERSEAS HWY |  | Polytube | Yes |  | 2022-08-17 |  | Galvanized | 1970 | Yes |  | 2022-08-17 |  | Galvanized Requiring Replacement
020232 | 147 CORT LN |  | Unknown, Non-Lead | Yes |  | 2021-01-19 |  | Unknown, Non-Lead | 1996 | Yes |  | 2021-01-19 |  | Non-lead
020233 | 159 BAHAMA AVE |  | Polytube | Yes |  | 2023-02-02 |  | PVC | 1971 | Yes |  | 2023-02-02 |  | Non-lead
020234 | 150 SECOND CT |  | Polytube | Yes |  | 2023-01-05 |  | PVC | 1981 | Yes |  | 2023-01-05 |  | Non-lead
020235 | 118 JOLLY ROGER DR |  | Polytube | Yes |  | 2023-01-31 |  | Polytube | 1970 | Yes |  | 2023-01-31 |  | Non-lead
020236 | 1212 CACTUS ST |  | Polytube | Yes |  | 2023-02-01 |  | PVC | 1970 | Yes |  | 2023-02-01 |  | Non-lead
020237 | 135 LONG KEY RD |  | Unknown, Non-Lead | Yes |  | 2019-05-31 |  | Unknown, Non-Lead | 1991 | Yes |  | 2019-05-31 |  | Non-lead
020238 | 187 LONG KEY RD |  | Polytube | Yes |  | 2023-05-04 |  | PVC | 1982 | Yes |  | 2023-05-04 |  | Non-lead
020239 | 307 VACA RD |  | Unknown, Non-Lead | Yes |  | 2021-04-07 |  | Unknown, Non-Lead | 2004 | Yes |  | 2021-04-07 |  | Non-lead
020240 | 119 LONG KEY RD |  | Polytube | Yes |  | 2022-09-06 |  | PVC | 1974 | Yes |  | 2022-09-06 |  | Non-lead
020241 | 181 GRASSY RD |  | Polytube | Yes |  | 2023-01-04 |  | PVC | 1971 | Yes |  | 2023-01-04 |  | Non-lead
020242 | 177 GRASSY RD |  | Polytube | Yes |  | 2023-05-04 |  | PVC | 1971 | Yes |  | 2023-05-04 |  | Non-lead
020243 | 835 LARGO RD |  | Polytube | Yes |  | 2023-08-25 |  | PVC | 1974 | Yes |  | 2023-08-25 |  | Non-lead
020244 | 157 GRASSY RD |  | Unknown, Non-Lead | Yes |  | 2021-07-08 |  | Unknown, Non-Lead | 2007 | Yes |  | 2021-07-08 |  | Non-lead
020245 | A 400 BAHIA HONDA W1/2 RD |  | Polytube | Yes |  | 2024-05-20 |  | PVC | 1970 | Yes |  | 2024-05-20 |  | Non-lead
020248 | APT B 745 CRANE BLVD |  | Polytube | Yes |  | 2023-01-13 |  | PVC | 1970 | Yes |  | 2023-01-13 |  | Non-lead
020249 | APT A 745 CRANE BLVD |  | Polytube | Yes |  | 2023-01-13 |  | PVC | 1970 | Yes |  | 2023-01-13 |  | Non-lead
020250 | 31455 E AVE |  | Polytube | Yes |  | 2022-11-08 |  | PVC | 1972 | Yes |  | 2022-11-08 |  | Non-lead
020251 | 30873 MINORCA DR |  | Polytube | Yes |  | 2024-03-14 |  | PVC | 1972 | Yes |  | 2024-03-14 |  | Non-lead
020252 | 30933 MERCEDES RD |  | Polytube | Yes |  | 2024-10-03 |  | PVC | 1971 | Yes |  | 2024-10-03 |  | Non-lead
020253 | UNIT 406A 2601 S ROOSEVELT BLVD |  | Copper | Yes |  | 2022-06-28 |  | Copper | 1967 | Yes |  | 2022-06-28 |  | Non-lead
020254 | G52 MIRIAM ST |  | Unknown, Non-Lead | Yes |  | 2018-08-28 |  | Unknown, Non-Lead | 2007 | Yes |  | 2018-08-28 |  | Non-lead
020255 | 30836 DELGADO LN |  | Polytube | Yes |  | 2022-11-17 |  | PVC | 1970 | Yes |  | 2022-11-17 |  | Non-lead
020256 | 61 BOUNDARY LN |  | Polytube | Yes |  | 2022-05-31 |  | PVC | 1983 | Yes |  | 2022-05-31 |  | Non-lead
020257 | 23054 WAHOO LANE |  | Polytube | Yes |  | 2022-08-30 |  | PVC | 1977 | Yes |  | 2022-08-30 |  | Non-lead
020258 | 22952 CAPT KIDD LN |  | Polytube | Yes |  | 2022-11-18 |  | PVC | 1970 | Yes |  | 2022-11-18 |  | Non-lead
020259 | 22962 CAPT KIDD LN |  | Unknown, Non-Lead | Yes |  | 2018-10-02 |  | Unknown, Non-Lead | 2001 | Yes |  | 2018-10-02 |  | Non-lead
020261 | 221 9TH ST |  | Polytube | Yes |  | 2022-10-22 |  | PVC | 1971 | Yes |  | 2022-10-22 |  | Non-lead
020262 | 601 10TH ST |  | Polytube | Yes |  | 2022-10-22 |  | PVC | 1970 | Yes |  | 2022-10-22 |  | Non-lead
020263 | 850 97TH OCEAN ST |  | Polytube | Yes |  | 2024-08-23 |  | PVC | 1970 | Yes |  | 2024-08-23 |  | Non-lead
020264 | 7765 WAHOO DR |  | Polytube | Yes |  | 2023-01-27 |  | PVC | 1970 | Yes |  | 2023-01-27 |  | Non-lead
020265 | 611 10TH ST |  | Polytube | Yes |  | 2022-10-22 |  | PVC | 1970 | Yes |  | 2022-10-22 |  | Non-lead
020266 | 705 25TH OCEAN ST |  | Polytube | Yes |  | 2023-02-10 |  | PVC | 1970 | Yes |  | 2023-02-10 |  | Non-lead
020267 | 11601 OVERSEAS HWY |  | Polytube | Yes |  | 2022-10-31 |  | PVC |  | Yes |  | 2022-10-31 |  | Non-lead
020268 | 474 83RD St |  | Polytube | Yes |  | 2022-05-12 |  | PVC | 1981 | Yes |  | 2022-05-12 |  | Non-lead
020269 | 5549 TUSKEGEE ST |  | Unknown | Yes |  | 2022-10-12 |  | Unknown | 1958 | Yes |  | 2022-10-12 |  | Lead Status Unknown
020270 | 150 TINGLERS LANE |  | Polytube | Yes |  | 2023-03-24 |  | PVC | 1971 | Yes |  | 2023-03-24 |  | Non-lead
020271 | #B 10721 3RD AVE |  | Polytube | Yes |  | 2024-03-05 |  | PVC | 1971 | Yes |  | 2024-03-05 |  | Non-lead
020272 | 11231 5TH GULF AVE |  | Polytube | Yes |  | 2022-09-02 |  | PVC | 1970 | Yes |  | 2022-09-02 |  | Non-lead
020273 | 341 8TH ST |  | Polytube | Yes |  | 2022-10-22 |  | PVC | 1970 | Yes |  | 2022-10-22 |  | Non-lead
020274 | 351 8TH ST |  | Polytube | Yes |  | 2023-06-05 |  | PVC | 1970 | Yes |  | 2023-06-05 |  | Non-lead
020275 | GULF 1875 A 109TH ST |  | Polytube | Yes |  | 2024-06-17 |  | PVC | 1970 | Yes |  | 2024-06-17 |  | Non-lead
020276 | GULF 1875 B 109TH GULF ST |  | Polytube | Yes |  | 2024-07-30 |  | PVC | 1970 | Yes |  | 2024-07-30 |  | Non-lead
020278 | 470 10TH ST |  | Copper | Yes |  | 2022-10-22 |  | PVC | 1987 | Yes |  | 2022-10-22 |  | Non-lead
020279 | 11230 5TH AVE GULF |  | Polytube | Yes |  | 2022-08-23 |  | PVC | 1969 | Yes |  | 2022-08-23 |  | Non-lead
020280 | BANK 11290 OVERSEAS HWY |  | Unknown | Yes |  | 2022-08-25 |  | Unknown | 1973 | Yes |  | 2022-08-25 |  | Lead Status Unknown
020281 | 530 SANDS RD |  | Polytube | Yes |  | 2022-11-14 |  | PVC | 1973 | Yes |  | 2022-11-14 |  | Non-lead
020282 | 97 SIRIUS LN |  | Unknown, Non-Lead | Yes |  | 2022-02-02 |  | Unknown, Non-Lead | 1990 | Yes |  | 2022-02-02 |  | Non-lead
020283 | 84 KEY HAVEN RD |  | PVC | Yes |  | 2019-02-11 |  | PVC | 1971 | Yes |  | 2019-02-11 |  | Non-lead
020284 | 24244 US1 |  | Unknown, Non-Lead | Yes |  | 2018-08-29 |  | Unknown, Non-Lead | 2017 | Yes |  | 2018-08-29 |  | Non-lead
020285 | 969 PLANTATION Rd |  | Unknown | Yes |  | 2024-01-09 |  | PVC | 1976 | Yes |  | 2024-01-09 |  | Lead Status Unknown
020286 | 506 SHORE DR |  | Polytube | Yes |  | 2022-11-18 |  | PVC |  | Yes |  | 2022-11-18 |  | Non-lead
020287 | 1681 WATSON & STATE R BLVD |  | Unknown, Non-Lead | Yes |  | 2017-08-24 |  | PVC | 1990 | Yes |  | 2017-08-24 |  | Non-lead
020288 | 93 SIRIUS LANE |  | Unknown, Non-Lead | Yes |  | 2024-04-04 |  | Unknown, Non-Lead | 1988 | Yes |  | 2024-04-04 |  | Non-lead
020289 | 301 COUNTY RD |  | Copper | Yes |  | 2022-10-24 |  | PVC |  | Yes |  | 2022-10-24 |  | Non-lead
020290 | APT UP 1426 ASHBY ST |  | Polytube | Yes |  | 2022-08-29 |  | Polytube | 1958 | Yes |  | 2022-08-29 |  | Non-lead
020291 | APT UP 1018 ELGIN LN |  | Polytube | Yes |  | 2023-03-06 |  | PVC | 1933 | Yes |  | 2023-03-06 |  | Non-lead
020292 | 109 W SANDY CIR |  | Polytube | Yes |  | 2022-12-06 |  | PVC | 1970 | Yes |  | 2022-12-06 |  | Non-lead
020293 | F27 CROSS ST |  | Unknown, Non-Lead | Yes |  | 2021-02-02 |  | PVC | 2004 | Yes |  | 2021-02-02 |  | Non-lead
020294 | UNIT 402B 2601 S ROOSEVELT BLVD |  | Copper | Yes |  | 2022-07-24 |  | Copper | 1967 | Yes |  | 2022-07-24 |  | Non-lead
020295 | UNIT B 1025 GRINNELL ST |  | Polytube | Yes |  | 2023-03-16 |  | PVC | 1928 | Yes |  | 2023-03-16 |  | Non-lead
020296 | 1 GEIGER RD |  | Polytube | Yes |  | 2024-04-29 |  | PVC | 1966 | Yes |  | 2024-04-29 |  | Non-lead
020297 | L23 B7 89 SIRIUS LANE |  | Polytube | Yes |  | 2022-09-22 |  | PVC | 1980 | Yes |  | 2022-09-22 |  | Non-lead
020298 | UNIT 314C 2601 S ROOSEVELT BLVD |  | Copper | Yes |  | 2024-04-25 |  | Copper | 1967 | Yes |  | 2024-04-25 |  | Non-lead
020299 | APT 2 UP 405 WILLIAM ST |  | Polytube | Yes |  | 2022-08-03 |  | Copper | 1939 | Yes |  | 2022-08-03 |  | Non-lead
020300 | 843 LARGO RD |  | Unknown, Non-Lead | No |  |  |  | Unknown, Non-Lead | 2006 | No |  |  |  | Non-lead
020301 | 326 LANCE LN |  | Unknown, Non-Lead | No |  |  |  | Unknown, Non-Lead | 2019 | No |  |  |  | Non-lead
020302 | 58 SHORELAND DR |  | Polytube | Yes |  | 2022-10-31 |  | PVC | 1970 | Yes |  | 2022-10-31 |  | Non-lead
020303 | 139 LONG KEY RD |  | Polytube | Yes |  | 2022-10-06 |  | PVC | 1971 | Yes |  | 2022-10-06 |  | Non-lead
020305 | 206 HUMPTY DUMPTY DR |  | Polytube | Yes |  | 2023-05-11 |  | PVC | 1969 | Yes |  | 2023-05-11 |  | Non-lead
020306 | 197 ATLANTIC BLVD |  | Polytube | Yes |  | 2022-06-24 |  | PVC | 1970 | Yes |  | 2022-06-24 |  | Non-lead
020307 | 312 LITTLE MISS MUFF |  | Polytube | Yes |  | 2022-09-19 |  | PVC | 1980 | Yes |  | 2022-09-19 |  | Non-lead
020308 | 78 LEGRAND DR |  | Polytube | Yes |  | 2023-02-01 |  | PVC | 1971 | Yes |  | 2023-02-01 |  | Non-lead
020309 | 106580 OVERSEAS HWY |  | Polytube | Yes |  | 2022-07-25 |  | PVC | 1965 | Yes |  | 2022-07-25 |  | Non-lead
020310 | 226 LEE AVE |  | Polytube | Yes |  | 2022-10-24 |  | PVC | 1971 | Yes |  | 2022-10-24 |  | Non-lead
020315 | 21 N BLACKWATER LN |  | Polytube | Yes |  | 2022-07-25 |  | PVC | 1970 | Yes |  | 2022-07-25 |  | Non-lead
020316 | 25 TRANSYLVANIA AVE |  | Polytube | Yes |  | 2022-10-31 |  | PVC | 1970 | Yes |  | 2022-10-31 |  | Non-lead
020317 | 128 LONG KEY RD |  | Unknown, Non-Lead | Yes |  | 2021-12-14 |  | PVC | 2004 | Yes |  | 2021-12-14 |  | Non-lead
020318 | 205 HUMPTY DUMPTY DR |  | Polytube | Yes |  | 2022-09-19 |  | PVC | 1969 | Yes |  | 2022-09-19 |  | Non-lead
020319 | 373 OLEANDER |  | Polytube | Yes |  | 2023-02-13 |  | PVC | 1970 | Yes |  | 2023-02-13 |  | Non-lead
020320 | 106040 OVERSEAS HWY |  | Stainless | Yes |  | 2022-09-20 |  | Stainless |  | Yes |  | 2022-09-20 |  | Non-lead
020321 | 169 GRASSY RD |  | Unknown, Non-Lead | Yes |  | 2018-12-05 |  | PVC | 2005 | Yes |  | 2018-12-05 |  | Non-lead
020322 | 100640 N OVERSEAS HWY |  | Polytube | Yes |  | 2022-11-28 |  | PVC | 1960 | Yes |  | 2022-11-28 |  | Non-lead
020323 | 403 BIG PINE RD |  | Polytube | Yes |  | 2024-05-21 |  | PVC | 1970 | Yes |  | 2024-05-21 |  | Non-lead
020324 | 40 AVE C |  | Unknown, Non-Lead | No |  |  |  | Unknown, Non-Lead | 2020 | No |  |  |  | Non-lead
020325 | 301 LANCE LN |  | Polytube | Yes |  | 2022-10-24 |  | PVC | 1972 | Yes |  | 2022-10-24 |  | Non-lead
020326 | 120 1ST TERR |  | Unknown, Non-Lead | No |  |  |  | Unknown, Non-Lead | 1992 | No |  |  |  | Non-lead
020327 | 157 E BEACH DR |  | Polytube | Yes |  | 2022-07-20 |  | PVC | 1973 | Yes |  | 2022-07-20 |  | Non-lead
020328 | 156 BAHAMA AVE |  | Polytube | Yes |  | 2022-11-10 |  | PVC | 1970 | Yes |  | 2022-11-10 |  | Non-lead
020329 | 474 BARRACUDA BLVD |  | Polytube | Yes |  | 2022-10-24 |  | PVC | 1970 | Yes |  | 2022-10-24 |  | Non-lead
020330 | L4 B5 321 OLEANDER DR |  | Polytube | Yes |  | 2023-02-13 |  | PVC | 1973 | Yes |  | 2023-02-13 |  | Non-lead
020331 | 827 LARGO RD |  | Polytube | Yes |  | 2022-07-25 |  | PVC | 1969 | Yes |  | 2022-07-25 |  | Non-lead
020332 | 9 POISONWOOD RD |  | Copper | Yes |  | 2022-08-15 |  | PVC | 1977 | Yes |  | 2022-08-15 |  | Non-lead
020333 | S END OF JANET PL |  | Polytube | Yes |  | 2023-05-04 |  | None |  | Yes |  | 2023-05-04 |  | Non-lead
020335 | 717 GROUPER LN |  | Polytube | Yes |  | 2023-08-22 |  | PVC | 1970 | Yes |  | 2023-08-22 |  | Non-lead
020337 | 936 PLANTATION RD |  | Polytube | Yes |  | 2023-05-04 |  | PVC | 1970 | Yes |  | 2023-05-04 |  | Non-lead
020338 | 221 LANCE LN |  | Polytube | Yes |  | 2022-10-24 |  | PVC | 1976 | Yes |  | 2022-10-24 |  | Non-lead
020340 | 233 LOEB AVE |  | Polytube | Yes |  | 2022-10-24 |  | PVC | 1970 | Yes |  | 2022-10-24 |  | Non-lead
020341 | 228 SECOND RD |  | Unknown, Non-Lead | Yes |  | 2024-03-06 |  | PVC | 2006 | Yes |  | 2024-03-06 |  | Non-lead
020342 | 823 BONITO LN |  | Polytube | Yes |  | 2023-02-06 |  | PVC | 1979 | Yes |  | 2023-02-06 |  | Non-lead
020343 | 127 JOLLY ROGER DR |  | Polytube | Yes |  | 2023-01-31 |  | PVC | 1959 | Yes |  | 2023-01-31 |  | Non-lead
020344 | 204 HUMPTY DUMPTY DR |  | Copper | Yes |  | 2023-12-05 |  | PVC | 1972 | Yes |  | 2023-12-05 |  | Non-lead
020345 | 174 LONG KEY RD |  | Polytube | Yes |  | 2023-05-04 |  | PVC | 1983 | Yes |  | 2023-05-04 |  | Non-lead
020346 | 123 OCEAN BAY DR |  | Polytube | Yes |  | 2024-05-17 |  | PVC | 1970 | Yes |  | 2024-05-17 |  | Non-lead
020347 | 118 LONG KEY RD |  | Polytube | Yes |  | 2022-11-07 |  | PVC | 2006 | Yes |  | 2022-11-07 |  | Non-lead
020348 | 239 LANCE LANE |  | Unknown, Non-Lead | Yes |  | 2020-11-17 |  | Unknown, Non-Lead | 2005 | Yes |  | 2020-11-17 |  | Non-lead
020349 | 118 DOVE CREEK DR |  | Polytube | Yes |  | 2022-07-20 |  | PVC | 1972 | Yes |  | 2022-07-20 |  | Non-lead
020350 | 113 FIRST CT |  | Polytube | Yes |  | 2023-05-04 |  | PVC | 1964 | Yes |  | 2023-05-04 |  | Non-lead
020351 | 30892 MALAGA LANE |  | Polytube | Yes |  | 2022-11-17 |  | PVC | 1969 | Yes |  | 2022-11-17 |  | Non-lead
020352 | 142 SAWYER DR |  | Polytube | Yes |  | 2022-11-09 |  | PVC | 1971 | Yes |  | 2022-11-09 |  | Non-lead
020353 | 718 CAROLINE ST |  | Polytube | Yes |  | 2023-02-16 |  | PVC | 1918 | Yes |  | 2023-02-16 |  | Non-lead
020354 | 1401 DUNCAN ST |  | Polytube | Yes |  | 2022-09-19 |  | Copper | 1943 | Yes |  | 2022-09-19 |  | Non-lead
020355 | F17 CROSS ST |  | Unknown, Non-Lead | Yes |  | 2021-02-26 |  | PVC | 2019 | Yes |  | 2021-02-26 |  | Non-lead
020356 | 27458 JAMAICA LN |  | Polytube | Yes |  | 2022-10-28 |  | PVC | 1971 | Yes |  | 2022-10-28 |  | Non-lead
020357 | 31020 OVERSEAS HWY |  | Polytube | Yes |  | 2022-07-15 |  | PVC |  | Yes |  | 2022-07-15 |  | Non-lead
020358 | 15 AMARYLLIS DR |  | Polytube | Yes |  | 2022-05-05 |  | PVC | 1970 | Yes |  | 2022-05-05 |  | Non-lead
020359 | BLDG CAFETERIA 700 TRUMAN AVE |  | Polytube | Yes |  | 2024-08-15 |  | PVC | 1969 | Yes |  | 2024-08-15 |  | Non-lead
020360 | 2514 N ROOSEVELT BLVD |  | Polytube | Yes |  | 2022-09-16 |  | Copper | 1970 | Yes |  | 2022-09-16 |  | Non-lead
020361 | 216 DUVAL ST |  | Polytube | Yes |  | 2024-04-29 |  | PVC | 1918 | Yes |  | 2024-04-29 |  | Non-lead
020362 | 1464 HAVELKA LN |  | Unknown, Non-Lead | No |  |  |  | Polytube | 1988 | No |  |  |  | Non-lead
020363 | UNIT 3 1456 HAVELKA LN |  | Polytube | Yes |  | 2022-07-15 |  | Polytube | 1988 | Yes |  | 2022-07-15 |  | Non-lead
020364 | UNIT 306B 2601 S ROOSEVELT BLVD |  | Copper | Yes |  | 2022-06-28 |  | Copper | 1967 | Yes |  | 2022-06-28 |  | Non-lead
020365 | 31441 F AVE |  | Polytube | Yes |  | 2024-03-15 |  | PVC | 1966 | Yes |  | 2024-03-15 |  | Non-lead
020366 | 31434 G AVE |  | Polytube | Yes |  | 2022-11-09 |  | PVC | 1959 | Yes |  | 2022-11-09 |  | Non-lead
020367 | 28441 MEYER AVE |  | Polytube | Yes |  | 2023-01-25 |  | PVC | 1970 | Yes |  | 2023-01-25 |  | Non-lead
020368 | 930 SOUTHARD UP ST |  | Unknown | Yes |  | 2023-01-04 |  | PVC | 1933 | Yes |  | 2023-01-04 |  | Lead Status Unknown
020369 | 5500 BLK 5TH AVE |  | Polytube | Yes |  | 2023-03-07 |  | PVC | 1948 | Yes |  | 2023-03-07 |  | Non-lead
020370 | 1700 JAMAICA DR |  | Polytube | Yes |  | 2024-04-30 |  | PVC | 1970 | Yes |  | 2024-04-30 |  | Non-lead
020371 | APT C 906 FRANCES ST |  | Polytube | Yes |  | 2023-03-23 |  | PVC | 1986 | Yes |  | 2023-03-23 |  | Non-lead
020372 | UNIT 510A 2601 S ROOSEVELT BLVD |  | Copper | Yes |  | 2022-06-28 |  | Copper | 1967 | Yes |  | 2022-06-28 |  | Non-lead
020373 | UNIT 511A 2601 S ROOSEVELT BLVD |  | Copper | Yes |  | 2022-06-28 |  | Copper | 1967 | Yes |  | 2022-06-28 |  | Non-lead
020374 | 82 PALM DRIVE |  | Unknown, Non-Lead | Yes |  | 2024-01-24 |  | Unknown, Non-Lead | 1988 | Yes |  | 2024-01-24 |  | Non-lead
020375 | 88 SIRIUS LN |  | Polytube | Yes |  | 2023-02-09 |  | PVC | 1972 | Yes |  | 2023-02-09 |  | Non-lead
020376 | 480 22ND OC ST |  | Polytube | Yes |  | 2024-06-28 |  | PVC | 1970 | Yes |  | 2024-06-28 |  | Non-lead
020379 | 231 9TH ST |  | Copper | Yes |  | 2022-10-22 |  | PVC | 1966 | Yes |  | 2022-10-22 |  | Non-lead
020380 | 450 4TH ST |  | Polytube | Yes |  | 2022-10-22 |  | PVC | 1970 | Yes |  | 2022-10-22 |  | Non-lead
020382 | 400 4TH ST |  | Polytube | Yes |  | 2022-10-22 |  | PVC | 1980 | Yes |  | 2022-10-22 |  | Non-lead
020383 | 390 4TH ST |  | Copper | Yes |  | 2023-05-31 |  | PVC | 1974 | Yes |  | 2023-05-31 |  | Non-lead
020384 | 340 10TH ST |  | Polytube | Yes |  | 2024-03-26 |  | PVC | 1970 | Yes |  | 2024-03-26 |  | Non-lead
020385 | 460 5TH ST |  | Copper | Yes |  | 2024-04-05 |  | PVC | 1970 | Yes |  | 2024-04-05 |  | Non-lead
020386 | GULF 10843 5TH AVE |  | Polytube | Yes |  | 2022-11-21 |  | PVC | 1970 | Yes |  | 2022-11-21 |  | Non-lead
020387 | GULF 10845 5TH AVE |  | Polytube | Yes |  | 2022-11-18 |  | PVC | 1970 | Yes |  | 2022-11-18 |  | Non-lead
020389 | 900 W 63RD OCEAN ST |  | Polytube | Yes |  | 2023-10-13 |  | PVC | 1975 | Yes |  | 2023-10-13 |  | Non-lead
020390 | 590 11TH ST |  | Polytube | Yes |  | 2024-10-03 |  | PVC | 1971 | Yes |  | 2024-10-03 |  | Non-lead
020391 | 580 11TH ST |  | Polytube | Yes |  | 2023-09-21 |  | PVC | 1971 | Yes |  | 2023-09-21 |  | Non-lead
020392 | 10723 3RD GULF AVE |  | Polytube | Yes |  | 2022-11-22 |  | PVC | 1970 | Yes |  | 2022-11-22 |  | Non-lead
020393 | 801 124TH GULF RS ST |  | Unknown, Non-Lead | No |  |  |  | No Piping | 1973 | No |  |  |  | Non-lead
020394 | 803 124TH GULF LS ST |  | Polytube | Yes |  | 2024-04-22 |  | PVC | 1973 | Yes |  | 2024-04-22 |  | Non-lead
020395 | 2945 GROUPER DR |  | Polytube | Yes |  | 2022-05-10 |  | PVC | 1970 | Yes |  | 2022-05-10 |  | Non-lead
020397 | 29057 ROSE (223) DR |  | Polytube | Yes |  | 2022-12-21 |  | PVC | 1970 | Yes |  | 2022-12-21 |  | Non-lead
020398 | APT 6A 5312 3RD AVE |  | Polytube | Yes |  | 2023-04-28 |  | PVC | 1953 | Yes |  | 2023-04-28 |  | Non-lead
020399 | 78 SIRIUS LANE |  | Polytube | Yes |  | 2022-09-26 |  | PVC | 1966 | Yes |  | 2022-09-26 |  | Non-lead
020400 | 19605 INDIAN MOUNDS DR |  | Unknown, Non-Lead | Yes |  | 2019-03-31 |  | Unknown, Non-Lead | 2020 | Yes |  | 2019-03-31 |  | Non-lead
020402 | 615 WHITEHEAD ST |  | Polytube | Yes |  | 2024-10-07 |  | PVC | 1920 | Yes |  | 2024-10-07 |  | Non-lead
020403 | 681 SUGARLOAF BLVD |  | Polytube | Yes |  | 2023-05-04 |  | PVC | 1971 | Yes |  | 2023-05-04 |  | Non-lead
020404 | 1175 LONG BEACH DR |  | Polytube | Yes |  | 2024-07-30 |  | PVC | 2001 | Yes |  | 2024-07-30 |  | Non-lead
020405 | B1L24 414 E CARRIBBEAN DR |  | Polytube | Yes |  | 2023-11-27 |  | PVC | 1970 | Yes |  | 2023-11-27 |  | Non-lead
020407 | 181 OCEAN DR |  | Copper | Yes |  | 2022-06-14 |  | PVC | 1970 | Yes |  | 2022-06-14 |  | Non-lead
020408 | 209 OJIBWAY AVE |  | Copper | Yes |  | 2022-06-03 |  | Copper | 1971 | Yes |  | 2022-06-03 |  | Non-lead
020409 | UNIT 2 & 3 134 CORTEZ DR |  | Copper | Yes |  | 2022-07-07 |  | PVC | 1970 | Yes |  | 2022-07-07 |  | Non-lead
020410 | 141 OCEAN DR |  | Copper | Yes |  | 2022-06-14 |  | PVC | 1970 | Yes |  | 2022-06-14 |  | Non-lead
020411 | 76320 OVERSEAS HWY |  | Polytube | Yes |  | 2022-07-07 |  | PVC | 1975 | Yes |  | 2022-07-07 |  | Non-lead
020412 | 76241 OVERSEAS HWY |  | Polytube | Yes |  | 2022-07-05 |  | PVC | 1973 | Yes |  | 2022-07-05 |  | Non-lead
020413 | 234 W SEAVIEW DR |  | Polytube | Yes |  | 2024-05-07 |  | PVC | 1985 | Yes |  | 2024-05-07 |  | Non-lead
020414 | 102 NAUTILUS DR |  | Polytube | Yes |  | 2022-06-29 |  | PVC | 1975 | Yes |  | 2022-06-29 |  | Non-lead
020415 | 149 ORCHID ST |  | Polytube | Yes |  | 2022-06-09 |  | PVC | 1981 | Yes |  | 2022-06-09 |  | Non-lead
020416 | 110 GUMBO LIMBO LN |  | Polytube | Yes |  | 2022-06-15 |  | PVC | 1971 | Yes |  | 2022-06-15 |  | Non-lead
020417 | 76004 OVERSEAS Hwy |  | Polytube | Yes |  | 2022-07-07 |  | PVC | 1955 | Yes |  | 2022-07-07 |  | Non-lead
020418 | 201 SUNSET DR |  | Polytube | Yes |  | 2022-07-19 |  | PVC | 1971 | Yes |  | 2022-07-19 |  | Non-lead
020419 | 238 W SEAVIEW CIR |  | Polytube | Yes |  | 2022-10-22 |  | PVC | 1971 | Yes |  | 2022-10-22 |  | Non-lead
020420 | 186 ORCHID ST |  | Unknown, Non-Lead | Yes |  | 2022-03-16 |  | Unknown, Non-Lead | 1999 | Yes |  | 2022-03-16 |  | Non-lead
020421 | 128 S LAYTON DR |  | Polytube | Yes |  | 2022-06-27 |  | PVC | 1976 | Yes |  | 2022-06-27 |  | Non-lead
020422 | 67 BOUNDARY LN |  | Polytube | Yes |  | 2022-09-26 |  | PVC | 1970 | Yes |  | 2022-09-26 |  | Non-lead
020423 | UNIT 606B 2601 S ROOSEVELT BLVD |  | Copper | Yes |  | 2022-06-28 |  | Copper | 1967 | Yes |  | 2022-06-28 |  | Non-lead
020424 | APT 2 UP 419 WILLIAM ST |  | Polytube | Yes |  | 2023-01-04 |  | Copper | 1933 | Yes |  | 2023-01-04 |  | Non-lead
020425 | UNIT 5 419 WILLIAM ST |  | PVC | Yes |  | 2022-12-29 |  | PVC | 1944 | Yes |  | 2022-12-29 |  | Non-lead
020426 | UNIT 6 419 WILLIAM ST |  | PVC | Yes |  | 2022-12-29 |  | PVC | 1944 | Yes |  | 2022-12-29 |  | Non-lead
020427 | 80 SIRUIS LANE |  | Polytube | Yes |  | 2022-07-18 |  | PVC | 1975 | Yes |  | 2022-07-18 |  | Non-lead
020429 | APT B DOWN 909 FLEMING ST |  | Polytube | Yes |  | 2024-07-08 |  | Polytube | 1918 | Yes |  | 2024-07-08 |  | Non-lead
020430 | 573 BOYD DR |  | Polytube | Yes |  | 2023-01-27 |  | PVC | 1971 | Yes |  | 2023-01-27 |  | Non-lead
020431 | 170 CORRINE PLACE L |  | Polytube | Yes |  | 2023-02-01 |  | PVC | 1973 | Yes |  | 2023-02-01 |  | Non-lead
020432 | 11 NORTH DR |  | Polytube | Yes |  | 2023-05-04 |  | PVC | 1975 | Yes |  | 2023-05-04 |  | Non-lead
020436 | 19 BUCCANEER DR |  | Polytube | Yes |  | 2023-01-30 |  | PVC | 1958 | Yes |  | 2023-01-30 |  | Non-lead
020437 | 210 LOWER MATECUMBE RD |  | Polytube | Yes |  | 2022-10-05 |  | PVC | 2020 | Yes |  | 2022-10-05 |  | Non-lead
020438 | 151 BAHAMA AVE |  | Unknown | Yes |  | 2024-07-10 |  | Unknown | 1979 | Yes |  | 2024-07-10 |  | Lead Status Unknown
020440 | 147 LONG KEY RD |  | Polytube | Yes |  | 2023-05-04 |  | PVC | 1970 | Yes |  | 2023-05-04 |  | Non-lead
020441 | 219 LANCE LANE |  | Polytube | Yes |  | 2022-10-24 |  | PVC | 1973 | Yes |  | 2022-10-24 |  | Non-lead
020442 | 334 BURTON DR |  | Unknown, Non-Lead | Yes |  | 2017-03-20 |  | Unknown, Non-Lead | 1996 | Yes |  | 2017-03-20 |  | Non-lead
020443 | 1306 ALMAY ST |  | Polytube | Yes |  | 2023-02-01 |  | PVC | 1970 | Yes |  | 2023-02-01 |  | Non-lead
020444 | 516 TINA PL |  | Unknown, Non-Lead | Yes |  | 2020-09-04 |  | Unknown, Non-Lead | 2004 | Yes |  | 2020-09-04 |  | Non-lead
020446 | 350 OLEANDER DR |  | Polytube | Yes |  | 2023-02-13 |  | PVC | 1973 | Yes |  | 2023-02-13 |  | Non-lead
020447 | 425 THUMPER THOROUGH |  | Polytube | Yes |  | 2022-09-19 |  | PVC | 1984 | Yes |  | 2022-09-19 |  | Non-lead
020448 | 470 SUNSET DR |  | Polytube | Yes |  | 2023-01-31 |  | PVC | 1958 | Yes |  | 2023-01-31 |  | Non-lead
020449 | 30 EXUMA RD |  | Polytube | Yes |  | 2022-10-03 |  | PVC | 1981 | Yes |  | 2022-10-03 |  | Non-lead
020450 | 158 RUSHTON LN |  | Polytube | Yes |  | 2022-07-19 |  | PVC | 1971 | Yes |  | 2022-07-19 |  | Non-lead
020452 | 293 LOEB AVE |  | Polytube | Yes |  | 2022-10-24 |  | PVC | 1980 | Yes |  | 2022-10-24 |  | Non-lead
020453 | 186 ARBOR LN |  | Polytube | Yes |  | 2023-04-13 |  | PVC | 1970 | Yes |  | 2023-04-13 |  | Non-lead
020454 | APT 8 1 BOWEN DR |  | Polytube | Yes |  | 2022-07-25 |  | Unknown | 1959 | Yes |  | 2022-07-25 |  | Lead Status Unknown
020455 | APT 9 1 BOWEN DR |  | Polytube | Yes |  | 2022-07-25 |  | Unknown | 1959 | Yes |  | 2022-07-25 |  | Lead Status Unknown
020456 | APT 11 1 BOWEN DR |  | Polytube | Yes |  | 2022-07-25 |  | Unknown | 1959 | Yes |  | 2022-07-25 |  | Lead Status Unknown
020457 | APT 12 1 BOWEN DR |  | Polytube | Yes |  | 2022-07-25 |  | Unknown | 1959 | Yes |  | 2022-07-25 |  | Lead Status Unknown
020458 | 67 CORAL APT 1 DR |  | Polytube | Yes |  | 2022-12-05 |  | PVC | 1970 | Yes |  | 2022-12-05 |  | Non-lead
020459 | 67 CORAL APT 2 DR |  | Polytube | Yes |  | 2023-06-30 |  | PVC | 1970 | Yes |  | 2023-06-30 |  | Non-lead
020460 | 99620 OVERSEAS HIGHWAY |  | Polytube | Yes |  | 2023-02-06 |  | PVC | 1970 | Yes |  | 2023-02-06 |  | Non-lead
020461 | 101 GUILFORD CT |  | Polytube | Yes |  | 2022-07-11 |  | PVC | 1979 | Yes |  | 2022-07-11 |  | Non-lead
020463 | 96 AVENUE B |  | Polytube | Yes |  | 2023-05-12 |  | PVC | 1970 | Yes |  | 2023-05-12 |  | Non-lead
020464 | 15 S EXUMA RD |  | Polytube | Yes |  | 2022-10-03 |  | PVC | 1981 | Yes |  | 2022-10-03 |  | Non-lead
020465 | 890 ELLEN DR |  | Polytube | Yes |  | 2023-02-22 |  | PVC | 1958 | Yes |  | 2023-02-22 |  | Non-lead
020466 | 312 2ND TERR |  | Polytube | Yes |  | 2022-10-17 |  | PVC | 1970 | Yes |  | 2022-10-17 |  | Non-lead
020467 | 100099 OVERSEAS HWY |  | Unknown, Non-Lead | Yes |  | 2021-08-02 |  | Unknown, Non-Lead | 1990 | Yes |  | 2021-08-02 |  | Non-lead
020468 | 207 ANTIGUA RD |  | Polytube | Yes |  | 2023-04-28 |  | PVC | 1961 | Yes |  | 2023-04-28 |  | Non-lead
020469 | 211 ANTIGUA RD |  | Polytube | Yes |  | 2022-07-20 |  | PVC | 1970 | Yes |  | 2022-07-20 |  | Non-lead
020470 | 137 FAIRWICH CT |  | Unknown, Non-Lead | Yes |  | 2021-12-22 |  | Unknown, Non-Lead | 1990 | Yes |  | 2021-12-22 |  | Non-lead
020471 | 215 ANTIGUA RD |  | Polytube | Yes |  | 2023-10-11 |  | PVC | 1970 | Yes |  | 2023-10-11 |  | Non-lead
020472 | 129 FAIRWICH CT |  | Unknown, Non-Lead | Yes |  | 2018-06-25 |  | PVC | 1989 | Yes |  | 2018-06-25 |  | Non-lead
020473 | 138 FAIRWICH CT |  | Unknown, Non-Lead | Yes |  | 2021-01-12 |  | Unknown, Non-Lead | 2008 | Yes |  | 2021-01-12 |  | Non-lead
020474 | 296 LEE AVE |  | Polytube | Yes |  | 2025-06-12 |  | PVC | 1989 | Yes |  | 2025-06-12 |  | Non-lead
020475 | 126 GUILFORD CT |  | Unknown, Non-Lead | Yes |  | 2022-01-20 |  | PVC | 2009 | Yes |  | 2022-01-20 |  | Non-lead
020476 | ATT BLDG 102180 OVERSEAS HWY |  | Copper | Yes |  | 2023-02-08 |  | Copper | 1974 | Yes |  | 2023-02-08 |  | Non-lead
020477 | 361 VACA RD |  | Polytube | Yes |  | 2022-07-25 |  | PVC | 1987 | Yes |  | 2022-07-25 |  | Non-lead
020481 | 444 ALMOND LANE |  | Polytube | Yes |  | 2022-11-14 |  | PVC | 1963 | Yes |  | 2022-11-14 |  | Non-lead
020482 | 1121 OCEAN DR |  | Polytube | Yes |  | 2023-08-29 |  | PVC | 1986 | Yes |  | 2023-08-29 |  | Non-lead
020483 | 27319 4A OLD STATE RD |  | Polytube | Yes |  | 2022-10-27 |  | PVC | 1980 | Yes |  | 2022-10-27 |  | Non-lead
020484 | 1631 VENETIAN DR |  | Polytube | Yes |  | 2024-07-03 |  | PVC | 1970 | Yes |  | 2024-07-03 |  | Non-lead
020485 | C13 9TH AVE |  | Polytube | Yes |  | 2023-03-07 |  | PVC | 1972 | Yes |  | 2023-03-07 |  | Non-lead
020487 | 3732 PALMETTO ST |  | Polytube | Yes |  | 2023-01-11 |  | PVC | 1971 | Yes |  | 2023-01-11 |  | Non-lead
020488 | F19 CROSS ST |  | Polytube | Yes |  | 2023-03-08 |  | PVC | 1973 | Yes |  | 2023-03-08 |  | Non-lead
020490 | 25 ALLAMANDA TER |  | Polytube | Yes |  | 2022-05-05 |  | Polytube | 1970 | Yes |  | 2022-05-05 |  | Non-lead
020491 | 86 SIRIUS LN |  | Unknown, Non-Lead | Yes |  | 2020-01-17 |  | Unknown, Non-Lead | 1999 | Yes |  | 2020-01-17 |  | Non-lead
020493 | 1293 MILLS RD |  | Polytube | Yes |  | 2023-01-25 |  | PVC | 1948 | Yes |  | 2023-01-25 |  | Non-lead
020495 | 4280 OVERSEAS HWY |  | Polytube | Yes |  | 2022-10-20 |  | PVC |  | Yes |  | 2022-10-20 |  | Non-lead
020496 | 1560 BLUEFIN DRIVE |  | Polytube | Yes |  | 2023-01-26 |  | PVC | 1971 | Yes |  | 2023-01-26 |  | Non-lead
020497 | 7050 OVERSEAS Hwy |  | Polytube | Yes |  | 2023-02-27 |  | PVC | 1970 | Yes |  | 2023-02-27 |  | Non-lead
020498 | 59793 PARADISE PL |  | Polytube | Yes |  | 2022-05-26 |  | PVC | 2004 | Yes |  | 2022-05-26 |  | Non-lead
020499 | 209 74TH OCEAN ST |  | Unknown, Non-Lead | Yes |  | 2020-01-22 |  | PVC | 2020 | Yes |  | 2020-01-22 |  | Non-lead
020500 | 320 5TH ST |  | Polytube | Yes |  | 2022-10-22 |  | PVC | 1983 | Yes |  | 2022-10-22 |  | Non-lead
020501 | GULF 1060 52ND ST |  | Polytube | Yes |  | 2023-07-13 |  | PVC | 1971 | Yes |  | 2023-07-13 |  | Non-lead
020502 | 120 1ST STREET |  | Copper | Yes |  | 2024-03-08 |  | PVC | 1973 | Yes |  | 2024-03-08 |  | Non-lead
020503 | 211 74TH OCEAN ST |  | Unknown, Non-Lead | No |  |  |  | Unknown, Non-Lead | 2020 | No |  |  |  | Non-lead
020504 | 421 9TH ST |  | Polytube | Yes |  | 2022-10-22 |  | PVC | 1971 | Yes |  | 2022-10-22 |  | Non-lead
020505 | 1535 HARBOR DR |  | Polytube | Yes |  | 2023-02-23 |  | PVC | 1970 | Yes |  | 2023-02-23 |  | Non-lead
020506 | 201 50TH OCEAN ST |  | Polytube | Yes |  | 2023-04-26 |  | PVC | 1970 | Yes |  | 2023-04-26 |  | Non-lead
020507 | 203 50TH OCEAN ST |  | Polytube | Yes |  | 2023-04-26 |  | Polytube | 1970 | Yes |  | 2023-04-26 |  | Non-lead
020508 | 2020 YELLOWTAIL DR |  | Polytube | Yes |  | 2023-02-07 |  | PVC | 1971 | Yes |  | 2023-02-07 |  | Non-lead
020509 | 1155 JAMES CT |  | Polytube | Yes |  | 2023-01-09 |  | PVC | 1970 | Yes |  | 2023-01-09 |  | Non-lead
020510 | 11260 6TH GULF AVE |  | Polytube | Yes |  | 2024-04-08 |  | PVC | 1971 | Yes |  | 2024-04-08 |  | Non-lead
020511 | 801 10TH ST |  | Polytube | Yes |  | 2024-04-03 |  | PVC | 1968 | Yes |  | 2024-04-03 |  | Non-lead
020512 | APT B 220 50TH ST |  | Polytube | Yes |  | 2023-05-31 |  | PVC | 1970 | Yes |  | 2023-05-31 |  | Non-lead
020513 | 5145 LOGGERHEAD LN |  | Unknown | Yes |  | 2022-10-20 |  | Unknown | 1971 | Yes |  | 2022-10-20 |  | Lead Status Unknown
020514 | 561 8TH ST |  | Polytube | Yes |  | 2024-06-28 |  | None | 1974 | Yes |  | 2024-06-28 |  | Non-lead
020515 | 214 BLACKBEARD RD |  | Copper | Yes |  | 2022-07-19 |  | PVC | 1971 | Yes |  | 2022-07-19 |  | Non-lead
020516 | 36 KEY HAVEN RD |  | Polytube | Yes |  | 2022-05-10 |  | PVC | 1970 | Yes |  | 2022-05-10 |  | Non-lead
020517 | 835 E SHORE DR |  | Polytube | Yes |  | 2023-04-25 |  | PVC |  | Yes |  | 2023-04-25 |  | Non-lead
020518 | 17152 SEAGRAPE LN |  | Polytube | Yes |  | 2024-08-20 |  | PVC | 1987 | Yes |  | 2024-08-20 |  | Non-lead
020519 | 1720 BAHAMA DR |  | Polytube | Yes |  | 2023-04-24 |  | PVC | 1970 | Yes |  | 2023-04-24 |  | Non-lead
020520 | 31319 D AVE |  | Unknown, Non-Lead | Yes |  | 2024-05-31 |  | Unknown, Non-Lead | 2019 | Yes |  | 2024-05-31 |  | Non-lead
020521 | 127 S LAYTON DR |  | Polytube | Yes |  | 2023-05-04 |  | PVC | 1975 | Yes |  | 2023-05-04 |  | Non-lead
020522 | 125 CALOOSA ST |  | Copper | Yes |  | 2022-06-03 |  | PVC | 1970 | Yes |  | 2022-06-03 |  | Non-lead
020523 | 215 AZALEA ST |  | Polytube | Yes |  | 2022-06-16 |  | PVC | 1971 | Yes |  | 2022-06-16 |  | Non-lead
020524 | 153 MILANO DR |  | Polytube | Yes |  | 2022-06-10 |  | PVC | 1971 | Yes |  | 2022-06-10 |  | Non-lead
020525 | 268 W SEAVIEW DR |  | Polytube | Yes |  | 2023-06-05 |  | PVC | 1987 | Yes |  | 2023-06-05 |  | Non-lead
020526 | 105 PLANTATION SHRS DR |  | Polytube | Yes |  | 2022-06-15 |  | PVC | 1971 | Yes |  | 2022-06-15 |  | Non-lead
020527 | 121 SEVERINO DR |  | Polytube | Yes |  | 2022-06-10 |  | PVC | 1970 | Yes |  | 2022-06-10 |  | Non-lead
020528 | 127 CALOOSA ST |  | Copper | Yes |  | 2022-06-03 |  | PVC | 1972 | Yes |  | 2022-06-03 |  | Non-lead
020529 | 176 ORCHID ST |  | Polytube | Yes |  | 2024-08-27 |  | PVC | 1980 | Yes |  | 2024-08-27 |  | Non-lead
020530 | 222 ORCHID ST |  | Unknown, Non-Lead | Yes |  | 2019-03-22 |  | Unknown, Non-Lead | 2012 | Yes |  | 2019-03-22 |  | Non-lead
020531 | 104 BIMINI DR |  | Polytube | Yes |  | 2022-10-22 |  | PVC | 1971 | Yes |  | 2022-10-22 |  | Non-lead
020532 | 183 ORLANDO DR |  | Polytube | Yes |  | 2024-06-20 |  | PVC | 1987 | Yes |  | 2024-06-20 |  | Non-lead
020533 | 124 ATLANTIC LN |  | Polytube | Yes |  | 2023-05-31 |  | PVC | 1971 | Yes |  | 2023-05-31 |  | Non-lead
020534 | 103 GARDENIA AVE |  | Polytube | Yes |  | 2022-07-25 |  | PVC | 1971 | Yes |  | 2022-07-25 |  | Non-lead
020535 | 121 BEE ST |  | Polytube | Yes |  | 2022-06-10 |  | PVC | 1972 | Yes |  | 2022-06-10 |  | Non-lead
020536 | 195 OCEAN DR |  | Polytube | Yes |  | 2022-06-14 |  | PVC | 1972 | Yes |  | 2022-06-14 |  | Non-lead
020537 | 432 S COCONUT PALM BLVD |  | Polytube | Yes |  | 2022-06-13 |  | PVC | 1987 | Yes |  | 2022-06-13 |  | Non-lead
020538 | 154 SAN REMO DR |  | Polytube | Yes |  | 2022-06-07 |  | PVC | 1970 | Yes |  | 2022-06-07 |  | Non-lead
020539 | 154 REDWING RD |  | Polytube | Yes |  | 2022-06-09 |  | PVC | 1977 | Yes |  | 2022-06-09 |  | Non-lead
020540 | 8 TIKI LN |  | Copper | Yes |  | 2022-07-07 |  | PVC | 1971 | Yes |  | 2022-07-07 |  | Non-lead
020541 | 355 E SEAVIEW DR |  | Unknown, Non-Lead | Yes |  | 2022-03-11 |  | PVC | 2014 | Yes |  | 2022-03-11 |  | Non-lead
020542 | 234 BOUGANVILLA ST |  | Polytube | Yes |  | 2022-06-15 |  | PVC | 1969 | Yes |  | 2022-06-15 |  | Non-lead
020543 | 74856 OVERSEAS HWY |  | Polytube | Yes |  | 2022-07-05 |  | PVC | 1968 | Yes |  | 2022-07-05 |  | Non-lead
020544 | 172 ORCHID ST |  | Polytube | Yes |  | 2023-02-01 |  | PVC | 1982 | Yes |  | 2023-02-01 |  | Non-lead
020545 | 360 E SEAVIEW DR |  | Polytube | Yes |  | 2022-10-22 |  | PVC | 1971 | Yes |  | 2022-10-22 |  | Non-lead
020546 | 168 ORCHID ST |  | Polytube | Yes |  | 2022-06-09 |  | PVC | 1982 | Yes |  | 2022-06-09 |  | Non-lead
020547 | 228 ORCHID ST |  | Polytube | Yes |  | 2022-06-09 |  | PVC | 1982 | Yes |  | 2022-06-09 |  | Non-lead
020548 | 122 MILANO DR |  | Polytube | Yes |  | 2022-06-10 |  | PVC | 1972 | Yes |  | 2022-06-10 |  | Non-lead
020549 | 198 GULFVIEW DR |  | Polytube | Yes |  | 2022-06-30 |  | PVC | 1974 | Yes |  | 2022-06-30 |  | Non-lead
020550 | 164 IROQUOIS DR |  | Polytube | Yes |  | 2022-06-28 |  | PVC | 1970 | Yes |  | 2022-06-28 |  | Non-lead
020551 | 153 SUNSET DR |  | Polytube | Yes |  | 2022-10-04 |  | PVC | 1962 | Yes |  | 2022-10-04 |  | Non-lead
020552 | 75351 OVERSEAS HWY |  | Polytube | Yes |  | 2022-07-07 |  | PVC | 1971 | Yes |  | 2022-07-07 |  | Non-lead
020553 | 234 MOHAWK ST |  | Polytube | Yes |  | 2022-05-31 |  | PVC | 1963 | Yes |  | 2022-05-31 |  | Non-lead
020554 | 204 ORCHID ST |  | Polytube | Yes |  | 2022-06-09 |  | PVC | 1971 | Yes |  | 2022-06-09 |  | Non-lead
020555 | 150 SUNSHINE BLVD |  | Polytube | Yes |  | 2022-06-13 |  | PVC | 1980 | Yes |  | 2022-06-13 |  | Non-lead
020556 | 165 ORCHID ST |  | Unknown, Non-Lead | No |  |  |  | Unknown, Non-Lead | 2012 | No |  |  |  | Non-lead
020557 | 74828 OVERSEAS HWY |  | Polytube | Yes |  | 2022-07-05 |  | PVC | 1971 | Yes |  | 2022-07-05 |  | Non-lead
020558 | 224 ORCHID ST |  | Polytube | Yes |  | 2022-06-09 |  | PVC | 1982 | Yes |  | 2022-06-09 |  | Non-lead
020559 | 160 ORCHID ST |  | Unknown, Non-Lead | Yes |  | 2020-02-04 |  | Unknown, Non-Lead | 2003 | Yes |  | 2020-02-04 |  | Non-lead
020560 | 278 W SEAVIEW DR |  | Polytube | Yes |  | 2022-10-22 |  | PVC | 1972 | Yes |  | 2022-10-22 |  | Non-lead
020561 | 106 NAUTILUS DR |  | Polytube | Yes |  | 2022-06-29 |  | PVC | 1971 | Yes |  | 2022-06-29 |  | Non-lead
020563 | UNIT 603B 2601 S ROOSEVELT BLVD |  | Copper | Yes |  | 2023-10-25 |  | Copper | 1967 | Yes |  | 2023-10-25 |  | Non-lead
020564 | 102 SIRIUS LN |  | Polytube | Yes |  | 2024-05-29 |  | PVC | 1968 | Yes |  | 2024-05-29 |  | Non-lead
020565 | 92680 OVERSEAS HWY |  | Polytube | Yes |  | 2023-02-13 |  | PVC | 1974 | Yes |  | 2023-02-13 |  | Non-lead
020566 | 104550 OVERSEAS TRACTS 1-2 HWY |  | Polytube | Yes |  | 2022-10-26 |  | PVC | 1970 | Yes |  | 2022-10-26 |  | Non-lead
020568 | REAR 2503 FOGARTY AVE |  | Polytube | Yes |  | 2022-08-23 |  | Copper | 1943 | Yes |  | 2022-08-23 |  | Non-lead
020569 | 150 VALENCIA DR |  | Polytube | Yes |  | 2023-03-08 |  | PVC | 1971 | Yes |  | 2023-03-08 |  | Non-lead
020570 | 138 VALENCIA DR |  | Polytube | Yes |  | 2022-06-15 |  | PVC | 1979 | Yes |  | 2022-06-15 |  | Non-lead
020571 | UNIT 502B 2601 S ROOSEVELT BLVD |  | Copper | Yes |  | 2022-06-28 |  | Copper | 1967 | Yes |  | 2022-06-28 |  | Non-lead
020572 | 154 CUTLASS LN |  | Polytube | Yes |  | 2022-12-28 |  | PVC | 1973 | Yes |  | 2022-12-28 |  | Non-lead
020573 | 616 WHITEHEAD ST |  | Polytube | Yes |  | 2022-06-02 |  | PVC | 1933 | Yes |  | 2022-06-02 |  | Non-lead
020574 | 19 ALLAMANDA TERR |  | Polytube | Yes |  | 2022-04-04 |  | PVC | 1974 | Yes |  | 2022-04-04 |  | Non-lead
020575 | APT 2 5630 3RD AVE |  | Polytube | Yes |  | 2024-03-25 |  | PVC | 1959 | Yes |  | 2024-03-25 |  | Non-lead
020576 | 203 BUTTONWOOD AVE |  | Unknown, Non-Lead | Yes |  | 2019-06-13 |  | PVC | 1999 | Yes |  | 2019-06-13 |  | Non-lead
020577 | 16 JENNY LANE |  | Polytube | Yes |  | 2023-02-03 |  | PVC | 1965 | Yes |  | 2023-02-03 |  | Non-lead
020578 | 210 ANTIGUA RD |  | Polytube | Yes |  | 2022-07-20 |  | PVC | 1969 | Yes |  | 2022-07-20 |  | Non-lead
020579 | 206 ANTIGUA RD |  | Polytube | Yes |  | 2022-07-20 |  | PVC | 1968 | Yes |  | 2022-07-20 |  | Non-lead
020580 | 707 SHARON PL |  | Polytube | Yes |  | 2022-12-14 |  | PVC | 1982 | Yes |  | 2022-12-14 |  | Non-lead
020581 | 327 OLEANDER |  | Polytube | Yes |  | 2023-02-13 |  | PVC | 1970 | Yes |  | 2023-02-13 |  | Non-lead
020582 | 129 GUILFORD CT |  | Polytube | Yes |  | 2022-07-11 |  | PVC | 1970 | Yes |  | 2022-07-11 |  | Non-lead
020583 | 282 RYAN AVE |  | Polytube | Yes |  | 2022-10-24 |  | PVC | 1984 | Yes |  | 2022-10-24 |  | Non-lead
020584 | 112 FAIRWICH CT |  | Unknown, Non-Lead | Yes |  | 2021-01-12 |  | Unknown, Non-Lead | 2016 | Yes |  | 2021-01-12 |  | Non-lead
020586 | PRT TR/E 99701 OVERSEAS HWY |  | Polytube | Yes |  | 2022-11-07 |  | PVC | 1988 | Yes |  | 2022-11-07 |  | Non-lead
020587 | 225 CANAL ST |  | Polytube | Yes |  | 2022-07-20 |  | PVC | 1971 | Yes |  | 2022-07-20 |  | Non-lead
020588 | 6 MIAMI DR |  | Copper | Yes |  | 2022-11-17 |  | PVC | 1970 | Yes |  | 2022-11-17 |  | Non-lead
020589 | 209 LANCE LANE |  | Polytube | Yes |  | 2022-10-24 |  | PVC | 1983 | Yes |  | 2022-10-24 |  | Non-lead
020590 | 370 OLEANDER DR |  | Polytube | Yes |  | 2023-02-13 |  | PVC | 1971 | Yes |  | 2023-02-13 |  | Non-lead
020591 | 215 BANYON LN |  | Copper | Yes |  | 2023-02-13 |  | PVC | 1987 | Yes |  | 2023-02-13 |  | Non-lead
020592 | 213 BANYON LN |  | Polytube | Yes |  | 2024-04-29 |  | PVC | 1971 | Yes |  | 2024-04-29 |  | Non-lead
020593 | 330 BURTON DR |  | Unknown, Non-Lead | No |  |  |  | Unknown, Non-Lead | 1993 | No |  |  |  | Non-lead
020594 | 92157 OVERSEAS HWY |  | Polytube | Yes |  | 2023-07-13 |  | PVC | 1938 | Yes |  | 2023-07-13 |  | Non-lead
020595 | 302 ANNE BONNY DR |  | Polytube | Yes |  | 2024-05-06 |  | PVC | 1971 | Yes |  | 2024-05-06 |  | Non-lead
020596 | 49 1ST CT |  | Polytube | Yes |  | 2023-05-09 |  | Copper | 1970 | Yes |  | 2023-05-09 |  | Non-lead
020597 | 1013 DOVE RD |  | Polytube | Yes |  | 2024-09-11 |  | PVC | 1973 | Yes |  | 2024-09-11 |  | Non-lead
020598 | 157 SUNSET GARDENS DR DR |  | Polytube | Yes |  | 2023-01-17 |  | PVC | 1953 | Yes |  | 2023-01-17 |  | Non-lead
020599 | 25 JANET PL |  | Polytube | Yes |  | 2022-11-28 |  | PVC | 1955 | Yes |  | 2022-11-28 |  | Non-lead
020600 | 308 LITTLE MISS MUFFET LN |  | PVC | Yes |  | 2024-12-20 |  | PVC | 1971 | Yes |  | 2022-09-21 |  | Non-Lead
020601 | 302 JOLLY ROGER DR |  | Copper | Yes |  | 2023-01-31 |  | PVC | 1971 | Yes |  | 2023-01-31 |  | Non-lead
020602 | 854 ELLEN DR |  | Polytube | Yes |  | 2023-01-30 |  | PVC | 1970 | Yes |  | 2023-01-30 |  | Non-lead
020603 | 119 FAIRWICH CT |  | Unknown, Non-Lead | Yes |  | 2020-12-18 |  | PVC | 1989 | Yes |  | 2020-12-18 |  | Non-lead
020604 | 183 LONG KEY RD |  | Polytube | Yes |  | 2023-05-04 |  | PVC | 1986 | Yes |  | 2023-05-04 |  | Non-lead
020605 | 182 GARDEN ST |  | Polytube | Yes |  | 2022-09-13 |  | PVC | 1974 | Yes |  | 2022-09-13 |  | Non-lead
020606 | 230 ANTIGUA RD |  | Polytube | Yes |  | 2022-07-20 |  | PVC | 1967 | Yes |  | 2022-07-20 |  | Non-lead
020607 | 6 COCONUT DR |  | Unknown | Yes |  | 2020-01-02 |  | Unknown | 1974 | Yes |  | 2020-01-02 |  | Lead Status Unknown
020608 | 113 GUILFORD CT |  | Copper | Yes |  | 2022-07-11 |  | PVC | 1982 | Yes |  | 2022-07-11 |  | Non-lead
020609 | 146 GUILFORD CT |  | Unknown, Non-Lead | No |  |  |  | Unknown, Non-Lead | 2021 | No |  |  |  | Non-lead
020610 | 26 SNAPPER AVE |  | Polytube | Yes |  | 2022-10-31 |  | PVC | 1957 | Yes |  | 2022-10-31 |  | Non-lead
020611 | 167 OCEAN SHORES DR |  | Polytube | Yes |  | 2023-02-01 |  | PVC | 1975 | Yes |  | 2023-02-01 |  | Non-lead
020612 | 314 WINDLEY RD |  | Polytube | Yes |  | 2023-05-04 |  | PVC | 1968 | Yes |  | 2023-05-04 |  | Non-lead
020613 | 27 TRANSYLVANIA AVE |  | Polytube | Yes |  | 2022-11-04 |  | PVC | 1970 | Yes |  | 2022-11-04 |  | Non-lead
020615 | 1105 HERON RD |  | Polytube | Yes |  | 2022-07-21 |  | PVC | 1971 | Yes |  | 2022-07-21 |  | Non-lead
020616 | 241 LANCE LN |  | Polytube | Yes |  | 2022-10-24 |  | PVC | 1972 | Yes |  | 2022-10-24 |  | Non-lead
020617 | 123 SUNSET GARDENS DR |  | Unknown, Non-Lead | Yes |  | 2021-09-15 |  | Unknown, Non-Lead | 2002 | Yes |  | 2021-09-15 |  | Non-lead
020618 | L8 102451 OVERSEAS HWY |  | Polytube | Yes |  | 2023-02-01 |  | PVC | 1970 | Yes |  | 2023-02-01 |  | Non-lead
020619 | 653 COLSON DR |  | Polytube | Yes |  | 2023-02-01 |  | PVC | 1970 | Yes |  | 2023-02-01 |  | Non-lead
020620 | 40 SNAPPER AVE |  | Polytube | Yes |  | 2022-10-31 |  | PVC | 1985 | Yes |  | 2022-10-31 |  | Non-lead
020621 | 101 TWEEDY PIE TERR |  | Copper | Yes |  | 2022-09-19 |  | PVC | 1977 | Yes |  | 2022-09-19 |  | Non-lead
020622 | 14 HIBISCUS |  | Unknown | Yes |  | 2022-07-05 |  | Unknown | 1971 | Yes |  | 2022-07-05 |  | Lead Status Unknown
020623 | 141 FAIRWICH CT |  | Copper | Yes |  | 2022-07-19 |  | PVC | 1970 | Yes |  | 2022-07-19 |  | Non-lead
020624 | 137 IVANHOE CT |  | Unknown, Non-Lead | Yes |  | 2019-10-25 |  | PVC | 2002 | Yes |  | 2019-10-25 |  | Non-lead
020625 | 115 IVANHOE CT |  | Copper | Yes |  | 2023-03-24 |  | PVC | 2013 | Yes |  | 2023-03-24 |  | Non-lead
020626 | 103 IVANHOE CT |  | PVC | Yes |  | 2022-07-11 |  | Copper | 1972 | Yes |  | 2022-07-11 |  | Non-lead
020627 | 83 SIRIUS LN |  | Polytube | Yes |  | 2022-06-29 |  | PVC | 1979 | Yes |  | 2022-06-29 |  | Non-lead
020628 | UP 919 ELIZABETH ST |  | Polytube | Yes |  | 2023-02-01 |  | PVC | 1943 | Yes |  | 2023-02-01 |  | Non-lead
020629 | 17164 W GREEN TURTLE SEC DR |  | Polytube | Yes |  | 2023-05-04 |  | PVC | 1970 | Yes |  | 2023-05-04 |  | Non-lead
020630 | F21 CROSS ST |  | Polytube | Yes |  | 2024-04-09 |  | PVC | 1984 | Yes |  | 2024-04-09 |  | Non-lead
020631 | 761 W INDIES DR |  | Polytube | Yes |  | 2022-07-29 |  | PVC | 2000 | Yes |  | 2022-07-29 |  | Non-lead
020632 | UNIT 4 REAR 1117 DUVAL ST |  | Polytube | Yes |  | 2022-09-26 |  | PVC | 1943 | Yes |  | 2022-09-26 |  | Non-lead
020633 | 150 LAFITTE RD |  | Polytube | Yes |  | 2023-01-24 |  | PVC | 1969 | Yes |  | 2023-01-24 |  | Non-lead
020634 | 130 LA FITTE RD |  | Polytube | Yes |  | 2023-01-24 |  | PVC | 1970 | Yes |  | 2023-01-24 |  | Non-lead
020635 | 135 LAFITTE RD |  | Polytube | Yes |  | 2023-01-24 |  | PVC | 1970 | Yes |  | 2023-01-24 |  | Non-lead
020636 | 29231 CYPRESS DR |  | Polytube | Yes |  | 2022-12-15 |  | PVC | 1971 | Yes |  | 2022-12-15 |  | Non-lead
020637 | 17163 CORAL DR |  | Polytube | Yes |  | 2022-07-12 |  | PVC | 1971 | Yes |  | 2022-07-12 |  | Non-lead
020638 | WEST 17143 CORAL DR |  | Polytube | Yes |  | 2022-07-12 |  | PVC | 1971 | Yes |  | 2022-07-12 |  | Non-lead
020639 | 1621 JAMAICA DR |  | Polytube | Yes |  | 2023-04-24 |  | Copper | 1970 | Yes |  | 2023-04-24 |  | Non-lead
020640 | 3853 JOYCE RD |  | Unknown, Non-Lead | Yes |  | 2024-01-30 |  | Unknown, Non-Lead | 2009 | Yes |  | 2024-01-30 |  | Non-lead
020641 | 129 KEY HAVEN RD |  | Polytube | Yes |  | 2022-05-19 |  | PVC | 1970 | Yes |  | 2022-05-19 |  | Non-lead
020642 | 31641 AVENUE D |  | Unknown, Non-Lead | Yes |  | 2024-09-20 |  | Unknown, Non-Lead | 2004 | Yes |  | 2024-09-20 |  | Non-lead
020643 | OCEAN 829 65TH ST FRONT |  | Polytube | Yes |  | 2023-03-15 |  | PVC | 1971 | Yes |  | 2023-03-15 |  | Non-lead
020644 | 7967 GULFSTREAM BLVD |  | Polytube | Yes |  | 2024-06-06 |  | PVC | 1974 | Yes |  | 2024-06-06 |  | Non-lead
020645 | 570 49TH OCEAN ST |  | Unknown | Yes |  | 2022-10-20 |  | Unknown | 1981 | Yes |  | 2022-10-20 |  | Lead Status Unknown
020647 | 1000 JAMES AVENUE |  | Polytube | Yes |  | 2024-06-24 |  | PVC | 1958 | Yes |  | 2024-06-24 |  | Non-lead
020649 | 795 91ST OCEAN CT |  | Polytube | Yes |  | 2023-11-20 |  | PVC | 1966 | Yes |  | 2023-11-20 |  | Non-lead
020650 | 1850 MANOR LANE |  | Polytube | Yes |  | 2022-07-15 |  | PVC | 1973 | Yes |  | 2022-07-15 |  | Non-lead
020651 | 600 8TH ST |  | Copper | Yes |  | 2024-05-17 |  | PVC | 1977 | Yes |  | 2024-05-17 |  | Non-lead
020652 | 58261 HOWE ST |  | Polytube | Yes |  | 2022-10-22 |  | PVC | 1974 | Yes |  | 2022-10-22 |  | Non-lead
020653 | 855 27TH OCEAN ST |  | Polytube | Yes |  | 2024-08-23 |  | PVC | 1968 | Yes |  | 2024-08-23 |  | Non-lead
020654 | 7940 TUNA DR |  | Polytube | Yes |  | 2023-02-07 |  | PVC | 1971 | Yes |  | 2023-02-07 |  | Non-lead
020655 | 260 8TH ST |  | Polytube | Yes |  | 2024-09-05 |  | PVC | 1971 | Yes |  | 2024-09-05 |  | Non-lead
020656 | 480 10TH ST |  | Polytube | Yes |  | 2022-10-22 |  | PVC | 1987 | Yes |  | 2022-10-22 |  | Non-lead
020657 | 490 10TH ST |  | Polytube | Yes |  | 2022-10-22 |  | PVC | 1987 | Yes |  | 2022-10-22 |  | Non-lead
020659 | 401 11TH ST |  | Polytube | Yes |  | 2024-02-27 |  | PVC | 1971 | Yes |  | 2024-02-27 |  | Non-lead
020660 | 555 97TH OCEAN ST |  | Polytube | Yes |  | 2022-12-14 |  | PVC | 1973 | Yes |  | 2022-12-14 |  | Non-lead
020661 | OCEAN 481 24TH ST |  | Polytube | Yes |  | 2023-03-14 |  | PVC | 1973 | Yes |  | 2023-03-14 |  | Non-lead
020662 | 8062 SHARK DR |  | Polytube | Yes |  | 2023-02-01 |  | PVC | 1972 | Yes |  | 2023-02-01 |  | Non-lead
020664 | 1265 27TH OCEAN ST |  | Polytube | Yes |  | 2024-09-16 |  | PVC | 1972 | Yes |  | 2024-09-16 |  | Non-lead
020665 | UP 641 8TH ST |  | Polytube | Yes |  | 2024-07-25 |  | PVC | 1972 | Yes |  | 2024-07-25 |  | Non-lead
020666 | 922 66TH OCEAN ST |  | Polytube | Yes |  | 2023-07-19 |  | PVC | 1971 | Yes |  | 2023-07-19 |  | Non-lead
020667 | 410 85TH OCEAN ST |  | Polytube | Yes |  | 2023-01-20 |  | PVC | 1965 | Yes |  | 2023-01-20 |  | Non-lead
020669 | OCEAN 11450 3RD AVE |  | Unknown | Yes |  | 2024-08-19 |  | PVC | 1971 | Yes |  | 2024-08-19 |  | Lead Status Unknown
020670 | 1044 83RD OCEAN ST |  | Unknown, Non-Lead | Yes |  | 2022-03-22 |  | Unknown, Non-Lead | 1997 | Yes |  | 2022-03-22 |  | Non-lead
020671 | 10820 2ND GULF AVE |  | Polytube | Yes |  | 2022-11-16 |  | PVC | 1957 | Yes |  | 2022-11-16 |  | Non-lead
020672 | GULF 10822 2ND AVE |  | Polytube | Yes |  | 2024-07-17 |  | PVC | 1970 | Yes |  | 2024-07-17 |  | Non-lead
020673 | 8061 PORPOISE DR |  | Polytube | Yes |  | 2024-09-20 |  | PVC | 1971 | Yes |  | 2024-09-20 |  | Non-lead
020675 | F24 CROSS ST |  | Polytube | Yes |  | 2023-03-08 |  | PVC | 1971 | Yes |  | 2023-03-08 |  | Non-lead
020676 | COZUMEL PARK 1208 19TH TERR |  | Polytube | Yes |  | 2024-08-19 |  | Polytube |  | Yes |  | 2024-08-19 |  | Non-lead
020677 | 81 SIRIUS LN |  | Polytube | Yes |  | 2022-09-26 |  | PVC | 1978 | Yes |  | 2022-09-26 |  | Non-lead
020679 | 76 SIRIUS LN |  | Polytube | Yes |  | 2024-07-29 |  | PVC | 1966 | Yes |  | 2024-07-29 |  | Non-lead
020680 | 1601 VENETIAN DR |  | Polytube | Yes |  | 2023-04-24 |  | PVC | 1971 | Yes |  | 2023-04-24 |  | Non-lead
020683 | 128 STAR LN |  | Polytube | Yes |  | 2024-03-18 |  | PVC | 1971 | Yes |  | 2024-03-18 |  | Non-lead
020684 | 31054 AVENUE J |  | Unknown, Non-Lead | No |  |  |  | Unknown, Non-Lead | 2000 | No |  |  |  | Non-lead
020685 | 733 POORHOUSE LN |  | Polytube | Yes |  | 2023-01-25 |  | Copper | 1933 | Yes |  | 2023-01-25 |  | Non-lead
020686 | 24734 OVERSEAS ACE HARDWARE HWY |  | Polytube | Yes |  | 2023-04-25 |  | PVC | 1968 | Yes |  | 2023-04-25 |  | Non-lead
020687 | F22 CROSS ST |  | Polytube | Yes |  | 2024-08-27 |  | PVC | 1970 | Yes |  | 2024-08-27 |  | Non-lead
020688 | 115 HILSON CT |  | Polytube | Yes |  | 2022-05-19 |  | PVC | 1980 | Yes |  | 2022-05-19 |  | Non-lead
020689 | 98468 OVERSEAS PT HWY |  | Unknown, Non-Lead | No |  |  |  | No Piping | Vacant | No |  |  |  | Non-lead
020691 | 101551 OVERSEAS HWY |  | Unknown, Non-Lead | Yes |  | 2022-04-21 |  | Unknown, Non-Lead | 2019 | Yes |  | 2022-04-21 |  | Non-lead
020692 | 119 HILSON CT |  | Copper | Yes |  | 2022-05-11 |  | PVC | 2000 | Yes |  | 2022-05-11 |  | Non-lead
020693 | 464 BIG PINE RD |  | Polytube | Yes |  | 2024-06-04 |  | Polytube | 2018 | Yes |  | 2024-06-04 |  | Non-Lead
020694 | 40 AVENUE E |  | Polytube | Yes |  | 2022-12-12 |  | PVC | 1984 | Yes |  | 2022-12-12 |  | Non-lead
020695 | 326 BURTON DR |  | Polytube | Yes |  | 2022-07-18 |  | PVC | 1971 | Yes |  | 2022-07-18 |  | Non-lead
020696 | 140 HILSON CT |  | Polytube | Yes |  | 2022-05-19 |  | PVC | 1982 | Yes |  | 2022-05-19 |  | Non-lead
020697 | 215 BUTTONWOOD LN |  | Polytube | Yes |  | 2023-02-13 |  | PVC | 1970 | Yes |  | 2023-02-13 |  | Non-lead
020699 | 37 JOLLY ROGER DR |  | Polytube | Yes |  | 2023-01-31 |  | PVC | 1971 | Yes |  | 2023-01-31 |  | Non-lead
020700 | 1112 HERON RD |  | Polytube | Yes |  | 2022-07-21 |  | PVC | 1971 | Yes |  | 2022-07-21 |  | Non-lead
020701 | 609 ROSE PL |  | Polytube | Yes |  | 2022-08-22 |  | PVC | 2008 | Yes |  | 2022-08-22 |  | Non-lead
020702 | 142 GUILFORD CT |  | Copper | Yes |  | 2023-06-08 |  | Polytube | 2021 | Yes |  | 2023-06-08 |  | Non-lead
020703 | 310 SECOND TERR |  | Polytube | Yes |  | 2022-10-17 |  | PVC | 1970 | Yes |  | 2022-10-17 |  | Non-lead
020704 | 756 LARGO RD |  | Polytube | Yes |  | 2022-07-25 |  | Polytube | 1969 | Yes |  | 2022-07-25 |  | Non-lead
020705 | 849 LARGO RD |  | Polytube | Yes |  | 2022-07-25 |  | PVC | 1970 | Yes |  | 2022-07-25 |  | Non-lead
020707 | 308 WINDLEY RD |  | Polytube | Yes |  | 2023-05-04 |  | PVC | 1971 | Yes |  | 2023-05-04 |  | Non-lead
020708 | 118 GUILFORD CT |  | Polytube | Yes |  | 2023-05-04 |  | PVC | 1975 | Yes |  | 2023-05-04 |  | Non-lead
020709 | 32 LAKEVIEW DR |  | Polytube | Yes |  | 2022-11-17 |  | PVC | 1971 | Yes |  | 2022-11-17 |  | Non-lead
020710 | 290 TAYLOR DR |  | Polytube | Yes |  | 2022-10-17 |  | PVC | 1972 | Yes |  | 2022-10-17 |  | Non-lead
020711 | 105 GUILFORD CT |  | Copper | Yes |  | 2022-07-11 |  | PVC | 1982 | Yes |  | 2022-07-11 |  | Non-lead
020712 | 46 S ANDROS RD |  | Polytube | Yes |  | 2022-09-22 |  | PVC | 1971 | Yes |  | 2022-09-22 |  | Non-lead
020713 | 34 LAKEVIEW DR |  | Polytube | Yes |  | 2022-11-17 |  | Copper | 1971 | Yes |  | 2022-11-17 |  | Non-lead
020714 | 106003 OVERSEAS HWY |  | Unknown, Non-Lead | No |  |  |  | Unknown, Non-Lead | 2012 | No |  |  |  | Non-lead
020715 | 329 LAFITTE RD |  | Polytube | Yes |  | 2023-01-23 |  | PVC | 1970 | Yes |  | 2023-01-23 |  | Non-lead
020716 | 20 OCEAN DR |  | Copper | Yes |  | 2022-08-15 |  | PVC | 1969 | Yes |  | 2022-08-15 |  | Non-lead
020717 | 24 OCEAN DR |  | Polytube | Yes |  | 2022-05-11 |  | PVC | 1971 | Yes |  | 2022-05-11 |  | Non-lead
020718 | 50 OCEAN DR |  | Polytube | Yes |  | 2022-12-16 |  | PVC | 2020 | Yes |  | 2022-12-16 |  | Non-lead
020719 | 62 OCEAN DR |  | Unknown, Non-Lead | Yes |  | 2021-04-12 |  | Unknown, Non-Lead | 2006 | Yes |  | 2021-04-12 |  | Non-lead
020720 | 70 OCEAN DR |  | Unknown, Non-Lead | No |  |  |  | Unknown, Non-Lead | 2001 | No |  |  |  | Non-lead
020721 | 76 OCEAN TRT B DR |  | Copper | Yes |  | 2022-08-15 |  | PVC | 1971 | Yes |  | 2022-08-15 |  | Non-lead
020722 | 59 OCEAN TRACT A THE CL DR |  | Polytube | Yes |  | 2022-08-15 |  | PVC |  | Yes |  | 2022-08-15 |  | Non-lead
020723 | 47 OCEAN DR |  | Unknown, Non-Lead | Yes |  | 2020-04-14 |  | Unknown, Non-Lead | 1990 | Yes |  | 2020-04-14 |  | Non-lead
020724 | 41 OCEAN DR |  | Unknown, Non-Lead | No |  |  |  | Unknown, Non-Lead | 2005 | No |  |  |  | Non-lead
020725 | 35 OCEAN DR |  | Copper | Yes |  | 2022-08-15 |  | PVC | 1973 | Yes |  | 2022-08-15 |  | Non-lead
020726 | 25 OCEAN DR |  | Copper | Yes |  | 2022-08-15 |  | PVC | 1971 | Yes |  | 2022-08-15 |  | Non-lead
020727 | 21 OCEAN DR |  | Unknown, Non-Lead | No |  |  |  | Unknown, Non-Lead | 2007 | No |  |  |  | Non-lead
020728 | 82 CORAL WAY |  | Copper | Yes |  | 2022-08-15 |  | PVC | 1972 | Yes |  | 2022-08-15 |  | Non-lead
020729 | 86 CORAL WAY |  | Polytube | Yes |  | 2024-03-13 |  | PVC | 1972 | Yes |  | 2024-03-13 |  | Non-lead
020730 | 96 CORAL WAY |  | Copper | Yes |  | 2022-08-15 |  | PVC | 1971 | Yes |  | 2022-08-15 |  | Non-lead
020731 | 319 OLEANDER DR |  | Polytube | Yes |  | 2023-10-06 |  | PVC | 1965 | Yes |  | 2023-10-06 |  | Non-lead
020732 | 145 SECOND CT |  | Polytube | Yes |  | 2023-01-05 |  | PVC | 1980 | Yes |  | 2023-01-05 |  | Non-lead
020733 | IRR NORTH 101620 OVERSEAS Hwy |  | Unknown, Non-Lead | Yes |  | 2023-01-25 |  | Unknown, Non-Lead | 2014 | Yes |  | 2023-01-25 |  | Non-lead
020734 | 14 NORTH DR |  | Polytube | Yes |  | 2023-05-04 |  | PVC | 1971 | Yes |  | 2023-05-04 |  | Non-lead
020735 | 571 BOYD DR |  | Polytube | Yes |  | 2023-01-27 |  | PVC | 1971 | Yes |  | 2023-01-27 |  | Non-lead
020738 | 125 GUILFORD CT |  | Copper | Yes |  | 2022-07-11 |  | PVC | 1970 | Yes |  | 2022-07-11 |  | Non-lead
020739 | 66 SEAGATE BLVD |  | Unknown | Yes |  | 2022-07-12 |  | Unknown | 1972 | Yes |  | 2022-07-12 |  | Lead Status Unknown
020740 | 768 MUSA DR |  | Polytube | Yes |  | 2024-03-05 |  | Galvanized | 1971 | Yes |  | 2024-03-05 |  | Galvanized Requiring Replacement
020741 | 137 DOVE CREEK DR |  | Polytube | Yes |  | 2022-07-20 |  | PVC | 1973 | Yes |  | 2022-07-20 |  | Non-lead
020742 | 116 STAR LN |  | Polytube | Yes |  | 2022-09-26 |  | PVC | 1975 | Yes |  | 2022-09-26 |  | Non-lead
020743 | 118 STAR LN |  | Polytube | Yes |  | 2022-09-26 |  | PVC | 1971 | Yes |  | 2022-09-26 |  | Non-lead
020744 | MAIN HOUSE 1ST & 2ND FLOOR 410 CAROLINE ST |  | Polytube | Yes |  | 2022-10-13 |  | PVC | 1939 | Yes |  | 2022-10-13 |  | Non-lead
020745 | 1455 LONG BEACH RD |  | Polytube | Yes |  | 2024-07-29 |  | Polytube | 1971 | Yes |  | 2024-07-29 |  | Non-lead
020746 | 35 DIAMOND DR |  | Polytube | Yes |  | 2022-08-17 |  | PVC | 1982 | Yes |  | 2022-08-17 |  | Non-lead
020747 | 22836 OVERSEAS HWY |  | Polytube | Yes |  | 2022-12-29 |  | PVC | 1976 | Yes |  | 2022-12-29 |  | Non-lead
020748 | 17048 BONEFISH LN W |  | Polytube | Yes |  | 2022-05-20 |  | Copper | 1971 | Yes |  | 2022-05-20 |  | Non-lead
020749 | 82 SIRIUS LN |  | Polytube | Yes |  | 2022-07-05 |  | PVC | 1974 | Yes |  | 2022-07-05 |  | Non-lead
020750 | 1791 109TH GULF ST |  | Polytube | Yes |  | 2022-10-28 |  | PVC | 1970 | Yes |  | 2022-10-28 |  | Non-lead
020751 | 31380 AVENUE G |  | Polytube | Yes |  | 2024-04-22 |  | PVC | 1971 | Yes |  | 2024-04-22 |  | Non-lead
020752 | 619 MICKENS LN |  | Copper | Yes |  | 2022-06-02 |  | PVC | 1971 | Yes |  | 2022-06-02 |  | Non-lead
020753 | 85 BAY DR |  | Unknown, Non-Lead | Yes |  | 2023-06-29 |  | Polytube | 2016 | Yes |  | 2023-06-29 |  | Non-lead
020754 | 30364 FRIGATE LANE |  | Polytube | Yes |  | 2022-11-16 |  | PVC | 1972 | Yes |  | 2022-11-16 |  | Non-lead
020755 | 31351 AVENUE D |  | Polytube | Yes |  | 2023-05-23 |  | PVC | 1982 | Yes |  | 2023-05-23 |  | Non-lead
020756 | APT 1 820 1/2 SIMONTON ST |  | PVC | Yes |  | 2024-09-09 |  | PVC | 1928 | Yes |  | 2024-09-09 |  | Non-lead
020757 | 29187 ASTER LN |  | Polytube | Yes |  | 2024-09-20 |  | PVC | 1971 | Yes |  | 2024-09-20 |  | Non-lead
020758 | 30935 EDWARDS RD |  | Polytube | Yes |  | 2022-11-09 |  | PVC | 1971 | Yes |  | 2022-11-09 |  | Non-lead
020759 | 30378 PALM DR |  | Polytube | Yes |  | 2023-10-18 |  | PVC | 1968 | Yes |  | 2023-10-18 |  | Non-lead
020760 | 70 TINGLER LANE |  | Copper | Yes |  | 2024-07-22 |  | PVC | 1963 | Yes |  | 2024-07-22 |  | Non-lead
020761 | 1589 GARDENIA LN |  | Polytube | Yes |  | 2023-05-23 |  | PVC | 1971 | Yes |  | 2023-05-23 |  | Non-lead
020762 | 10804 4TH GULF AVE |  | Polytube | Yes |  | 2022-12-02 |  | Polytube | 1971 | Yes |  | 2022-12-02 |  | Non-Lead
020763 | 10806 4TH GULF AVE |  | Polytube | Yes |  | 2022-06-17 |  | PVC | 1972 | Yes |  | 2022-06-17 |  | Non-lead
020764 | 3951 WASHINGTON ST |  | Unknown, Non-Lead | No |  |  |  | Unknown, Non-Lead | 2018 | No |  |  |  | Non-lead
020765 | 601 92ND OCEAN ST |  | Polytube | Yes |  | 2022-07-18 |  | PVC | 2002 | Yes |  | 2022-07-18 |  | Non-lead
020766 | 59773 PARADISE PLACE L |  | Copper | Yes |  | 2023-11-17 |  | PVC | 1982 | Yes |  | 2023-11-17 |  | Non-lead
020767 | 710 92ND OCEAN ST |  | Unknown, Non-Lead | Yes |  | 2022-02-15 |  | Unknown, Non-Lead | 2011 | Yes |  | 2022-02-15 |  | Non-lead
020768 | 360 5TH ST |  | Copper | Yes |  | 2022-10-22 |  | PVC | 1972 | Yes |  | 2022-10-22 |  | Non-lead
020769 | 215 74TH OCEAN ST |  | Unknown, Non-Lead | No |  |  |  | Unknown, Non-Lead | 1993 | No |  |  |  | Non-lead
020770 | 330 4TH ST |  | Polytube | Yes |  | 2022-10-22 |  | PVC | 1976 | Yes |  | 2022-10-22 |  | Non-lead
020771 | 340 4TH ST |  | Polytube | Yes |  | 2024-03-05 |  | PVC | 1971 | Yes |  | 2024-03-05 |  | Non-lead
020772 | 1882 109TH GULF ST |  | Polytube | Yes |  | 2022-11-22 |  | PVC | 1962 | Yes |  | 2022-11-22 |  | Non-lead
020773 | 1575 YELLOWTAIL DR |  | Polytube | Yes |  | 2023-02-09 |  | PVC | 1971 | Yes |  | 2023-02-09 |  | Non-lead
020774 | 201 51ST ST OCEAN |  | Copper | Yes |  | 2023-04-26 |  | PVC | 1971 | Yes |  | 2023-04-26 |  | Non-lead
020775 | 568 SOMBRERO BCH RD |  | Polytube | Yes |  | 2023-05-12 |  | PVC | 1971 | Yes |  | 2023-05-12 |  | Non-lead
020776 | LS 10897 7TH GULF AVE |  | Polytube | Yes |  | 2022-06-21 |  | PVC | 1959 | Yes |  | 2022-06-21 |  | Non-lead
020778 | 1252 JAMES AVE |  | Polytube | Yes |  | 2023-01-09 |  | PVC | 1977 | Yes |  | 2023-01-09 |  | Non-lead
020779 | 56243 OCEAN DR |  | Unknown | Yes |  | 2022-10-22 |  | None | 1982 | Yes |  | 2022-10-22 |  | No Service Line
020780 | 572 49TH OCEAN ST |  | Unknown | Yes |  | 2022-10-20 |  | Unknown | 1981 | Yes |  | 2022-10-20 |  | Lead Status Unknown
020781 | 3988 OVERSEAS HWY |  | Polytube | Yes |  | 2022-04-01 |  | PVC | 1991 | Yes |  | 2022-04-01 |  | Non-lead
020782 | 928 W OCEAN DR |  | Copper | Yes |  | 2022-07-27 |  | PVC | 1971 | Yes |  | 2022-07-27 |  | Non-lead
020783 | 3716 NORTHSIDE DR |  | Polytube | Yes |  | 2022-06-16 |  | PVC | 1971 | Yes |  | 2022-06-16 |  | Non-lead
020784 | 331 AVE E |  | Polytube | Yes |  | 2023-05-22 |  | Copper | 1953 | Yes |  | 2023-05-22 |  | Non-lead
020785 | 35 BOUNDARY LN |  | Polytube | Yes |  | 2022-09-26 |  | PVC | 1970 | Yes |  | 2022-09-26 |  | Non-lead
020786 | 30933 MALAGA LN |  | Polytube | Yes |  | 2022-11-17 |  | PVC | 1973 | Yes |  | 2022-11-17 |  | Non-lead
020787 | 414 VIRGINIA ST |  | Polytube | Yes |  | 2023-05-26 |  | PVC | 1969 | Yes |  | 2023-05-26 |  | Non-lead
020788 | RD 29663 RICHARD |  | Polytube | Yes |  | 2022-12-08 |  | PVC | 1971 | Yes |  | 2022-12-08 |  | Non-lead
020789 | 1605 JAMAICA DR |  | Polytube | Yes |  | 2023-04-24 |  | Polytube | 1971 | Yes |  | 2023-04-24 |  | Non-lead
020790 | HOUSE 489 SAWYER DR |  | Polytube | Yes |  | 2022-11-09 |  | PVC | 1970 | Yes |  | 2022-11-09 |  | Non-lead
020791 | 31318 D AVE |  | Polytube | Yes |  | 2024-05-28 |  | PVC | 1980 | Yes |  | 2024-05-28 |  | Non-lead
020792 | 145 PLANTATION DR |  | Polytube | Yes |  | 2022-06-14 |  | PVC | 1971 | Yes |  | 2022-06-14 |  | Non-lead
020793 | 5176 OVERSEAS HWY |  | Polytube | Yes |  | 2023-03-07 |  | PVC | 1963 | Yes |  | 2023-03-07 |  | Non-lead
020794 | UP 505 DUVAL ST |  | Polytube | Yes |  | 2022-11-30 |  | PVC | 1918 | Yes |  | 2022-11-30 |  | Non-lead
020795 | L4 B14 21076 HAMILTON AVE |  | Polytube | Yes |  | 2022-12-28 |  | PVC | 1971 | Yes |  | 2022-12-28 |  | Non-lead
020796 | 79 SIRIUS LN |  | Polytube | Yes |  | 2022-09-26 |  | PVC | 1969 | Yes |  | 2022-09-26 |  | Non-lead
020797 | APT 1 & 2 614 WHITEHEAD ST |  | Polytube | Yes |  | 2022-06-08 |  | PVC | 1978 | Yes |  | 2022-06-08 |  | Non-lead
020798 | 142 SEA LANE |  | Polytube | Yes |  | 2022-09-26 |  | PVC | 1972 | Yes |  | 2022-09-26 |  | Non-lead
020799 | 6391 3RD ST |  | Polytube | Yes |  | 2023-03-10 |  | PVC | 1965 | Yes |  | 2023-03-10 |  | Non-lead
020800 | 670 N LAKE DR |  | Polytube | Yes |  | 2023-01-30 |  | PVC | 1971 | Yes |  | 2023-01-30 |  | Non-lead
020801 | 140 FAIRWICH CT |  | Unknown, Non-Lead | Yes |  | 2023-05-25 |  | PVC | 2006 | Yes |  | 2023-05-25 |  | Non-lead
020802 | 91 E 2ND CT |  | Polytube | Yes |  | 2023-01-18 |  | PVC | 1965 | Yes |  | 2023-01-18 |  | Non-lead
020803 | 116 HILSON CT |  | Polytube | Yes |  | 2023-04-17 |  | PVC | 1979 | Yes |  | 2023-04-17 |  | Non-lead
020804 | 196 ATLANTIC BLVD |  | Polytube | Yes |  | 2022-06-23 |  | Polytube | 1971 | Yes |  | 2022-06-23 |  | Non-Lead
020805 | L24 B8 48 S ANDROS Rd |  | Polytube | Yes |  | 2022-09-26 |  | PVC | 1969 | Yes |  | 2022-09-26 |  | Non-lead
020806 | 127 HILSON CT |  | Polytube | Yes |  | 2022-05-19 |  | Unknown | 1971 | Yes |  | 2022-05-19 |  | Lead Status Unknown
020807 | 18 NORTH DRIVE |  | Polytube | Yes |  | 2022-08-16 |  | PVC | 1971 | Yes |  | 2022-08-16 |  | Non-lead
020808 | 21 PALM DR |  | Polytube | Yes |  | 2022-10-03 |  | PVC | 1970 | Yes |  | 2022-10-03 |  | Non-lead
020809 | 138 GUILFORD CT |  | Polytube | Yes |  | 2023-05-24 |  | PVC | 1972 | Yes |  | 2023-05-24 |  | Non-lead
020810 | 123 IVANHOE CT |  | Polytube | Yes |  | 2022-05-19 |  | PVC | 1976 | Yes |  | 2022-05-19 |  | Non-lead
020811 | 102991 OVERSEAS HWY |  | Polytube | Yes |  | 2022-10-31 |  | PVC | 1971 | Yes |  | 2022-10-31 |  | Non-lead
020812 | 32 JANET PL |  | Polytube | Yes |  | 2022-09-01 |  | PVC | 1988 | Yes |  | 2022-09-01 |  | Non-lead
020813 | 38 CUNNINGHAM LANE |  | Polytube | Yes |  | 2024-07-19 |  | Polytube | 1974 | Yes |  | 2024-07-19 |  | Non-lead
020814 | APT UP 1207 DUVAL ST |  | Polytube | Yes |  | 2024-01-09 |  | PVC | 1928 | Yes |  | 2024-01-09 |  | Non-lead
020815 | 5 GEIGER RD |  | Polytube | Yes |  | 2022-08-31 |  | Copper | 1971 | Yes |  | 2022-08-31 |  | Non-lead
020816 | 41 BOUNDARY LN |  | Polytube | Yes |  | 2023-10-11 |  | PVC |  | Yes |  | 2023-10-11 |  | Non-lead
020817 | 377 SAWYER DR |  | Unknown, Non-Lead | Yes |  | 2023-05-04 |  | No Piping | Vacant | Yes |  | 2023-05-04 |  | Non-lead
020818 | 71 BOUNDARY LN |  | Polytube | Yes |  | 2024-04-04 |  | PVC | 1951 | Yes |  | 2024-04-04 |  | Non-lead
020819 | 1175 WARNER RD |  | Polytube | Yes |  | 2024-06-04 |  | PVC | 1968 | Yes |  | 2024-06-04 |  | Non-lead
020820 | 5 GO LN |  | Polytube | Yes |  | 2022-07-15 |  | PVC | 1971 | Yes |  | 2022-07-15 |  | Non-lead
020821 | 30347 WARBLER LANE |  | Polytube | Yes |  | 2022-11-16 |  | PVC | 1972 | Yes |  | 2022-11-16 |  | Non-lead
020822 | 120 STAR LN |  | Polytube | Yes |  | 2022-07-27 |  | PVC | 1971 | Yes |  | 2022-07-27 |  | Non-lead
020823 | 100 SIRIUS LN |  | Polytube | Yes |  | 2022-07-26 |  | PVC | 2000 | Yes |  | 2022-07-26 |  | Non-lead
020824 | 29192 IRIS DR |  | Polytube | Yes |  | 2022-12-21 |  | PVC | 1975 | Yes |  | 2022-12-21 |  | Non-lead
020825 | L20BK7 95 SIRIUS LN |  | Polytube | Yes |  | 2022-09-26 |  | PVC | 1971 | Yes |  | 2022-09-26 |  | Non-lead
020826 | 114 STAR LN |  | Unknown, Non-Lead | Yes |  | 2023-10-02 |  | Unknown, Non-Lead | 1990 | Yes |  | 2023-10-02 |  | Non-lead
020828 | F18 CROSS ST |  | Polytube | Yes |  | 2023-06-15 |  | PVC | 1973 | Yes |  | 2023-06-15 |  | Non-lead
020829 | F25 CROSS ST |  | Polytube | Yes |  | 2023-03-08 |  | PVC | 1973 | Yes |  | 2023-03-08 |  | Non-lead
020830 | 164 BAHAMA AVE |  | Polytube | Yes |  | 2022-11-10 |  | PVC | 1987 | Yes |  | 2022-11-10 |  | Non-lead
020831 | 150 RUSHTON LN |  | Polytube | Yes |  | 2022-07-19 |  | PVC | 1976 | Yes |  | 2022-07-19 |  | Non-lead
020832 | 111 HILSON CT |  | Unknown, Non-Lead | No |  |  |  | Unknown, Non-Lead | 1994 | No |  |  |  | Non-lead
020833 | 255 BAY DR |  | Polytube | Yes |  | 2023-01-30 |  | PVC | 1970 | Yes |  | 2023-01-30 |  | Non-lead
020834 | 411 COLLINS ST |  | Copper | Yes |  | 2022-11-03 |  | Copper | 1971 | Yes |  | 2022-11-03 |  | Non-lead
020835 | 146 FAIRWICH CT |  | Unknown, Non-Lead | Yes |  | 2017-12-20 |  | PVC | 2019 | Yes |  | 2017-12-20 |  | Non-lead
020836 | 202 MAHOGANY DR |  | Polytube | Yes |  | 2023-01-23 |  | PVC | 1971 | Yes |  | 2023-01-23 |  | Non-lead
020837 | 350 MAHOGANY DR |  | Polytube | Yes |  | 2023-02-08 |  | PVC | 1971 | Yes |  | 2023-02-08 |  | Non-lead
020838 | 131 IVANHOE CT |  | Polytube | Yes |  | 2022-05-19 |  | PVC | 1976 | Yes |  | 2022-05-19 |  | Non-lead
020839 | 371 OLEANDER DRIVE L |  | Polytube | Yes |  | 2023-02-13 |  | PVC | 1972 | Yes |  | 2023-02-13 |  | Non-lead
020840 | 17 OLD L12 HWY |  | Unknown, Non-Lead | No |  |  |  | Unknown, Non-Lead | 2009 | No |  |  |  | Non-lead
020841 | 143 DUBONNET RD |  | Polytube | Yes |  | 2022-05-19 |  | PVC | 1971 | Yes |  | 2022-05-19 |  | Non-lead
020842 | 1 HIBISCUS DR |  | Polytube | Yes |  | 2023-02-06 |  | PVC | 1962 | Yes |  | 2023-02-06 |  | Non-lead
020843 | 231 OLEANDER W 110FT |  | Polytube | Yes |  | 2023-02-13 |  | PVC | 1971 | Yes |  | 2023-02-13 |  | Non-lead
020844 | 106 HILSON CT |  | Polytube | Yes |  | 2022-05-19 |  | PVC | 1968 | Yes |  | 2022-05-19 |  | Non-lead
020845 | 18 GAYTON PL |  | Copper | Yes |  | 2022-08-15 |  | PVC | 1971 | Yes |  | 2022-08-15 |  | Non-lead
020846 | 215 LEE AVE |  | Polytube | Yes |  | 2022-10-24 |  | PVC | 1980 | Yes |  | 2022-10-24 |  | Non-lead
020847 | 149 FAIRWICH CT |  | Polytube | Yes |  | 2022-07-19 |  | PVC | 1980 | Yes |  | 2022-07-19 |  | Non-lead
020848 | 95115 OVERSEAS HWY |  | Polytube | Yes |  | 2022-09-21 |  | PVC | 1971 | Yes |  | 2022-09-21 |  | Non-lead
020849 | 126 LONG KEY RD |  | Unknown, Non-Lead | Yes |  | 2021-08-11 |  | Unknown, Non-Lead | 1996 | Yes |  | 2021-08-11 |  | Non-lead
020851 | 133 FAIRWICH CT |  | Unknown, Non-Lead | No |  |  |  | Unknown, Non-Lead | 1990 | No |  |  |  | Non-lead
020852 | 816 BONITO LN |  | Polytube | Yes |  | 2022-09-15 |  | PVC | 1971 | Yes |  | 2022-09-15 |  | Non-lead
020853 | 362 OLEANDER |  | Polytube | Yes |  | 2023-02-13 |  | PVC | 1974 | Yes |  | 2023-02-13 |  | Non-lead
020854 | 316 BURTON DR |  | Copper | Yes |  | 2023-05-30 |  | PVC | 1970 | Yes |  | 2023-05-30 |  | Non-lead
020855 | 1037 ADAMS DR |  | Unknown, Non-Lead | Yes |  | 2022-06-17 |  | Unknown, Non-Lead | 2003 | Yes |  | 2022-06-17 |  | Non-lead
020856 | 1043 ADAMS DR |  | Polytube | Yes |  | 2022-11-16 |  | PVC | 1973 | Yes |  | 2022-11-16 |  | Non-Lead
020857 | 113 SEASIDE AVE |  | Polytube | Yes |  | 2022-07-20 |  | PVC | 1971 | Yes |  | 2022-07-20 |  | Non-lead
020858 | 4 SUNSET BLVD |  | Polytube | Yes |  | 2023-02-06 |  | PVC | 1971 | Yes |  | 2023-02-06 |  | Non-lead
020859 | 619 ISLAND DR |  | Polytube | Yes |  | 2022-10-13 |  | PVC |  | Yes |  | 2022-10-13 |  | Non-lead
020860 | 116 POINT PLEASANT DR |  | Polytube | Yes |  | 2023-01-30 |  | PVC | 1953 | Yes |  | 2023-01-30 |  | Non-lead
020861 | 87 SIRIUS LANE |  | Polytube | Yes |  | 2022-09-26 |  | PVC | 1979 | Yes |  | 2022-09-26 |  | Non-lead
020863 | 29575 CUPON RD |  | Polytube | Yes |  | 2022-12-08 |  | PVC | 1980 | Yes |  | 2022-12-08 |  | Non-lead
020864 | 530 4TH ST |  | Unknown, Non-Lead | Yes |  | 2023-05-31 |  | Copper | 2021 | Yes |  | 2023-05-31 |  | Non-lead
020865 | APT 6 212 LINDAHL ST |  | Copper | Yes |  | 2022-11-23 |  | PVC | 1968 | Yes |  | 2022-11-23 |  | Non-lead
020866 | APT 5 212 LINDAHL ST |  | Polytube | Yes |  | 2023-05-19 |  | PVC | 1968 | Yes |  | 2023-05-19 |  | Non-lead
020867 | APT 4 212 LINDAHL ST |  | Copper | Yes |  | 2022-12-06 |  | Copper | 1968 | Yes |  | 2022-12-06 |  | Non-lead
020868 | APT 3 212 LINDAHL ST |  | Copper | Yes |  | 2022-12-06 |  | PVC | 1968 | Yes |  | 2022-12-06 |  | Non-lead
020869 | DORM 58763 OVERSEAS HWY |  | Polytube | Yes |  | 2022-10-22 |  | PVC | 1972 | Yes |  | 2022-10-22 |  | Non-lead
020870 | 10895 7TH GULF AVE |  | Polytube | Yes |  | 2022-09-19 |  | PVC | 1959 | Yes |  | 2022-09-19 |  | Non-lead
020871 | 3905 WASHINGTON ST |  | Unknown | Yes |  | 2022-10-14 |  | Unknown | 1970 | Yes |  | 2022-10-14 |  | Lead Status Unknown
020872 | 530 SOMBRERO BEACH RD |  | Unknown, Non-Lead | Yes |  | 2023-04-24 |  | Unknown, Non-Lead | 2016 | Yes |  | 2023-04-24 |  | Non-lead
020873 | 213 74TH OCEAN ST |  | Polytube | Yes |  | 2023-03-10 |  | PVC | 1974 | Yes |  | 2023-03-10 |  | Non-lead
020874 | 626 107TH OCEAN ST |  | Polytube | Yes |  | 2022-11-23 |  | PVC | 1971 | Yes |  | 2022-11-23 |  | Non-lead
020875 | 13 MAN 0 WAR DR |  | Polytube | Yes |  | 2023-03-23 |  | PVC | 1971 | Yes |  | 2023-03-23 |  | Non-lead
020876 | 14 MAN-O-WAR DR |  | Polytube | Yes |  | 2023-03-23 |  | PVC | 1971 | Yes |  | 2023-03-23 |  | Non-lead
020877 | 15 MAN-O-WAR DR |  | Unknown, Non-Lead | No |  |  |  | No Piping | 1971 | No |  |  |  | Non-lead
020878 | 16 MAN O WAR DR |  | Polytube | Yes |  | 2023-03-22 |  | PVC | 1971 | Yes |  | 2023-03-22 |  | Non-lead
020879 | 17 MAN O WAR DR |  | Polytube | Yes |  | 2023-11-20 |  | PVC | 1971 | Yes |  | 2023-11-20 |  | Non-lead
020880 | 18 MAN O WAR DR |  | Polytube | Yes |  | 2023-03-24 |  | PVC | 1971 | Yes |  | 2023-03-24 |  | Non-lead
020881 | RS 252 51ST OCEAN ST |  | Copper | Yes |  | 2023-09-19 |  | PVC | 1971 | Yes |  | 2023-09-19 |  | Non-lead
020882 | 1153 JAMES CT |  | Polytube | Yes |  | 2023-09-07 |  | PVC | 1980 | Yes |  | 2023-09-07 |  | Non-lead
020883 | 351 3RD ST |  | Polytube | Yes |  | 2022-10-22 |  | PVC | 1971 | Yes |  | 2022-10-22 |  | Non-lead
020884 | 341 3RD ST |  | PVC | Yes |  | 2024-03-08 |  | PVC | 1971 | Yes |  | 2024-03-08 |  | Non-lead
020885 | 1547 GARDENIA LN |  | Polytube | Yes |  | 2022-07-13 |  | PVC |  | Yes |  | 2022-07-13 |  | Non-lead
020886 | 134 STAR LN |  | Polytube | Yes |  | 2022-07-27 |  | PVC | 1979 | Yes |  | 2022-07-27 |  | Non-lead
020887 | 150 SEA LN |  | Polytube | Yes |  | 2023-03-02 |  | PVC | 1972 | Yes |  | 2023-03-02 |  | Non-lead
020889 | 153 TOLLGATE LN |  | Copper | Yes |  | 2022-06-28 |  | PVC | 1971 | Yes |  | 2022-06-28 |  | Non-lead
020890 | 116 GIARDINO DR |  | Polytube | Yes |  | 2022-06-10 |  | PVC | 1981 | Yes |  | 2022-06-10 |  | Non-lead
020891 | 107 SAN REMO DR |  | Polytube | Yes |  | 2022-06-07 |  | PVC | 1971 | Yes |  | 2022-06-07 |  | Non-lead
020892 | 306 CYPRESS ST |  | Polytube | Yes |  | 2024-07-31 |  | PVC | 1971 | Yes |  | 2024-07-31 |  | Non-lead
020893 | 173 OCEAN DR |  | Polytube | Yes |  | 2024-05-21 |  | PVC | 1971 | Yes |  | 2024-05-21 |  | Non-lead
020894 | 120 GARDENIA ST |  | Polytube | Yes |  | 2022-06-15 |  | PVC | 1971 | Yes |  | 2022-06-15 |  | Non-lead
020895 | 153 OCEAN DR |  | Copper | Yes |  | 2022-06-14 |  | PVC | 1971 | Yes |  | 2022-06-14 |  | Non-lead
020896 | 243 NAVAJO ST |  | Polytube | Yes |  | 2022-06-03 |  | PVC | 1979 | Yes |  | 2022-06-03 |  | Non-lead
020897 | 185 AZALEA ST |  | Polytube | Yes |  | 2022-06-21 |  | PVC | 1971 | Yes |  | 2022-06-21 |  | Non-lead
020898 | 189 OCEAN DR |  | Polytube | Yes |  | 2022-06-14 |  | PVC | 1971 | Yes |  | 2022-06-14 |  | Non-lead
020899 | UNIT 3 266 GARDENIA ST |  | Polytube | Yes |  | 2022-06-16 |  | PVC | 1969 | Yes |  | 2022-06-16 |  | Non-lead
020900 | 232 TREASURE HARBOR RD |  | Polytube | Yes |  | 2022-06-21 |  | PVC | 1974 | Yes |  | 2022-06-21 |  | Non-lead
020901 | 225 CORAL RD |  | Polytube | Yes |  | 2022-06-10 |  | PVC | 1971 | Yes |  | 2022-06-10 |  | Non-lead
020902 | 129 SEVERINO DR |  | Polytube | Yes |  | 2022-06-10 |  | PVC | 1971 | Yes |  | 2022-06-10 |  | Non-lead
020903 | 132 STROMBOLI DR |  | Polytube | Yes |  | 2022-06-10 |  | PVC | 1980 | Yes |  | 2022-06-10 |  | Non-lead
020904 | 286 AZALEA ST |  | Polytube | Yes |  | 2022-06-16 |  | PVC | 1984 | Yes |  | 2022-06-16 |  | Non-lead
020905 | 86002 OVERSEAS HWY |  | Polytube | Yes |  | 2022-06-21 |  | PVC | 1978 | Yes |  | 2022-06-21 |  | Non-lead
020906 | 165 OCEAN DR |  | Copper | Yes |  | 2022-07-26 |  | Copper | 1970 | Yes |  | 2022-07-26 |  | Non-lead
020907 | 134 REDWING RD |  | Polytube | Yes |  | 2023-02-01 |  | PVC | 1971 | Yes |  | 2023-02-01 |  | Non-lead
020908 | 167 HARBOR DR |  | Polytube | Yes |  | 2022-06-14 |  | PVC | 1974 | Yes |  | 2022-06-14 |  | Non-lead
020909 | 127 TEQUESTA ST |  | Polytube | Yes |  | 2022-06-03 |  | PVC | 1975 | Yes |  | 2022-06-03 |  | Non-lead
020910 | 201 GALLEON LN |  | Polytube | Yes |  | 2022-06-10 |  | PVC | 1967 | Yes |  | 2022-06-10 |  | Non-lead
020911 | 279 JASMINE ST |  | Polytube | Yes |  | 2022-06-16 |  | PVC | 1971 | Yes |  | 2022-06-16 |  | Non-lead
020912 | 1667 NARCISSUS AVE |  | Polytube | Yes |  | 2022-12-15 |  | PVC | 1971 | Yes |  | 2022-12-15 |  | Non-lead
020913 | 1665 NARCISSUS AVE |  | Polytube | Yes |  | 2022-12-15 |  | PVC | 1971 | Yes |  | 2022-12-15 |  | Non-lead
020914 | 129 ORCHID ST |  | Polytube | Yes |  | 2022-06-09 |  | PVC | 1971 | Yes |  | 2022-06-09 |  | Non-lead
020915 | 228 W SEAVIEW DR |  | Polytube | Yes |  | 2022-10-22 |  | PVC | 1978 | Yes |  | 2022-10-22 |  | Non-lead
020916 | 153 KEY HEIGHTS DR |  | Unknown, Non-Lead | Yes |  | 2021-08-31 |  | PVC | 1989 | Yes |  | 2021-08-31 |  | Non-lead
020917 | 175 GALLEON RD |  | Polytube | Yes |  | 2022-06-10 |  | PVC | 1987 | Yes |  | 2022-06-10 |  | Non-lead
020918 | 242 W SEAVIEW CIR |  | Polytube | Yes |  | 2024-05-22 |  | PVC | 1971 | Yes |  | 2024-05-22 |  | Non-lead
020919 | 162 SAPODILLA DR |  | Polytube | Yes |  | 2022-06-30 |  | PVC | 1971 | Yes |  | 2022-06-30 |  | Non-lead
020921 | 120 GIMPY GULCH DR |  | Polytube | Yes |  | 2022-06-21 |  | PVC | 1972 | Yes |  | 2022-06-21 |  | Non-lead
020922 | 210 S COCONUT PALM BLVD |  | Polytube | Yes |  | 2022-06-14 |  | PVC | 1981 | Yes |  | 2022-06-14 |  | Non-lead
020923 | 122 PELICAN RD |  | Polytube | Yes |  | 2023-06-23 |  | PVC | 1974 | Yes |  | 2023-06-23 |  | Non-lead
020924 | 138 LEONI DR |  | Polytube | Yes |  | 2022-06-07 |  | PVC | 1971 | Yes |  | 2022-06-07 |  | Non-lead
020925 | L.S. 30822 BAYSHORE end of road DR |  | Polytube | Yes |  | 2024-07-15 |  | Polytube |  | Yes |  | 2024-07-15 |  | Non-Lead
020926 | 31337 A AVE |  | Polytube | Yes |  | 2024-01-22 |  | PVC | 1955 | Yes |  | 2024-01-22 |  | Non-lead
020927 | LN 120 FREEDOM |  | Polytube | Yes |  | 2018-11-07 |  | PVC | 1987 | Yes |  | 2018-11-07 |  | Non-lead
020928 | 30625 5TH AVE |  | Polytube | Yes |  | 2023-08-25 |  | PVC | 1973 | Yes |  | 2023-08-25 |  | Non-lead
020929 | 127 SEA LN |  | Polytube | Yes |  | 2023-02-09 |  | PVC | 1971 | Yes |  | 2023-02-09 |  | Non-lead
020930 | 27352 ANTIGUA LT 22 BL LN |  | Polytube | Yes |  | 2022-07-25 |  | PVC | 1958 | Yes |  | 2022-07-25 |  | Non-lead
020931 | 6011 PENINSULAR AVE |  | Unknown, Non-Lead | Yes |  | 2024-08-27 |  | Unknown, Non-Lead | 2011 | Yes |  | 2024-08-27 |  | Non-lead
020932 | 1600 BAHAMA DR |  | Polytube | Yes |  | 2023-04-24 |  | PVC | 1963 | Yes |  | 2023-04-24 |  | Non-lead
020933 | 184 5TH & AVE E |  | Polytube | Yes |  | 2022-11-09 |  | PVC | 1972 | Yes |  | 2022-11-09 |  | Non-lead
020934 | 1617 TRINIDAD DR |  | Polytube | Yes |  | 2023-04-24 |  | Copper | 1971 | Yes |  | 2023-04-24 |  | Non-lead
020935 | A 101 110TH OCEAN ST |  | Polytube | Yes |  | 2024-03-15 |  | PVC | 1951 | Yes |  | 2024-03-15 |  | Non-lead
020936 | 538 91ST OCEAN ST |  | Polytube | Yes |  | 2022-03-24 |  | PVC | 1969 | Yes |  | 2022-03-24 |  | Non-lead
020937 | GULF 11290 5TH AVE |  | Unknown, Non-Lead | Yes |  | 2020-01-31 |  | PVC | 1998 | Yes |  | 2020-01-31 |  | Non-lead
020938 | 59801 OVERSEAS HWY |  | Copper | Yes |  | 2022-10-22 |  | PVC | 1971 | Yes |  | 2022-10-22 |  | Non-lead
020939 | 779 26TH OCEAN ST |  | Polytube | Yes |  | 2023-01-17 |  | PVC | 1971 | Yes |  | 2023-01-17 |  | Non-lead
020940 | 5401 OVERSEAS HWY |  | Unknown, Non-Lead | Yes |  | 2023-10-16 |  | Unknown, Non-Lead | 1997 | Yes |  | 2023-10-16 |  | Non-lead
020941 | 1801 SOMBRERO BLVD |  | Polytube | Yes |  | 2022-07-15 |  | PVC | 1970 | Yes |  | 2022-07-15 |  | Non-lead
020944 | 741 9TH ST |  | Polytube | Yes |  | 2022-10-22 |  | PVC | 1971 | Yes |  | 2022-10-22 |  | Non-lead
020945 | 751 9TH ST |  | Polytube | Yes |  | 2023-10-06 |  | PVC | 1971 | Yes |  | 2023-10-06 |  | Non-lead
020947 | GULF 1549 52ND ST |  | Polytube | Yes |  | 2023-06-15 |  | PVC | 1971 | Yes |  | 2023-06-15 |  | Non-lead
020948 | 11601 1ST GULF AVE |  | Polytube | Yes |  | 2022-08-25 |  | PVC | 1969 | Yes |  | 2022-08-25 |  | Non-lead
020949 | 491 JAMES AVE |  | Unknown, Non-Lead | Yes |  | 2024-09-16 |  | Unknown, Non-Lead | 2016 | Yes |  | 2024-09-16 |  | Non-lead
020950 | 7940 SHARK DR |  | Polytube | Yes |  | 2023-12-20 |  | PVC | 1968 | Yes |  | 2023-12-20 |  | Non-lead
020951 | 311 8TH ST |  | Unknown, Non-Lead | Yes |  | 2024-01-24 |  | Unknown, Non-Lead | 2003 | Yes |  | 2024-01-24 |  | Non-lead
020952 | 202 51ST OCEAN ST |  | Polytube | Yes |  | 2023-02-10 |  | PVC | 1971 | Yes |  | 2023-02-10 |  | Non-lead
020953 | 661 9TH ST |  | Copper | Yes |  | 2022-07-29 |  | PVC | 1987 | Yes |  | 2022-07-29 |  | Non-lead
020954 | 3400 OVERSEAS Hwy |  | Copper | Yes |  | 2024-08-15 |  | Copper | 1986 | Yes |  | 2024-08-15 |  | Non-lead
020955 | LOT 103 6800 MALONEY AVE |  | PVC | Yes |  | 2023-03-06 |  | PVC | 1987 | Yes |  | 2023-03-06 |  | Non-lead
020956 | 1717 BAHAMA DR |  | Polytube | Yes |  | 2023-04-24 |  | PVC | 1971 | Yes |  | 2023-04-24 |  | Non-lead
020957 | 55 BOUNDARY LN |  | Polytube | Yes |  | 2022-09-26 |  | PVC | 1970 | Yes |  | 2022-09-26 |  | Non-lead
020958 | UNITS B, C, D, E 1424 NEWTON ST |  | Polytube | Yes |  | 2023-05-04 |  | PVC | 1958 | Yes |  | 2023-05-04 |  | Non-lead
020959 | 31118 HOLLERICH DR |  | Polytube | Yes |  | 2022-11-14 |  | PVC | 1970 | Yes |  | 2022-11-14 |  | Non-lead
020960 | 1587 FERN AVE |  | Polytube | Yes |  | 2022-12-15 |  | PVC | 1973 | Yes |  | 2022-12-15 |  | Non-lead
020961 | 23045 TARPON LN |  | Polytube | Yes |  | 2022-12-28 |  | PVC | 1977 | Yes |  | 2022-12-28 |  | Non-lead
020962 | 30981 BAYSHORE DR |  | Polytube | Yes |  | 2024-03-25 |  | PVC | 1971 | Yes |  | 2024-03-25 |  | Non-lead
020963 | 3416 N ROOSEVELT BLVD |  | Copper | Yes |  | 2022-05-19 |  | Polytube | 1976 | Yes |  | 2022-05-19 |  | Non-lead
020964 | 110 LONG KEY RD |  | Unknown, Non-Lead | Yes |  | 2018-02-16 |  | PVC | 2016 | Yes |  | 2018-02-16 |  | Non-lead
020965 | 134 RUSHTON LN |  | Polytube | Yes |  | 2022-07-19 |  | PVC | 1971 | Yes |  | 2022-07-19 |  | Non-lead
020966 | 735 GROUPER LN |  | Polytube | Yes |  | 2023-05-16 |  | PVC | 1971 | Yes |  | 2023-05-16 |  | Non-lead
020967 | 117 SUNSET GARDENS L DR |  | Polytube | Yes |  | 2022-07-07 |  | PVC | 1971 | Yes |  | 2022-07-07 |  | Non-lead
020969 | 817 LAPALOMA RD |  | Polytube | Yes |  | 2023-01-26 |  | PVC | 1971 | Yes |  | 2023-01-26 |  | Non-lead
020970 | 103 HILSON CT |  | Unknown, Non-Lead | No |  |  |  | Unknown, Non-Lead | 1990 | No |  |  |  | Non-lead
020971 | 151 GARDEN ST |  | Unknown, Non-Lead | No |  |  |  | Unknown, Non-Lead | 2009 | No |  |  |  | Non-lead
020973 | 3 LACROIX |  | Polytube | Yes |  | 2022-06-17 |  | PVC | 1976 | Yes |  | 2022-06-17 |  | Non-lead
020974 | 913 PLANTATION RD |  | Polytube | Yes |  | 2022-11-02 |  | PVC | 1973 | Yes |  | 2022-11-02 |  | Non-lead
020975 | 95401 OVERSEAS HWY |  | Copper | Yes |  | 2022-12-05 |  | Copper | 1971 | Yes |  | 2022-12-05 |  | Non-lead
020977 | 224 W FIRST CT |  | Polytube | Yes |  | 2023-02-01 |  | PVC | 1974 | Yes |  | 2023-02-01 |  | Non-lead
020984 | 278 KING AVE |  | Polytube | Yes |  | 2023-07-17 |  | PVC | 1972 | Yes |  | 2023-07-17 |  | Non-lead
020985 | 6 PALM DR |  | Polytube | Yes |  | 2022-10-03 |  | PVC | 1971 | Yes |  | 2022-10-03 |  | Non-lead
020986 | APT 2 30 S EXUMA RD |  | Polytube | Yes |  | 2022-10-03 |  | PVC | 1981 | Yes |  | 2022-10-03 |  | Non-lead
020987 | 14 SUNSET RD |  | Polytube | Yes |  | 2022-11-04 |  | PVC | 1968 | Yes |  | 2022-11-04 |  | Non-lead
020989 | 229 CUBA RD |  | Polytube | Yes |  | 2023-02-28 |  | PVC |  | Yes |  | 2023-02-28 |  | Non-lead
020990 | 194 ATLANTIC BLVD |  | Polytube | Yes |  | 2022-06-23 |  | PVC | 1971 | Yes |  | 2022-06-23 |  | Non-lead
020991 | 560 PALM DR |  | Polytube | Yes |  | 2023-01-26 |  | PVC | 1972 | Yes |  | 2023-01-26 |  | Non-lead
020992 | 141 IVANHOE CT |  | Unknown, Non-Lead | Yes |  | 2017-04-12 |  | Unknown, Non-Lead | 2002 | Yes |  | 2017-04-12 |  | Non-lead
020993 | 354 VACA RD |  | Polytube | Yes |  | 2022-07-25 |  | PVC | 1971 | Yes |  | 2022-07-25 |  | Non-lead
020994 | 72 OCEAN DR |  | Polytube | Yes |  | 2023-10-24 |  | PVC | 1996 | Yes |  | 2023-10-24 |  | Non-lead
020995 | 28 BUNTING DR |  | Polytube | Yes |  | 2023-05-04 |  | PVC | 1986 | Yes |  | 2023-05-04 |  | Non-lead
020996 | 13 BUNTING DR |  | Polytube | Yes |  | 2023-05-04 |  | PVC | 1971 | Yes |  | 2023-05-04 |  | Non-lead
020998 | 126 GARDEN ST |  | Polytube | Yes |  | 2023-02-09 |  | PVC | 1970 | Yes |  | 2023-02-09 |  | Non-lead
020999 | 37 CORMORANT DR |  | Polytube | Yes |  | 2023-05-04 |  | PVC | 1970 | Yes |  | 2023-05-04 |  | Non-lead
021000 | 31 GARDEN COVE DR |  | Polytube | Yes |  | 2024-04-09 |  | PVC | 1969 | Yes |  | 2024-04-09 |  | Non-lead
021001 | 532 PLANTE ST |  | Polytube | Yes |  | 2022-10-31 |  | PVC | 1971 | Yes |  | 2022-10-31 |  | Non-lead
021002 | 5 BUNTING LN |  | Polytube | Yes |  | 2023-05-04 |  | PVC | 1971 | Yes |  | 2023-05-04 |  | Non-lead
021003 | 70 BONEFISH AVE |  | Polytube | Yes |  | 2024-01-22 |  | PVC | 1963 | Yes |  | 2024-01-22 |  | Non-lead
021004 | 600 ISLAND DR |  | Polytube | Yes |  | 2023-02-01 |  | PVC | 1972 | Yes |  | 2023-02-01 |  | Non-lead
021005 | 29 PIGEON DR |  | Unknown, Non-Lead | Yes |  | 2023-05-11 |  | Unknown, Non-Lead | 2006 | Yes |  | 2023-05-11 |  | Non-lead
021006 | 235 CUBA RD |  | Polytube | Yes |  | 2022-07-20 |  | PVC | 1974 | Yes |  | 2022-07-20 |  | Non-lead
021007 | 30 JEAN LAFITTE DR |  | Polytube | Yes |  | 2023-01-31 |  | PVC | 1971 | Yes |  | 2023-01-31 |  | Non-lead
021008 | 1 MOCKINGBIRD RD |  | Polytube | Yes |  | 2023-05-04 |  | PVC | 1968 | Yes |  | 2023-05-04 |  | Non-lead
021009 | 227 CUBA RD |  | Polytube | Yes |  | 2022-07-20 |  | PVC | 1987 | Yes |  | 2022-07-20 |  | Non-lead
021010 | 35 BUNTING DR |  | Polytube | Yes |  | 2023-05-04 |  | PVC | 1985 | Yes |  | 2023-05-04 |  | Non-lead
021011 | 244 ATLANTIC BLVD |  | Unknown | Yes |  | 2022-06-10 |  | Unknown | 1971 | Yes |  | 2022-06-10 |  | Lead Status Unknown
021012 | 23 BUNTING DR |  | Unknown, Non-Lead | No |  |  |  | Unknown, Non-Lead | 2012 | No |  |  |  | Non-lead
021013 | 31 PIGEON DR |  | Unknown, Non-Lead | No |  |  |  | Unknown, Non-Lead | 2006 | No |  |  |  | Non-lead
021014 | 12 SWALLOW RD |  | Polytube | Yes |  | 2023-04-04 |  | PVC | 1974 | Yes |  | 2023-04-04 |  | Non-lead
021015 | 31562 E AVE |  | Polytube | Yes |  | 2023-09-22 |  | PVC |  | Yes |  | 2023-09-22 |  | Non-lead
021016 | 260 E CARIBBEAN DR |  | Polytube | Yes |  | 2023-06-01 |  | PVC | 1971 | Yes |  | 2023-06-01 |  | Non-lead
021017 | 31048 AVENUE J |  | Polytube | Yes |  | 2022-11-14 |  | Ductile Iron | 1967 | Yes |  | 2022-11-14 |  | Non-lead
021018 | 160 SUN LN |  | Unknown, Non-Lead | Yes |  | 2018-09-28 |  | Unknown, Non-Lead | 2000 | Yes |  | 2018-09-28 |  | Non-lead
021020 | 11 CORMORANT LN |  | Polytube | Yes |  | 2022-09-23 |  | PVC | 1972 | Yes |  | 2022-09-23 |  | Non-lead
021021 | 1730 BAHAMA DR |  | Polytube | Yes |  | 2023-12-12 |  | PVC | 1971 | Yes |  | 2023-12-12 |  | Non-lead
021022 | F26 CROSS ST |  | Polytube | Yes |  | 2024-05-31 |  | PVC | 1976 | Yes |  | 2024-05-31 |  | Non-lead
021023 | 3712 NORTHSIDE DR |  | Polytube | Yes |  | 2022-06-16 |  | PVC | 1971 | Yes |  | 2022-06-16 |  | Non-lead
021024 | 1609 TRINIDAD DR |  | Polytube | Yes |  | 2024-01-16 |  | Polytube | 1971 | Yes |  | 2024-01-16 |  | Non-lead
021025 | 1619 VENETIAN DR |  | Polytube | Yes |  | 2024-07-12 |  | Copper | 1971 | Yes |  | 2024-07-12 |  | Non-lead
021026 | 59735 BLUE ISLE BLVD |  | Polytube | Yes |  | 2022-10-22 |  | Polytube | 1972 | Yes |  | 2022-10-22 |  | Non-lead
021028 | 640 12TH ST |  | Polytube | Yes |  | 2023-07-07 |  | PVC | 1987 | Yes |  | 2023-07-07 |  | Non-lead
021029 | 230 3RD ST |  | Polytube | Yes |  | 2023-06-27 |  | PVC | 1972 | Yes |  | 2023-06-27 |  | Non-lead
021030 | 220 3RD ST |  | Polytube | Yes |  | 2023-06-28 |  | PVC | 1959 | Yes |  | 2023-06-28 |  | Non-lead
021031 | GULF 11020 1ST Ave |  | Polytube | Yes |  | 2022-11-21 |  | PVC | 1987 | Yes |  | 2022-11-21 |  | Non-lead
021032 | 10956 3RD GULF AVE |  | Polytube | Yes |  | 2022-11-23 |  | PVC | 1971 | Yes |  | 2022-11-23 |  | Non-lead
021033 | 10850 3RD GULF AVE |  | Polytube | Yes |  | 2023-05-12 |  | PVC | 1970 | Yes |  | 2023-05-12 |  | Non-lead
021034 | GULF 10852 3RD AVE |  | Polytube | Yes |  | 2023-11-17 |  | Polytube | 1971 | Yes |  | 2023-11-17 |  | Non-Lead
021035 | 1250 MANOR LANE |  | Copper | Yes |  | 2024-10-03 |  | PVC | 1979 | Yes |  | 2024-10-03 |  | Non-lead
021036 | 81 CORAL LANE |  | Unknown | Yes |  | 2022-10-22 |  | None | 1967 | Yes |  | 2022-10-22 |  | No Service Line
021037 | 1270 W 75 OCEAN ST |  | Polytube | Yes |  | 2023-01-19 |  | PVC | 1973 | Yes |  | 2023-01-19 |  | Non-lead
021039 | 11295 3RD GULF AVE |  | Polytube | Yes |  | 2022-08-31 |  | PVC | 1971 | Yes |  | 2022-08-31 |  | Non-lead
021040 | 2701 SOMBRERO BLVD |  | Polytube | Yes |  | 2022-06-27 |  | PVC | 1971 | Yes |  | 2022-06-27 |  | Non-lead
021041 | 58602 OVERSEAS HWY |  | Polytube | Yes |  | 2022-10-22 |  | PVC | 1966 | Yes |  | 2022-10-22 |  | Non-lead
021042 | 6501 OVERSEAS HWY |  | Polytube | Yes |  | 2023-03-15 |  | PVC | 1971 | Yes |  | 2023-03-15 |  | Non-lead
021043 | 1055 122ND OCEAN ST |  | Polytube | Yes |  | 2024-08-08 |  | PVC | 2021 | Yes |  | 2024-08-08 |  | Non-lead
021044 | 600 12TH ST |  | Polytube | Yes |  | 2022-10-22 |  | Polytube | 1971 | Yes |  | 2022-10-22 |  | Non-lead
021045 | 58366 OVERSEAS HWY |  | Polytube | Yes |  | 2022-10-22 |  | PVC | 1971 | Yes |  | 2022-10-22 |  | Non-lead
021046 | 431 9TH ST |  | Polytube | Yes |  | 2023-04-06 |  | PVC | 1971 | Yes |  | 2023-04-06 |  | Non-lead
021047 | 21 BOCA CHICA RD |  | Polytube | Yes |  | 2022-09-26 |  | PVC | 1972 | Yes |  | 2022-09-26 |  | Non-lead
021049 | 148 SEA LANE |  | Unknown, Non-Lead | Yes |  | 2020-11-02 |  | Unknown, Non-Lead | 2000 | Yes |  | 2020-11-02 |  | Non-lead
021050 | 166 MARS LN |  | Polytube | Yes |  | 2023-11-20 |  | PVC | 1971 | Yes |  | 2023-11-20 |  | Non-lead
021051 | 68 SANDS RD |  | Polytube | Yes |  | 2022-11-09 |  | PVC | 1975 | Yes |  | 2022-11-09 |  | Non-lead
021052 | 2019 CORAL WAY |  | Polytube | Yes |  | 2022-11-17 |  | Polytube | 1973 | Yes |  | 2022-11-17 |  | Non-lead
021053 | LOT 4 SACARMA B |  | Unknown, Non-Lead | Yes |  | 2023-05-04 |  | No Piping | 1975 | Yes |  | 2023-05-04 |  | Non-lead
021054 | 1459 HUDGINS DR |  | Polytube | Yes |  | 2024-07-29 |  | Polytube | 1968 | Yes |  | 2024-07-29 |  | Non-lead
021055 | UNIT 604A 2601 S ROOSEVELT BLVD |  | Copper | Yes |  | 2023-09-20 |  | Copper | 1967 | Yes |  | 2023-09-20 |  | Non-lead
021056 | 31447 AVE E |  | Polytube | Yes |  | 2022-11-08 |  | PVC | 1972 | Yes |  | 2022-11-08 |  | Non-lead
021057 | 135 ATLANTIC AVE |  | Copper | Yes |  | 2022-07-20 |  | PVC | 1971 | Yes |  | 2022-07-20 |  | Non-lead
021058 | D1 10TH AVE |  | Polytube | Yes |  | 2023-04-21 |  | PVC | 2007 | Yes |  | 2023-04-21 |  | Non-lead
021059 | F20 CROSS ST |  | Polytube | Yes |  | 2019-05-29 |  | PVC | 1972 | Yes |  | 2019-05-29 |  | Non-lead
021060 | 900 CATHERINE ST |  | Polytube | Yes |  | 2023-03-30 |  | PVC | 1953 | Yes |  | 2023-03-30 |  | Non-lead
021061 | 27340 DOMINICA LN |  | Polytube | Yes |  | 2023-05-04 |  | PVC | 1971 | Yes |  | 2023-05-04 |  | Non-lead
021062 | 50 SAWYER DR |  | Polytube | Yes |  | 2022-11-09 |  | PVC | 1971 | Yes |  | 2022-11-09 |  | Non-lead
021063 | 142 SANDS RD |  | Polytube | Yes |  | 2023-05-17 |  | PVC | 1973 | Yes |  | 2023-05-17 |  | Non-lead
021064 | 31481 AVENUE C |  | Polytube | Yes |  | 2023-04-19 |  | PVC |  | Yes |  | 2023-04-19 |  | Non-lead
021066 | 1300 27TH OCEAN ST |  | Polytube | Yes |  | 2022-10-13 |  | PVC | 1971 | Yes |  | 2022-10-13 |  | Non-lead
021067 | 20 TREASURE RD |  | Polytube | Yes |  | 2022-07-15 |  | PVC | 1971 | Yes |  | 2022-07-15 |  | Non-lead
021068 | OCEAN 203 51ST ST |  | Polytube | Yes |  | 2023-04-26 |  | PVC | 1971 | Yes |  | 2023-04-26 |  | Non-lead
021069 | 200 51ST OCEAN ST |  | Polytube | Yes |  | 2023-02-10 |  | PVC | 1971 | Yes |  | 2023-02-10 |  | Non-lead
021070 | OCEAN 250 51ST ST |  | Polytube | Yes |  | 2023-02-10 |  | PVC | 1971 | Yes |  | 2023-02-10 |  | Non-lead
021071 | LOT 8 889 69TH OCEAN ST |  | Polytube | Yes |  | 2023-03-09 |  | PVC | 1982 | Yes |  | 2023-03-09 |  | Non-lead
021072 | 371 46TH GULF ST |  | Polytube | Yes |  | 2023-07-17 |  | PVC | 1993 | Yes |  | 2023-07-17 |  | Non-lead
021073 | 789 89TH ST |  | Unknown, Non-Lead | Yes |  | 2022-03-28 |  | Unknown, Non-Lead | 2020 | Yes |  | 2022-03-28 |  | Non-lead
021074 | 340 9TH ST |  | Unknown, Non-Lead | No |  |  |  | Unknown, Non-Lead | 1999 | No |  |  |  | Non-lead
021075 | 913 65TH OCEAN ST |  | Polytube | Yes |  | 2023-01-10 |  | PVC | 2019 | Yes |  | 2023-01-10 |  | Non-lead
021076 | 141/151 5TH ST |  | Polytube | Yes |  | 2022-10-22 |  | PVC | 1971 | Yes |  | 2022-10-22 |  | Non-lead
021077 | APT A 285 66TH OCEAN ST |  | Polytube | Yes |  | 2022-05-10 |  | PVC | 2002 | Yes |  | 2022-05-10 |  | Non-lead
021078 | 1803 SOMBRERO BLVD |  | Unknown, Non-Lead | Yes |  | 2018-06-15 |  | Unknown, Non-Lead | 2007 | Yes |  | 2018-06-15 |  | Non-lead
021079 | 601 124TH GULF ST |  | Polytube | Yes |  | 2022-08-29 |  | PVC | 1963 | Yes |  | 2022-08-29 |  | Non-lead
021080 | 603 124TH GULF ST |  | Polytube | Yes |  | 2022-10-25 |  | PVC | 1963 | Yes |  | 2022-10-25 |  | Non-lead
021082 | 99 N ANGLERS DR |  | Unknown, Non-Lead | Yes |  | 2022-04-05 |  | PVC | 1998 | Yes |  | 2022-04-05 |  | Non-lead
021083 | 540 SOMBRERO BCH RD |  | Polytube | Yes |  | 2023-12-05 |  | PVC | 1981 | Yes |  | 2023-12-05 |  | Non-lead
021085 | 7900 GULFSTREAM BLVD |  | Polytube | Yes |  | 2024-04-19 |  | PVC | 1971 | Yes |  | 2024-04-19 |  | Non-lead
021086 | 430 9TH ST |  | Polytube | Yes |  | 2022-10-22 |  | PVC | 1971 | Yes |  | 2022-10-22 |  | Non-lead
021087 | 5900 WEST JR COLLEGE |  | Unknown, Non-Lead | Yes |  | 2023-05-04 |  | No Piping | 1972 | Yes |  | 2023-05-04 |  | Non-lead
021088 | 2 156 COUNTY RD |  | Polytube | Yes |  | 2023-06-26 |  | PVC | 1950 | Yes |  | 2023-06-26 |  | Non-lead
021089 | 30981 WITTERS LANE |  | Unknown, Non-Lead | Yes |  | 2020-01-07 |  | Unknown, Non-Lead | 2020 | Yes |  | 2020-01-07 |  | Non-lead
021090 | 135 SEA LN |  | Unknown, Non-Lead | No |  |  |  | Unknown, Non-Lead | 1998 | No |  |  |  | Non-lead
021091 | 31140 OVERSEAS HWY |  | Polytube | Yes |  | 2023-09-22 |  | PVC | 1987 | Yes |  | 2023-09-22 |  | Non-lead
021092 | G 31372 AVE |  | Unknown, Non-Lead | Yes |  | 2024-10-07 |  | None | 2021 | Yes |  | 2024-10-07 |  | Non-lead
021093 | 758 W SHORE DR |  | Polytube | Yes |  | 2023-04-25 |  | PVC | 1971 | Yes |  | 2023-04-25 |  | Non-lead
021094 | 30848 ORTEGA LANE |  | Polytube | Yes |  | 2022-11-17 |  | PVC | 1968 | Yes |  | 2022-11-17 |  | Non-lead
021095 | 21010 5TH AVE |  | Unknown, Non-Lead | No |  |  |  | Unknown, Non-Lead | 2009 | No |  |  |  | Non-lead
021096 | UNIT 310B 2601 S ROOSEVELT BLVD |  | Copper | Yes |  | 2023-09-20 |  | Copper | 1967 | Yes |  | 2023-09-20 |  | Non-lead
021097 | 110 DOUBLOON LANE |  | Polytube | Yes |  | 2023-10-27 |  | PVC | 1968 | Yes |  | 2023-10-27 |  | Non-lead
021098 | 189 FREEDOM LANE |  | Polytube | Yes |  | 2022-11-14 |  | PVC | 1972 | Yes |  | 2022-11-14 |  | Non-lead
021099 | 121 KEY HEIGHTS DR |  | Polytube | Yes |  | 2023-10-31 |  | PVC | 1960 | Yes |  | 2023-10-31 |  | Non-lead
021100 | UNIT 1 97 ORANGE LN |  | Unknown, Non-Lead | Yes |  | 2018-08-21 |  | PVC | 2018 | Yes |  | 2018-08-21 |  | Non-lead
021101 | 111 GARDENIA ST |  | Polytube | Yes |  | 2024-09-04 |  | PVC | 1978 | Yes |  | 2024-09-04 |  | Non-lead
021102 | 175 AZALEA ST |  | Polytube | Yes |  | 2022-06-21 |  | PVC | 1972 | Yes |  | 2022-06-21 |  | Non-lead
021103 | 259 GARDENIA ST |  | Polytube | Yes |  | 2022-06-17 |  | PVC | 1971 | Yes |  | 2022-06-17 |  | Non-lead
021104 | 135 OJIBWAY AVE |  | Polytube | Yes |  | 2022-06-03 |  | PVC | 1971 | Yes |  | 2022-06-03 |  | Non-lead
021105 | 120 AZALEA ST |  | Polytube | Yes |  | 2022-06-16 |  | PVC | 1971 | Yes |  | 2022-06-16 |  | Non-lead
021106 | 120 NAUTILUS DR |  | Polytube | Yes |  | 2022-06-29 |  | PVC | 1971 | Yes |  | 2022-06-29 |  | Non-lead
021107 | 177 OCEAN DR |  | Polytube | Yes |  | 2022-06-14 |  | PVC | 1971 | Yes |  | 2022-06-14 |  | Non-lead
021108 | 184 HIBISCUS ST |  | Polytube | Yes |  | 2023-05-19 |  | PVC | 1971 | Yes |  | 2023-05-19 |  | Non-lead
021109 | 131 HARBOR DR |  | Polytube | Yes |  | 2022-06-14 |  | PVC | 1971 | Yes |  | 2022-06-14 |  | Non-lead
021110 | 1103 S INDIES DR |  | Polytube | Yes |  | 2024-09-09 |  | PVC | 1971 | Yes |  | 2024-09-09 |  | Non-lead
021111 | 157 OCEAN DR |  | Polytube | Yes |  | 2022-06-14 |  | PVC | 1970 | Yes |  | 2022-06-14 |  | Non-lead
021112 | 141 SAN REMO DR |  | Polytube | Yes |  | 2023-07-19 |  | PVC | 1971 | Yes |  | 2023-07-19 |  | Non-lead
021113 | 118 HARBOR DR |  | Polytube | Yes |  | 2022-06-14 |  | PVC | 1972 | Yes |  | 2022-06-14 |  | Non-lead
021114 | 248 W SEAVIEW CIR |  | Unknown, Non-Lead | No |  |  |  | Unknown, Non-Lead | 1989 | No |  |  |  | Non-lead
021115 | 1254 GREENBRIER RD |  | Unknown, Non-Lead | Yes |  | 2024-08-05 |  | Unknown, Non-Lead | 2010 | Yes |  | 2024-08-05 |  | Non-lead
021116 | 220 W SEAVIEW CIR |  | Polytube | Yes |  | 2022-10-22 |  | PVC | 1971 | Yes |  | 2022-10-22 |  | Non-lead
021117 | 114 TONER LN |  | Unknown | Yes |  | 2023-07-27 |  | Unknown | 1971 | Yes |  | 2023-07-27 |  | Lead Status Unknown
021118 | 129 TEQUESTA ST |  | Polytube | Yes |  | 2022-06-03 |  | PVC | 1972 | Yes |  | 2022-06-03 |  | Non-lead
021119 | 85 SEMINOLE BLVD |  | Polytube | Yes |  | 2022-06-03 |  | PVC | 1971 | Yes |  | 2022-06-03 |  | Non-lead
021120 | 258 MOHAWK ST |  | Polytube | Yes |  | 2022-05-31 |  | PVC | 1971 | Yes |  | 2022-05-31 |  | Non-lead
021122 | 121 ZANE GREY CREEK DR |  | Copper | Yes |  | 2022-05-20 |  | PVC | 1976 | Yes |  | 2022-05-20 |  | Non-lead
021123 | 113 SUNSET DR |  | Polytube | Yes |  | 2022-06-28 |  | PVC | 1972 | Yes |  | 2022-06-28 |  | Non-lead
021124 | 280 W SEAVIEW DR |  | Polytube | Yes |  | 2022-10-22 |  | Polytube | 1972 | Yes |  | 2022-10-22 |  | Non-lead
021125 | 250 MOHAWK ST |  | Polytube | Yes |  | 2022-05-31 |  | PVC | 1972 | Yes |  | 2022-05-31 |  | Non-lead
021126 | BARNACLE BLDG 87745 OVERSEAS Hwy |  | Polytube | Yes |  | 2022-07-12 |  | PVC | 1971 | Yes |  | 2022-07-12 |  | Non-lead
021127 | 210 MOHAWK ST |  | Polytube | Yes |  | 2022-05-31 |  | PVC | 1975 | Yes |  | 2022-05-31 |  | Non-lead
021128 | 235 W SEAVIEW CIR |  | Polytube | Yes |  | 2023-05-19 |  | PVC | 1971 | Yes |  | 2023-05-19 |  | Non-lead
021129 | FRT DSK LOBBY 84171 OVERSEAS HWY |  | PVC | Yes |  | 2022-06-28 |  | PVC | 1971 | Yes |  | 2022-06-28 |  | Non-lead
021130 | 306 SEAGRAPE ST |  | Polytube | Yes |  | 2022-10-22 |  | PVC | 1972 | Yes |  | 2022-10-22 |  | Non-lead
021131 | D18 10TH AVE |  | Unknown, Non-Lead | Yes |  | 2024-08-29 |  | PVC | 2008 | Yes |  | 2024-08-29 |  | Non-lead
021132 | COMMON AREA . GAYTON PL |  | Polytube | Yes |  | 2022-12-14 |  | Galvanized | 2011 | Yes |  | 2022-12-14 |  | Galvanized Requiring Replacement
021133 | 210 TAYLOR DR |  | Polytube | Yes |  | 2022-10-17 |  | PVC | 1980 | Yes |  | 2022-10-17 |  | Non-lead
021134 | 228 JAMES AVE |  | Polytube | Yes |  | 2022-12-12 |  | PVC | 1974 | Yes |  | 2022-12-12 |  | Non-lead
021135 | 221 UPPER MATECUMBE RD |  | Polytube | Yes |  | 2023-05-04 |  | PVC | 1973 | Yes |  | 2023-05-04 |  | Non-lead
021136 | 27 CORMORANT DR |  | Polytube | Yes |  | 2023-05-04 |  | Polytube | 1975 | Yes |  | 2023-05-04 |  | Non-lead
021137 | 16 BUNTING DR |  | Polytube | Yes |  | 2023-05-04 |  | PVC | 1971 | Yes |  | 2023-05-04 |  | Non-lead
021138 | 109 GRASSY RD |  | Unknown, Non-Lead | Yes |  | 2019-08-08 |  | Unknown, Non-Lead | 2006 | Yes |  | 2019-08-08 |  | Non-lead
021139 | 1 N BLACKWATER LN |  | Polytube | Yes |  | 2022-07-25 |  | PVC | 1970 | Yes |  | 2022-07-25 |  | Non-lead
021140 | 64 SNAPPER AVE |  | Polytube | Yes |  | 2022-10-31 |  | PVC | 1972 | Yes |  | 2022-10-31 |  | Non-lead
021141 | 52 KINGFISH ST |  | Polytube | Yes |  | 2022-06-07 |  | PVC | 1971 | Yes |  | 2022-06-07 |  | Non-lead
021142 | 31 TRANSYLVANIA AVE |  | Polytube | Yes |  | 2022-10-31 |  | PVC | 1970 | Yes |  | 2022-10-31 |  | Non-lead
021143 | 31 MARLIN AVE |  | Polytube | Yes |  | 2022-10-31 |  | PVC | 1972 | Yes |  | 2022-10-31 |  | Non-lead
021144 | 132 FAIRWICH CT |  | Copper | Yes |  | 2022-07-19 |  | PVC | 1984 | Yes |  | 2022-07-19 |  | Non-lead
021145 | 216 BANYAN LN |  | Polytube | Yes |  | 2023-08-24 |  | PVC | 1971 | Yes |  | 2023-08-24 |  | Non-lead
021146 | 17 BUNTING DR |  | Polytube | No |  |  |  | PVC | 2012 | No |  |  |  | Non-lead
021147 | 15 PIGEON DR |  | Polytube | Yes |  | 2023-05-04 |  | PVC | 1971 | Yes |  | 2023-05-04 |  | Non-lead
021148 | B13 51 CORMORANT DR |  | Unknown, Non-Lead | Yes |  | 2020-06-03 |  | Unknown, Non-Lead | 2006 | Yes |  | 2020-06-03 |  | Non-lead
021151 | END 144 FAIRWICH CT |  | Polytube | Yes |  | 2022-07-19 |  | PVC | 1974 | Yes |  | 2022-07-19 |  | Non-lead
021152 | 3 CORMORANT DRIVE |  | Polytube | Yes |  | 2023-05-04 |  | PVC | 1969 | Yes |  | 2023-05-04 |  | Non-lead
021153 | 132 SABLE PALM |  | Polytube | Yes |  | 2023-02-13 |  | PVC | 1976 | Yes |  | 2023-02-13 |  | Non-lead
021154 | 587 BONITO AVE |  | Polytube | Yes |  | 2022-10-24 |  | PVC | 1971 | Yes |  | 2022-10-24 |  | Non-lead
021155 | 95165 OVERSEAS HWY(3 UNITS) |  | Polytube | Yes |  | 2023-03-22 |  | PVC | 1972 | Yes |  | 2023-03-22 |  | Non-lead
021156 | 19 OCEANA AVE |  | Polytube | Yes |  | 2023-11-29 |  | PVC | 1971 | Yes |  | 2023-11-29 |  | Non-lead
021157 | 217 ST CROIX PL |  | Polytube | Yes |  | 2023-01-31 |  | PVC | 1972 | Yes |  | 2023-01-31 |  | Non-lead
021158 | 218 ST CROIX PL |  | Polytube | Yes |  | 2022-11-10 |  | PVC | 1972 | Yes |  | 2022-11-10 |  | Non-lead
021159 | 36 PIGEON DR |  | Unknown, Non-Lead | No |  |  |  | Unknown, Non-Lead | 1991 | No |  |  |  | Non-lead
021160 | 6A PIGEON DR |  | Polytube | Yes |  | 2023-05-04 |  | PVC | 1969 | Yes |  | 2023-05-04 |  | Non-lead
021161 | 33 BUNTING DR |  | Polytube | Yes |  | 2023-05-04 |  | PVC | 1974 | Yes |  | 2023-05-04 |  | Non-lead
021162 | 231 ANTIGUA RD |  | Polytube | Yes |  | 2022-07-20 |  | PVC | 1972 | Yes |  | 2022-07-20 |  | Non-lead
021163 | 12 PIGEON DR |  | Unknown, Non-Lead | Yes |  | 2023-08-22 |  | Unknown, Non-Lead | 2014 | Yes |  | 2023-08-22 |  | Non-lead
021164 | 930 TROPICAL LN |  | Polytube | Yes |  | 2023-05-04 |  | PVC | 1976 | Yes |  | 2023-05-04 |  | Non-lead
021165 | 1106 HERON RD |  | Polytube | Yes |  | 2022-07-21 |  | PVC | 1971 | Yes |  | 2022-07-21 |  | Non-lead
021166 | 21 BUNTING DR |  | Unknown, Non-Lead | No |  |  |  | Unknown, Non-Lead | 2012 | No |  |  |  | Non-lead
021167 | 1125 GULFSTREAM LN |  | Polytube | Yes |  | 2022-08-16 |  | PVC | 1969 | Yes |  | 2022-08-16 |  | Non-lead
021168 | 1016 HIALEAH LN |  | Polytube | Yes |  | 2023-05-04 |  | PVC | 1972 | Yes |  | 2023-05-04 |  | Non-lead
021169 | 258 LOWER MATECUMBE RD |  | Polytube | Yes |  | 2023-05-04 |  | PVC | 1979 | Yes |  | 2023-05-04 |  | Non-lead
021170 | 873 ELLEN DR |  | Polytube | Yes |  | 2024-01-09 |  | PVC | 1971 | Yes |  | 2024-01-09 |  | Non-lead
021171 | 1642 CHURCHILL DOWNS |  | Unknown, Non-Lead | Yes |  | 2023-12-06 |  | Unknown, Non-Lead | 1988 | Yes |  | 2023-12-06 |  | Non-lead
021172 | 241 CUBA RD |  | Polytube | Yes |  | 2022-07-20 |  | PVC | 1974 | Yes |  | 2022-07-20 |  | Non-lead
021173 | 1135 GULFSTREAM LN |  | Copper | Yes |  | 2023-05-04 |  | PVC | 1975 | Yes |  | 2023-05-04 |  | Non-lead
021174 | 607 ROSE PL |  | Polytube | Yes |  | 2023-02-08 |  | PVC | 1985 | Yes |  | 2023-02-08 |  | Non-lead
021175 | 112 HILSON CT |  | Copper | Yes |  | 2023-02-02 |  | PVC | 1979 | Yes |  | 2023-02-02 |  | Non-lead
021176 | 76 SHORELAND DR |  | Polytube | Yes |  | 2022-11-07 |  | PVC | 1972 | Yes |  | 2022-11-07 |  | Non-lead
021177 | 871 ELLEN DR |  | Polytube | Yes |  | 2023-11-07 |  | PVC | 1971 | Yes |  | 2023-11-07 |  | Non-lead
021178 | 32 BUNTING DR |  | Polytube | Yes |  | 2024-04-09 |  | PVC | 1974 | Yes |  | 2024-04-09 |  | Non-lead
021179 | 176 HARBORVIEW DR |  | Unknown | Yes |  | 2022-07-07 |  | Polytube | 1973 | Yes |  | 2022-07-07 |  | Non-lead
021180 | 32 PIGEON DR |  | Polytube | Yes |  | 2023-02-24 |  | PVC | 1969 | Yes |  | 2023-02-24 |  | Non-lead
021181 | 621 CUDA LN |  | Polytube | Yes |  | 2022-08-15 |  | PVC | 1975 | Yes |  | 2022-08-15 |  | Non-lead
021182 | 17 CENTER LN |  | Unknown, Non-Lead | Yes |  | 2021-06-16 |  | Unknown, Non-Lead | 1990 | Yes |  | 2021-06-16 |  | Non-lead
021183 | 369 OLEANDER |  | Polytube | Yes |  | 2024-06-21 |  | PVC | 1972 | Yes |  | 2024-06-21 |  | Non-lead
021185 | 50 SANDS RD |  | Polytube | Yes |  | 2022-11-09 |  | PVC | 1962 | Yes |  | 2022-11-09 |  | Non-lead
021186 | 1180 SUGARLOAF BLVD |  | Polytube | Yes |  | 2023-05-04 |  | Polytube | 1971 | Yes |  | 2023-05-04 |  | Non-lead
021187 | 30868 MALAGA LANE |  | Polytube | Yes |  | 2023-01-20 |  | PVC | 1972 | Yes |  | 2023-01-20 |  | Non-lead
021189 | 105 FREEDOM LANE |  | Polytube | Yes |  | 2023-08-30 |  | PVC | 1973 | Yes |  | 2023-08-30 |  | Non-lead
021190 | 1714 BAHAMA DR |  | Polytube | Yes |  | 2022-11-16 |  | PVC | 1971 | Yes |  | 2022-11-16 |  | Non-lead
021191 | 468 SAWYER DR |  | Polytube | Yes |  | 2023-08-01 |  | PVC | 1972 | Yes |  | 2023-08-01 |  | Non-lead
021192 | 8 DOLPHIN RD |  | Polytube | Yes |  | 2022-08-17 |  | PVC |  | Yes |  | 2022-08-17 |  | Non-lead
021193 | 411 JULIA ST |  | Polytube | Yes |  | 2022-06-23 |  | PVC | 1943 | Yes |  | 2022-06-23 |  | Non-lead
021194 | 420 9TH ST |  | Polytube | Yes |  | 2024-09-30 |  | PVC | 1971 | Yes |  | 2024-09-30 |  | Non-lead
021195 | 10961 5TH GULF AVE |  | Copper | Yes |  | 2022-10-28 |  | PVC | 1971 | Yes |  | 2022-10-28 |  | Non-lead
021196 | 440 5TH ST |  | Copper | Yes |  | 2022-10-22 |  | PVC | 1972 | Yes |  | 2022-10-22 |  | Non-lead
021197 | 380 5TH ST |  | Polytube | Yes |  | 2023-07-05 |  | PVC | 1972 | Yes |  | 2023-07-05 |  | Non-lead
021198 | 1871 109TH GULF ST |  | Polytube | Yes |  | 2024-04-30 |  | PVC | 1970 | Yes |  | 2024-04-30 |  | Non-lead
021199 | 73 TINGLER ISLAND LN |  | Unknown, Non-Lead | Yes |  | 2022-03-04 |  | Unknown, Non-Lead | 1997 | Yes |  | 2022-03-04 |  | Non-lead
021200 | APT B 250 66 OCEAN ST |  | Polytube | Yes |  | 2023-03-07 |  | PVC | 1971 | Yes |  | 2023-03-07 |  | Non-lead
021201 | UNIT A 250 66TH OCEAN FRONT ST |  | Polytube | Yes |  | 2024-04-17 |  | PVC | 1971 | Yes |  | 2024-04-17 |  | Non-lead
021202 | OCEAN 270 66TH ST |  | Copper | Yes |  | 2023-03-02 |  | Copper | 1971 | Yes |  | 2023-03-02 |  | Non-lead
021203 | 268 66TH OCEAN ST |  | Polytube | Yes |  | 2023-03-08 |  | PVC | 1971 | Yes |  | 2023-03-08 |  | Non-lead
021204 | A & B 829 65TH St |  | Polytube | Yes |  | 2023-03-09 |  | PVC | 1971 | Yes |  | 2023-03-09 |  | Non-lead
021205 | 1055 SYLVIA AVE |  | Copper | Yes |  | 2022-11-17 |  | Copper | 1971 | Yes |  | 2022-11-17 |  | Non-lead
021206 | 500 22ND OCEAN ST |  | Unknown | Yes |  | 2023-03-16 |  | Unknown | 1977 | Yes |  | 2023-03-16 |  | Lead Status Unknown
021207 | LOT 057 6800 MALONEY AVE |  | Unknown, Non-Lead | Yes |  | 2022-03-28 |  | Unknown, Non-Lead | 1999 | Yes |  | 2022-03-28 |  | Non-lead
021208 | GULF 1758 109TH ST |  | Polytube | Yes |  | 2022-11-17 |  | PVC | 1975 | Yes |  | 2022-11-17 |  | Non-lead
021211 | RSIDE 703 124TH GULF ST |  | Polytube | Yes |  | 2024-04-18 |  | PVC | 1973 | Yes |  | 2024-04-18 |  | Non-lead
021212 | GULF 701 124TH ST |  | Polytube | Yes |  | 2022-09-30 |  | PVC | 1973 | Yes |  | 2022-09-30 |  | Non-lead
021213 | 539 95TH OCEAN ST |  | Polytube | Yes |  | 2023-01-25 |  | PVC | 1971 | Yes |  | 2023-01-25 |  | Non-lead
021214 | 980 95TH OCEAN ST |  | Polytube | Yes |  | 2023-12-15 |  | PVC | 1971 | Yes |  | 2023-12-15 |  | Non-lead
021215 | 1336 DUNCAN ST |  | Polytube | Yes |  | 2022-09-19 |  | PVC | 1969 | Yes |  | 2022-09-19 |  | Non-lead
021216 | 58600 MORTON ST |  | Polytube | Yes |  | 2022-12-21 |  | PVC | 1988 | Yes |  | 2022-12-21 |  | Non-lead
021217 | 1507 ATLANTIC BLVD |  | Polytube | Yes |  | 2023-04-26 |  | PVC | 1971 | Yes |  | 2023-04-26 |  | Non-lead
021218 | 101 SIRIUS LN |  | Unknown, Non-Lead | Yes |  | 2021-03-10 |  | Unknown, Non-Lead | 1990 | Yes |  | 2021-03-10 |  | Non-lead
021219 | 29791 HENRY LN |  | Polytube | Yes |  | 2023-11-21 |  | PVC | 1973 | Yes |  | 2023-11-21 |  | Non-lead
021220 | 30859 BAILEYS LN |  | Polytube | Yes |  | 2022-11-28 |  | PVC | 1972 | Yes |  | 2022-11-28 |  | Non-lead
021221 | 29771 HENRY LN |  | Unknown, Non-Lead | Yes |  | 2020-05-12 |  | PVC | 1999 | Yes |  | 2020-05-12 |  | Non-lead
021222 | 27063 OVERSEAS HWY |  | Polytube | Yes |  | 2022-10-27 |  | PVC | 1972 | Yes |  | 2022-10-27 |  | Non-lead
021226 | 3406 N ROOSEVELT BLVD |  | Unknown, Non-Lead | Yes |  | 2018-08-31 |  | PVC | 1990 | Yes |  | 2018-08-31 |  | Non-lead
021227 | 727 OVERSEAS HWY |  | Polytube | Yes |  | 2023-05-22 |  | Polytube | 1958 | Yes |  | 2023-05-22 |  | Non-Lead
021228 | 2101 DOLPHIN DR |  | Polytube | Yes |  | 2024-01-11 |  | PVC | 1971 | Yes |  | 2024-01-11 |  | Non-lead
021229 | 831 97TH OCEAN ST |  | Polytube | Yes |  | 2022-06-21 |  | PVC | 1968 | Yes |  | 2022-06-21 |  | Non-lead
021230 | 211 28TH OCEAN ST |  | Unknown, Non-Lead | Yes |  | 2017-11-21 |  | Polytube | 2005 | Yes |  | 2017-11-21 |  | Non-lead
021231 | 100 N ANGLERS DR |  | Polytube | Yes |  | 2022-08-29 |  | PVC | 1973 | Yes |  | 2022-08-29 |  | Non-lead
021233 | 180 1ST ST |  | Copper | Yes |  | 2023-06-26 |  | Copper | 1971 | Yes |  | 2023-06-26 |  | Non-lead
021234 | 300 4TH ST |  | Polytube | Yes |  | 2024-03-04 |  | PVC | 1971 | Yes |  | 2024-03-04 |  | Non-lead
021235 | 425 122ND OCEAN ST |  | Unknown, Non-Lead | Yes |  | 2020-10-25 |  | Unknown, Non-Lead | 1989 | Yes |  | 2020-10-25 |  | Non-lead
021236 | 220 11TH ST |  | Polytube | Yes |  | 2022-10-22 |  | PVC | 1972 | Yes |  | 2022-10-22 |  | Non-lead
021237 | 281 3RD ST |  | Polytube | Yes |  | 2024-03-14 |  | PVC | 1971 | Yes |  | 2024-03-14 |  | Non-lead
021238 | 1158 BULEVAR DE PALMA |  | Polytube | Yes |  | 2024-04-26 |  | PVC | 1972 | Yes |  | 2024-04-26 |  | Non-lead
021239 | IRRIGATION 4000 OVERSEAS HWY |  | Polytube | Yes |  | 2024-07-12 |  | PVC | 2016 | Yes |  | 2024-07-12 |  | Non-lead
021241 | 6 47TH GULF ST |  | Unknown, Non-Lead | No |  |  |  | Unknown, Non-Lead | 2017 | No |  |  |  | Non-lead
021243 | 1 47TH GULF St |  | Polytube | Yes |  | 2023-09-18 |  | PVC | 1990 | Yes |  | 2023-09-18 |  | Non-lead
021244 | 1503 WESTWARD HO LANE |  | Polytube | Yes |  | 2024-09-16 |  | PVC | 1971 | Yes |  | 2024-09-16 |  | Non-lead
021245 | 11055 OVERSEAS HWY |  | Polytube | Yes |  | 2022-08-29 |  | PVC | 1977 | Yes |  | 2022-08-29 |  | Non-lead
021246 | 119 E AVE |  | Polytube | Yes |  | 2022-10-22 |  | PVC | 1987 | Yes |  | 2022-10-22 |  | Non-lead
021247 | 1313 27TH OCEAN ST |  | Polytube | Yes |  | 2024-09-16 |  | PVC | 1971 | Yes |  | 2024-09-16 |  | Non-lead
021248 | 1109 SOMBRERO BLVD |  | Polytube | Yes |  | 2023-05-15 |  | PVC | 1975 | Yes |  | 2023-05-15 |  | Non-lead
021249 | 31433 F & 4TH ST AVE |  | Polytube | Yes |  | 2023-01-18 |  | PVC | 1966 | Yes |  | 2023-01-18 |  | Non-lead
021250 | 30360 COCONUT HWY |  | Polytube | Yes |  | 2022-11-15 |  | PVC | 1970 | Yes |  | 2022-11-15 |  | Non-lead
021251 | 31471 A AVE |  | Unknown, Non-Lead | No |  |  |  | Unknown, Non-Lead | 2007 | No |  |  |  | Non-lead
021252 | 265 SOUTH POINT DR |  | Unknown, Non-Lead | Yes |  | 2024-10-03 |  | Polytube | 2020 | Yes |  | 2024-10-03 |  | Non-lead
021253 | 25071 OLD US1 / MONTY'S RD. |  | Polytube | Yes |  | 2023-08-28 |  | PVC | 1974 | Yes |  | 2023-08-28 |  | Non-lead
021254 | 7 BOCA CHICA RD |  | Unknown, Non-Lead | No |  |  |  | Unknown, Non-Lead | 1990 | No |  |  |  | Non-lead
021255 | 117 GUILFORD CT |  | Polytube | Yes |  | 2022-10-03 |  | PVC | 1999 | Yes |  | 2022-10-03 |  | Non-lead
021256 | 15 BUNTING DR |  | Unknown, Non-Lead | Yes |  | 2024-10-04 |  | Unknown, Non-Lead | 2012 | Yes |  | 2024-10-04 |  | Non-lead
021257 | 40 JEAN LAFITTE DRIVE |  | Polytube | Yes |  | 2023-01-31 |  | PVC | 1973 | Yes |  | 2023-01-31 |  | Non-lead
021258 | 1132 GULFSTREAM LN |  | Polytube | Yes |  | 2023-05-04 |  | PVC | 1973 | Yes |  | 2023-05-04 |  | Non-lead
021260 | 121 PACIFIC AVE |  | Polytube | Yes |  | 2022-07-20 |  | PVC | 1971 | Yes |  | 2022-07-20 |  | Non-lead
021261 | 13 CORMORANT DR |  | Unknown, Non-Lead | Yes |  | 2021-11-03 |  | Unknown, Non-Lead | 2018 | Yes |  | 2021-11-03 |  | Non-lead
021262 | 15 CORMORANT DR |  | Polytube | Yes |  | 2023-05-04 |  | PVC | 1980 | Yes |  | 2023-05-04 |  | Non-lead
021263 | 17 CORMORANT DR |  | Polytube | Yes |  | 2024-01-08 |  | PVC | 1980 | Yes |  | 2024-01-08 |  | Non-lead
021264 | 19 CORMORANT DR |  | Polytube | Yes |  | 2022-10-22 |  | PVC | 1980 | Yes |  | 2022-10-22 |  | Non-lead
021265 | 111 TWEEDY PIE TERRA |  | Polytube | Yes |  | 2022-09-19 |  | PVC | 1965 | Yes |  | 2022-09-19 |  | Non-lead
021266 | 126 HILSON CT |  | Polytube | Yes |  | 2023-05-24 |  | PVC | 2005 | Yes |  | 2023-05-24 |  | Non-lead
021267 | 205 LEE AVE |  | Unknown, Non-Lead | Yes |  | 2022-01-21 |  | Unknown, Non-Lead | 2003 | Yes |  | 2022-01-21 |  | Non-lead
021268 | 326 WINDLEY RD |  | Unknown, Non-Lead | No |  |  |  | Unknown, Non-Lead | 2002 | No |  |  |  | Non-lead
021269 | 10 PIGEON DR |  | Unknown, Non-Lead | Yes |  | 2017-10-20 |  | Unknown, Non-Lead | 2021 | Yes |  | 2017-10-20 |  | Non-lead
021270 | L62 26 OCEAN DR |  | Copper | Yes |  | 2024-07-03 |  | PVC | 1972 | Yes |  | 2024-07-03 |  | Non-lead
021271 | 28 OCEAN DR |  | Copper | Yes |  | 2022-08-15 |  | PVC | 1972 | Yes |  | 2022-08-15 |  | Non-lead
021272 | 30 OCEAN DR |  | Copper | Yes |  | 2022-08-15 |  | PVC | 1972 | Yes |  | 2022-08-15 |  | Non-lead
021273 | 32 OCEAN DR |  | Polytube | Yes |  | 2022-08-15 |  | PVC | 1974 | Yes |  | 2022-08-15 |  | Non-lead
021274 | 34 OCEAN DR |  | Copper | Yes |  | 2022-08-15 |  | PVC | 1974 | Yes |  | 2022-08-15 |  | Non-lead
021275 | 36 OCEAN DR |  | Unknown, Non-Lead | Yes |  | 2020-01-13 |  | PVC | 2018 | Yes |  | 2020-01-13 |  | Non-lead
021276 | 38 OCEAN DR |  | Unknown, Non-Lead | No |  |  |  | Unknown, Non-Lead | 2018 | No |  |  |  | Non-lead
021277 | 40 OCEAN DR |  | Copper | Yes |  | 2022-08-15 |  | PVC | 1972 | Yes |  | 2022-08-15 |  | Non-lead
021278 | 42 OCEAN DR |  | Copper | Yes |  | 2022-08-15 |  | PVC | 1972 | Yes |  | 2022-08-15 |  | Non-lead
021279 | 44 OCEAN DR |  | Unknown, Non-Lead | Yes |  | 2018-10-24 |  | PVC | 2019 | Yes |  | 2018-10-24 |  | Non-lead
021280 | 46 OCEAN DR |  | Copper | Yes |  | 2022-09-21 |  | PVC | 1974 | Yes |  | 2022-09-21 |  | Non-lead
021281 | 48 OCEAN DR |  | Copper | Yes |  | 2024-03-13 |  | PVC | 1975 | Yes |  | 2024-03-13 |  | Non-lead
021282 | 52 OCEAN DR |  | Copper | Yes |  | 2022-09-21 |  | PVC | 1975 | Yes |  | 2022-09-21 |  | Non-lead
021283 | 54 OCEAN DR |  | Copper | Yes |  | 2023-10-11 |  | PVC | 1975 | Yes |  | 2023-10-11 |  | Non-lead
021284 | 56 OCEAN DR |  | Copper | Yes |  | 2024-08-30 |  | PVC | 1974 | Yes |  | 2024-08-30 |  | Non-lead
021285 | 58 OCEAN DR |  | Polytube | Yes |  | 2022-08-15 |  | PVC | 1973 | Yes |  | 2022-08-15 |  | Non-lead
021286 | 60 OCEAN DR |  | Polytube | Yes |  | 2022-08-15 |  | PVC | 1973 | Yes |  | 2022-08-15 |  | Non-lead
021287 | 64 OCEAN DR |  | Copper | Yes |  | 2022-08-15 |  | PVC | 1972 | Yes |  | 2022-08-15 |  | Non-lead
021290 | 53 OCEAN DRIVE |  | Copper | Yes |  | 2024-06-17 |  | PVC |  | Yes |  | 2024-06-17 |  | Non-lead
021291 | 55 OCEAN DR |  | Unknown, Non-Lead | Yes |  | 2019-02-19 |  | Unknown, Non-Lead | 2011 | Yes |  | 2019-02-19 |  | Non-lead
021292 | 39 OCEAN DR |  | Unknown, Non-Lead | Yes |  | 2019-06-19 |  | PVC | 2009 | Yes |  | 2019-06-19 |  | Non-lead
021294 | 45 OCEAN DR |  | Unknown, Non-Lead | Yes |  | 2021-02-08 |  | Unknown, Non-Lead | 1990 | Yes |  | 2021-02-08 |  | Non-lead
021295 | 43 OCEAN DR |  | Polytube | Yes |  | 2022-08-30 |  | PVC | 1999 | Yes |  | 2022-08-30 |  | Non-lead
021296 | 51 OCEAN DRIVE |  | Unknown, Non-Lead | No |  |  |  | Unknown, Non-Lead | 2013 | No |  |  |  | Non-lead
021297 | 37 OCEAN DR |  | Copper | Yes |  | 2022-08-15 |  | PVC | 1972 | Yes |  | 2022-08-15 |  | Non-lead
021299 | 31 OCEAN DRIVE |  | Copper | Yes |  | 2022-08-15 |  | PVC | 1972 | Yes |  | 2022-08-15 |  | Non-lead
021300 | 19 BONEFISH AVE |  | Polytube | Yes |  | 2022-10-31 |  | PVC | 1971 | Yes |  | 2022-10-31 |  | Non-lead
021301 | #1 104050 OVERSEAS HWY |  | Polytube | Yes |  | 2022-12-09 |  | PVC | 1958 | Yes |  | 2022-12-09 |  | Non-lead
021302 | 7 CENTER LN |  | Polytube | Yes |  | 2023-05-04 |  | Copper | 1972 | Yes |  | 2023-05-04 |  | Non-lead
021303 | 130 GUILFORD CT |  | Polytube | Yes |  | 2023-07-13 |  | PVC | 1972 | Yes |  | 2023-07-13 |  | Non-lead
021304 | 1201 SARATOGA LN |  | Copper | Yes |  | 2023-05-04 |  | PVC | 1971 | Yes |  | 2023-05-04 |  | Non-lead
021305 | 25 BUNTING DR |  | Polytube | Yes |  | 2024-05-20 |  | PVC | 1985 | Yes |  | 2024-05-20 |  | Non-lead
021306 | 1202 VON PHISTER ST |  | Polytube | Yes |  | 2022-11-04 |  | PVC | 1901 | Yes |  | 2022-11-04 |  | Non-lead
021308 | 115 SUN LN |  | Polytube | Yes |  | 2023-05-11 |  | PVC | 1973 | Yes |  | 2023-05-11 |  | Non-lead
021309 | 31071 AVENUE E |  | Unknown, Non-Lead | Yes |  | 2017-08-15 |  | PVC | 2005 | Yes |  | 2017-08-15 |  | Non-lead
021310 | 28231 LINDA ST |  | Polytube | Yes |  | 2023-02-21 |  | PVC | 1972 | Yes |  | 2023-02-21 |  | Non-lead
021311 | 3 BOCA CHICA RD |  | Polytube | Yes |  | 2022-07-27 |  | PVC | 1986 | Yes |  | 2022-07-27 |  | Non-lead
021312 | E28 12TH AVE |  | Polytube | Yes |  | 2024-04-22 |  | PVC | 1971 | Yes |  | 2024-04-22 |  | Non-lead
021313 | A12 12TH AVE |  | Polytube | Yes |  | 2024-08-23 |  | PVC | 1971 | Yes |  | 2024-08-23 |  | Non-lead
021314 | 307 OLEANDER DR |  | Polytube | Yes |  | 2023-02-13 |  | PVC | 1973 | Yes |  | 2023-02-13 |  | Non-lead
021315 | 311 OLEANDER DR |  | Polytube | Yes |  | 2023-02-13 |  | PVC | 1973 | Yes |  | 2023-02-13 |  | Non-lead
021316 | 93 MARINA AVE |  | Polytube | Yes |  | 2022-11-29 |  | PVC | 1971 | Yes |  | 2022-11-29 |  | Non-lead
021317 | IGLOO #1 105065 OVERSEAS HWY |  | None | Yes |  | 2022-10-13 |  | None | 1963 | Yes |  | 2022-10-13 |  | Non-lead
021318 | 238 UPPER MATECUMBE RD |  | Polytube | Yes |  | 2023-05-04 |  | PVC | 1968 | Yes |  | 2023-05-04 |  | Non-lead
021321 | 632 ISLAND DR |  | Polytube | Yes |  | 2022-10-13 |  | PVC | 1970 | Yes |  | 2022-10-13 |  | Non-lead
021322 | 27 SILVER SPRINGS L DR |  | Polytube | Yes |  | 2022-05-20 |  | Polytube | 1987 | Yes |  | 2022-05-20 |  | Non-Lead
021323 | 145 FAIRWICH CT |  | Unknown, Non-Lead | Yes |  | 2019-05-21 |  | Unknown, Non-Lead | 2016 | Yes |  | 2019-05-21 |  | Non-lead
021324 | 124 HARBORVIEW DR |  | Polytube | Yes |  | 2023-01-30 |  | PVC | 1971 | Yes |  | 2023-01-30 |  | Non-lead
021325 | 47 CORMORANT DRIVE |  | Polytube | Yes |  | 2023-05-04 |  | PVC | 1980 | Yes |  | 2023-05-04 |  | Non-lead
021326 | LOT B 321 WINDLEY RD |  | Polytube | Yes |  | 2023-02-14 |  | PVC | 1976 | Yes |  | 2023-02-14 |  | Non-lead
021327 | 228 JOLLY ROGER DR |  | Polytube | Yes |  | 2023-01-31 |  | PVC | 1972 | Yes |  | 2023-01-31 |  | Non-lead
021328 | 31 BUNTING DR |  | Unknown, Non-Lead | No |  |  |  | Unknown, Non-Lead | 1994 | No |  |  |  | Non-lead
021329 | 135 IVANHOE CT |  | Unknown, Non-Lead | Yes |  | 2021-04-12 |  | Unknown, Non-Lead | 1993 | Yes |  | 2021-04-12 |  | Non-lead
021330 | 203 TARPON ST |  | Polytube | Yes |  | 2023-02-06 |  | PVC | 1958 | Yes |  | 2023-02-06 |  | Non-lead
021331 | 310 BUTTONWOOD CIR |  | Polytube | Yes |  | 2023-01-31 |  | PVC | 1968 | Yes |  | 2023-01-31 |  | Non-lead
021332 | NEXT TO 310 310 BUTTONWOOD CIR |  | Polytube | Yes |  | 2023-01-31 |  | PVC | 1968 | Yes |  | 2023-01-31 |  | Non-lead
021333 | APT C 312 BUTTONWOOD CIR |  | Polytube | Yes |  | 2023-01-31 |  | PVC | 1968 | Yes |  | 2023-01-31 |  | Non-lead
021334 | 31 N BLACKWATER LANE |  | Polytube | Yes |  | 2022-07-25 |  | PVC | 1975 | Yes |  | 2022-07-25 |  | Non-lead
021335 | 31 N CHANNEL DR |  | Polytube | Yes |  | 2022-11-29 |  | PVC | 1972 | Yes |  | 2022-11-29 |  | Non-lead
021336 | 12 GAYTON PLACE |  | Copper | Yes |  | 2024-04-30 |  | PVC | 1971 | Yes |  | 2024-04-30 |  | Non-lead
021337 | 269 ST THOMAS AVE |  | Polytube | Yes |  | 2022-05-06 |  | PVC | 1972 | Yes |  | 2022-05-06 |  | Non-lead
021338 | L33 B7 68 JEWFISH AVE |  | Polytube | Yes |  | 2022-10-31 |  | PVC | 1972 | Yes |  | 2022-10-31 |  | Non-lead
021339 | 114 LONG KEY RD |  | Unknown, Non-Lead | No |  |  |  | Unknown, Non-Lead | 2016 | No |  |  |  | Non-lead
021340 | 501 BEACH RD |  | Polytube | Yes |  | 2022-07-20 |  | PVC | 1972 | Yes |  | 2022-07-20 |  | Non-lead
021341 | 329 3RD RD |  | Polytube | Yes |  | 2022-10-17 |  | PVC | 1977 | Yes |  | 2022-10-17 |  | Non-lead
021342 | 100 OCEAN (MARINA) DR |  | Polytube | Yes |  | 2017-03-22 |  | PVC | 1972 | Yes |  | 2017-03-22 |  | Non-lead
021343 | 4 ABACO RD |  | Polytube | Yes |  | 2022-09-26 |  | PVC | 1976 | Yes |  | 2022-09-26 |  | Non-lead
021344 | 454 LIME DR |  | Polytube | Yes |  | 2023-02-08 |  | PVC | 1985 | Yes |  | 2023-02-08 |  | Non-lead
021345 | 6 POISONWOOD RD |  | Copper | Yes |  | 2022-08-15 |  | PVC | 1973 | Yes |  | 2022-08-15 |  | Non-lead
021346 | 774 CANAL ST |  | Polytube | Yes |  | 2023-05-11 |  | PVC | 1972 | Yes |  | 2023-05-11 |  | Non-lead
021347 | 6 JANET PLACE |  | Copper | Yes |  | 2022-11-28 |  | PVC | 1962 | Yes |  | 2022-11-28 |  | Non-lead
021348 | 235 ANNE BONNY DR |  | Polytube | Yes |  | 2023-01-31 |  | PVC | 1971 | Yes |  | 2023-01-31 |  | Non-lead
021349 | CORNER OF OCEAN WAY |  | Polytube | Yes |  | 2023-01-31 |  | PVC | 1972 | Yes |  | 2023-01-31 |  | Non-lead
021351 | 43 CORMORANT DR |  | Polytube | Yes |  | 2022-08-15 |  | PVC | 2005 | Yes |  | 2022-08-15 |  | Non-lead
021352 | 14 S BLACKWATER LN |  | Polytube | Yes |  | 2022-07-25 |  | PVC | 1972 | Yes |  | 2022-07-25 |  | Non-lead
021353 | 204 WILDWOOD CIR |  | Polytube | Yes |  | 2023-01-31 |  | PVC | 1974 | Yes |  | 2023-01-31 |  | Non-lead
021354 | 227 ATLANTIC BLVD |  | Polytube | Yes |  | 2023-10-31 |  | PVC | 1971 | Yes |  | 2023-10-31 |  | Non-lead
021355 | 33 PIGEON DR |  | Polytube | Yes |  | 2024-01-04 |  | PVC | 1989 | Yes |  | 2024-01-04 |  | Non-lead
021356 | 14 BUNTING DR |  | Polytube | Yes |  | 2023-05-04 |  | PVC | 1973 | Yes |  | 2023-05-04 |  | Non-lead
021357 | 137 GRASSY RD |  | Polytube | Yes |  | 2022-12-15 |  | PVC | 1971 | Yes |  | 2022-12-15 |  | Non-lead
021358 | 41 SEAGATE BLVD |  | Polytube | Yes |  | 2023-02-16 |  | PVC | 1964 | Yes |  | 2023-02-16 |  | Non-lead
021359 | 235 ATLANTIC BLVD |  | Polytube | Yes |  | 2022-06-10 |  | PVC | 1976 | Yes |  | 2022-06-10 |  | Non-lead
021360 | 613 CUDA LANE |  | Copper | Yes |  | 2022-08-15 |  | PVC | 1971 | Yes |  | 2022-08-15 |  | Non-lead
021361 | 37 BUNTING DR |  | Polytube | Yes |  | 2021-11-05 |  | PVC | 2010 | Yes |  | 2021-11-05 |  | Non-lead
021363 | 103880 OVERSEAS HWY |  | Polytube | Yes |  | 2023-05-04 |  | PVC | 1970 | Yes |  | 2023-05-04 |  | Non-lead
021364 | 70 SHORELAND DR |  | Polytube | Yes |  | 2023-02-08 |  | PVC | 1972 | Yes |  | 2023-02-08 |  | Non-lead
021365 | 1639 FERN AVE |  | Polytube | Yes |  | 2022-12-15 |  | PVC | 1975 | Yes |  | 2022-12-15 |  | Non-lead
021366 | 19 BOCA CHICA RD |  | Polytube | Yes |  | 2024-07-29 |  | PVC | 1974 | Yes |  | 2024-07-29 |  | Non-lead
021367 | 16860 TAMARIND RD |  | PVC | Yes |  | 2022-07-11 |  | Copper | 1972 | Yes |  | 2022-07-11 |  | Non-lead
021368 | 20001 OVERSEAS HWY |  | Polytube | Yes |  | 2023-10-10 |  | PVC |  | Yes |  | 2023-10-10 |  | Non-lead
021369 | 105 STAR LN |  | Polytube | Yes |  | 2022-10-26 |  | Polytube | 1978 | Yes |  | 2022-10-26 |  | Non-lead
021370 | 1111 SOMBRERO BLVD |  | Polytube | Yes |  | 2022-05-12 |  | PVC | 1975 | Yes |  | 2022-05-12 |  | Non-lead
021371 | 101 26TH OCEAN ST |  | Polytube | Yes |  | 2022-06-17 |  | PVC | 1971 | Yes |  | 2022-06-17 |  | Non-lead
021372 | 2565 OVERSEAS HWY |  | Polytube | Yes |  | 2022-11-28 |  | PVC | 1971 | Yes |  | 2022-11-28 |  | Non-lead
021373 | 5 47TH GULF ST |  | Copper | Yes |  | 2024-08-23 |  | PVC | 1971 | Yes |  | 2024-08-23 |  | Non-lead
021374 | 4000 OVERSEAS HWY GU |  | Polytube | Yes |  | 2024-07-09 |  | PVC | 2016 | Yes |  | 2024-07-09 |  | Non-lead
021375 | 121 9TH ST |  | Polytube | Yes |  | 2023-08-08 |  | PVC | 1975 | Yes |  | 2023-08-08 |  | Non-lead
021376 | 131 9TH ST |  | Polytube | Yes |  | 2024-02-29 |  | PVC | 1969 | Yes |  | 2024-02-29 |  | Non-lead
021377 | 2097 DOLPHIN DR |  | Polytube | Yes |  | 2023-02-01 |  | PVC | 1971 | Yes |  | 2023-02-01 |  | Non-lead
021378 | 761 98TH OCEAN ST |  | Polytube | Yes |  | 2023-03-13 |  | PVC | 1978 | Yes |  | 2023-03-13 |  | Non-lead
021380 | 1201 SPOONBILL DR |  | Polytube | Yes |  | 2023-02-15 |  | Polytube | 1972 | Yes |  | 2023-02-15 |  | Non-Lead
021381 | 1590 DOLPHIN DR |  | Polytube | Yes |  | 2024-08-14 |  | PVC | 1982 | Yes |  | 2024-08-14 |  | Non-lead
021382 | GULF 555 70TH ST |  | Polytube | Yes |  | 2023-12-05 |  | PVC | 1972 | Yes |  | 2023-12-05 |  | Non-lead
021383 | 520 9TH ST |  | Polytube | Yes |  | 2022-10-22 |  | PVC | 1971 | Yes |  | 2022-10-22 |  | Non-lead
021384 | 530 9TH ST |  | Polytube | Yes |  | 2022-10-22 |  | PVC | 1971 | Yes |  | 2022-10-22 |  | Non-lead
021385 | 540 11TH ST |  | Copper | Yes |  | 2024-04-18 |  | PVC | 1971 | Yes |  | 2024-04-18 |  | Non-lead
021386 | 550 11TH ST |  | Polytube | Yes |  | 2022-10-22 |  | PVC | 1971 | Yes |  | 2022-10-22 |  | Non-lead
021387 | 7990 PORPOISE DR |  | Polytube | Yes |  | 2024-03-13 |  | PVC | 1971 | Yes |  | 2024-03-13 |  | Non-lead
021388 | 651 84TH OCEAN ST |  | Polytube | Yes |  | 2022-12-15 |  | PVC | 1939 | Yes |  | 2022-12-15 |  | Non-lead
021390 | 540 12TH ST |  | Polytube | Yes |  | 2022-10-22 |  | PVC | 1971 | Yes |  | 2022-10-22 |  | Non-lead
021391 | 186 W SHORE DR |  | Unknown, Non-Lead | Yes |  | 2018-09-28 |  | Unknown, Non-Lead | 2002 | Yes |  | 2018-09-28 |  | Non-lead
021392 | 31359 D AVE |  | Polytube | Yes |  | 2024-05-31 |  | PVC | 1971 | Yes |  | 2024-05-31 |  | Non-lead
021393 | ABANDONED KL ELEMENTARY 107801 OVERSEAS HWY |  | Unknown, Non-Lead | Yes |  | 2022-10-22 |  | No Piping | 1972 | Yes |  | 2022-10-22 |  | Non-lead
021394 | MASTER TAP 142 38801 OVERSEAS HWY |  | Polytube | Yes |  | 2023-07-12 |  | PVC | 1973 | Yes |  | 2023-07-12 |  | Non-lead
021395 | 39 BLUEWATER DR |  | Polytube | Yes |  | 2022-07-07 |  | PVC | 1971 | Yes |  | 2022-07-07 |  | Non-lead
021396 | 1722 VON PHISTER ST |  | Polytube | Yes |  | 2022-11-04 |  | PVC | 1949 | Yes |  | 2022-11-04 |  | Non-lead
021397 | 5 GEIGER RD |  | Polytube | Yes |  | 2022-08-31 |  | PVC | 1971 | Yes |  | 2022-08-31 |  | Non-lead
021399 | UNIT 606A 2601 S ROOSEVELT BLVD |  | Copper | Yes |  | 2023-08-23 |  | Copper | 1967 | Yes |  | 2023-08-23 |  | Non-lead
021401 | 119 SUN LN |  | Unknown, Non-Lead | Yes |  | 2018-12-03 |  | Unknown, Non-Lead | 2007 | Yes |  | 2018-12-03 |  | Non-lead
021402 | RGSP/FMPA 6900 FRONT ST |  | Polytube | Yes |  | 2023-03-08 |  | PVC | 1969 | Yes |  | 2023-03-08 |  | Non-lead
021403 | 53 BOUNDARY LN |  | Polytube | Yes |  | 2022-12-29 |  | PVC | 1971 | Yes |  | 2022-12-29 |  | Non-lead
021404 | 824 BONITO LN |  | Polytube | Yes |  | 2022-08-15 |  | PVC | 1980 | Yes |  | 2022-08-15 |  | Non-lead
021405 | 143 OJIBWAY AVE |  | Copper | Yes |  | 2022-06-03 |  | PVC | 1972 | Yes |  | 2022-06-03 |  | Non-lead
021406 | 109 COLUMBUS DR |  | Copper | Yes |  | 2022-07-07 |  | PVC | 1953 | Yes |  | 2022-07-07 |  | Non-lead
021407 | 164 ORCHID ST |  | Unknown, Non-Lead | Yes |  | 2017-12-14 |  | Unknown, Non-Lead | 2004 | Yes |  | 2017-12-14 |  | Non-lead
021408 | 158 NAUTILUS DR |  | Polytube | Yes |  | 2022-06-29 |  | PVC | 1983 | Yes |  | 2022-06-29 |  | Non-lead
021409 | 185 OCEAN DR |  | Polytube | Yes |  | 2022-06-14 |  | Polytube | 1973 | Yes |  | 2022-06-14 |  | Non-lead
021410 | 137 CALOOSA ST |  | Copper | Yes |  | 2023-01-13 |  | PVC | 1970 | Yes |  | 2023-01-13 |  | Non-lead
021411 | 120 S INDIES DR |  | Polytube | Yes |  | 2024-02-06 |  | PVC | 1981 | Yes |  | 2024-02-06 |  | Non-lead
021412 | APT 2 90280 OVERSEAS HWY |  | Polytube | Yes |  | 2022-08-03 |  | PVC | 1971 | Yes |  | 2022-08-03 |  | Non-lead
021413 | APT 1 90280 OVERSEAS HWY |  | Polytube | Yes |  | 2022-08-03 |  | PVC | 1971 | Yes |  | 2022-08-03 |  | Non-lead
021414 | 271 AZALEA ST |  | Polytube | Yes |  | 2022-06-16 |  | PVC | 1972 | Yes |  | 2022-06-16 |  | Non-lead
021415 | 151 MOCKINGBIRD RD |  | Polytube | Yes |  | 2022-06-09 |  | PVC | 1971 | Yes |  | 2022-06-09 |  | Non-lead
021416 | 216 ORCHID ST |  | Polytube | Yes |  | 2022-06-09 |  | PVC | 1983 | Yes |  | 2022-06-09 |  | Non-lead
021417 | 145 OCEAN DR |  | Copper | Yes |  | 2022-06-14 |  | PVC | 1970 | Yes |  | 2022-06-14 |  | Non-lead
021418 | 232 ORCHID ST |  | Polytube | Yes |  | 2022-06-09 |  | PVC | 1982 | Yes |  | 2022-06-09 |  | Non-lead
021419 | 164 SIOUX ST |  | Polytube | Yes |  | 2022-06-03 |  | Copper | 1973 | Yes |  | 2022-06-03 |  | Non-lead
021420 | 124 S INDIES DR |  | Polytube | Yes |  | 2022-10-22 |  | PVC | 1971 | Yes |  | 2022-10-22 |  | Non-lead
021421 | 150 SAPODILLA DR |  | Polytube | Yes |  | 2022-06-30 |  | PVC | 1972 | Yes |  | 2022-06-30 |  | Non-lead
021422 | 1 SUKOSHI LN |  | Polytube | Yes |  | 2022-07-07 |  | PVC | 1974 | Yes |  | 2022-07-07 |  | Non-lead
021423 | 308 CROTON ST |  | Polytube | Yes |  | 2022-10-22 |  | PVC | 1979 | Yes |  | 2022-10-22 |  | Non-lead
021425 | 120 ATLANTIC LN |  | Polytube | Yes |  | 2022-07-05 |  | PVC | 1971 | Yes |  | 2022-07-05 |  | Non-lead
021426 | 940 E CARRIBEAN DR |  | Polytube | Yes |  | 2023-04-24 |  | PVC | 1972 | Yes |  | 2023-04-24 |  | Non-lead
021427 | 31065 BAY SHORE DR |  | Polytube | Yes |  | 2024-03-12 |  | PVC | 1971 | Yes |  | 2024-03-12 |  | Non-lead
021428 | 31348 AVENUE J |  | Polytube | Yes |  | 2018-10-18 |  | PVC | 2007 | Yes |  | 2018-10-18 |  | Non-lead
021429 | 1615 VENETIAN DR |  | Polytube | Yes |  | 2024-03-13 |  | PVC | 1971 | Yes |  | 2024-03-13 |  | Non-lead
021430 | 868 E CARRIBEAN DR |  | Polytube | Yes |  | 2023-04-24 |  | PVC | 1971 | Yes |  | 2023-04-24 |  | Non-lead
021431 | A 530 W 65TH ST |  | Polytube | Yes |  | 2023-03-08 |  | PVC | 1971 | Yes |  | 2023-03-08 |  | Non-lead
021432 | 3925 HALL RD |  | Polytube | Yes |  | 2023-01-12 |  | PVC | 1972 | Yes |  | 2023-01-12 |  | Non-lead
021433 | B 294 66TH OCEAN ST |  | Copper | Yes |  | 2022-07-01 |  | Copper | 1971 | Yes |  | 2022-07-01 |  | Non-lead
021434 | APT A 294 66TH OCEAN ST |  | Polytube | Yes |  | 2023-02-22 |  | PVC | 1971 | Yes |  | 2023-02-22 |  | Non-lead
021435 | REAR 296 66TH OCEAN ST |  | Polytube | Yes |  | 2023-11-20 |  | PVC | 1971 | Yes |  | 2023-11-20 |  | Non-lead
021436 | FRONT 296 A 66TH OCEAN ST |  | PVC | Yes |  | 2023-03-08 |  | Polytube | 1971 | Yes |  | 2023-03-08 |  | Non-lead
021437 | 57967 MORTON ST |  | Polytube | Yes |  | 2024-05-13 |  | PVC | 1972 | Yes |  | 2024-05-13 |  | Non-lead
021438 | #B 285 66TH OCEAN ST |  | Polytube | Yes |  | 2024-09-30 |  | PVC | 2002 | Yes |  | 2024-09-30 |  | Non-lead
021439 | 951 51ST GULF ST |  | Polytube | Yes |  | 2023-02-15 |  | PVC | 1948 | Yes |  | 2023-02-15 |  | Non-lead
021440 | 59772 PARADISE PL |  | Copper | Yes |  | 2022-10-22 |  | PVC | 1980 | Yes |  | 2022-10-22 |  | Non-lead
021441 | 913 65TH St |  | Unknown, Non-Lead | Yes |  | 2023-11-28 |  | PVC | 2019 | Yes |  | 2023-11-28 |  | Non-lead
021443 | 938 W OCEAN DR |  | Unknown, Non-Lead | Yes |  | 2023-10-25 |  | Unknown, Non-Lead | 1993 | Yes |  | 2023-10-25 |  | Non-lead
021444 | 1256 JAMES CT |  | Polytube | Yes |  | 2023-01-09 |  | PVC | 1971 | Yes |  | 2023-01-09 |  | Non-lead
021445 | 46 COCO PLUM BLVD |  | Polytube | Yes |  | 2025-02-06 |  | Copper | 1971 | Yes |  | 2025-02-06 |  | Non-lead
021446 | 7849 OVERSEAS HWY |  | Polytube | Yes |  | 2023-01-05 |  | PVC | 1958 | Yes |  | 2023-01-05 |  | Non-lead
021447 | 270 9TH ST |  | Polytube | Yes |  | 2022-05-31 |  | PVC | 1970 | Yes |  | 2022-05-31 |  | Non-lead
021448 | IRRIGATION 13201 OVERSEAS HWY |  | Copper | Yes |  | 2024-08-08 |  | PVC | 2010 | Yes |  | 2024-08-08 |  | Non-lead
021449 | 800 70TH GULF ST |  | Polytube | Yes |  | 2023-02-22 |  | PVC | 1972 | Yes |  | 2023-02-22 |  | Non-lead
021450 | 101 SOMBRERO BLVD |  | Polytube | Yes |  | 2023-09-15 |  | PVC | 1972 | Yes |  | 2023-09-15 |  | Non-lead
021451 | 200 8TH ST |  | Unknown, Non-Lead | Yes |  | 2019-11-05 |  | PVC | 1993 | Yes |  | 2019-11-05 |  | Non-lead
021452 | 160 8TH St |  | Unknown, Non-Lead | Yes |  | 2021-03-19 |  | PVC | 1993 | Yes |  | 2021-03-19 |  | Non-lead
021453 | 10801 5TH GULF AVE |  | Polytube | Yes |  | 2022-12-13 |  | PVC | 1969 | Yes |  | 2022-12-13 |  | Non-lead
021454 | 31356 AVE G |  | Polytube | Yes |  | 2023-09-22 |  | PVC |  | Yes |  | 2023-09-22 |  | Non-lead
021455 | 30752 PALM DR |  | Polytube | Yes |  | 2024-07-17 |  | PVC | 1968 | Yes |  | 2024-07-17 |  | Non-lead
021456 | 11 ED SWIFT RD |  | Polytube | Yes |  | 2023-09-27 |  | PVC | 1967 | Yes |  | 2023-09-27 |  | Non-lead
021457 | 31364 G AVE |  | Polytube | Yes |  | 2022-07-11 |  | PVC | 2021 | Yes |  | 2022-07-11 |  | Non-lead
021458 | 1712 BAHAMA DR |  | Polytube | Yes |  | 2023-07-18 |  | PVC | 1971 | Yes |  | 2023-07-18 |  | Non-lead
021459 | APT 2 525 OLIVIA ST |  | Unknown, Non-Lead | Yes |  | 2023-05-04 |  | No Piping | 1928 | Yes |  | 2023-05-04 |  | Non-lead
021460 | A11 12TH AVE |  | Polytube | Yes |  | 2023-03-10 |  | PVC | 1971 | Yes |  | 2023-03-10 |  | Non-lead
021461 | 30331 OVERSEAS HWY |  | Unknown, Non-Lead | Yes |  | 2018-12-17 |  | Unknown, Non-Lead | 1992 | Yes |  | 2018-12-17 |  | Non-lead
021462 | APT A 3978 NO NAME RD |  | Polytube | Yes |  | 2023-01-11 |  | PVC | 1972 | Yes |  | 2023-01-11 |  | Non-lead
021463 | 29369 CYPRESS DR |  | Polytube | Yes |  | 2022-12-15 |  | PVC | 1972 | Yes |  | 2022-12-15 |  | Non-lead
021464 | 1020 W SHORE DR |  | Polytube | Yes |  | 2023-10-20 |  | PVC | 1970 | Yes |  | 2023-10-20 |  | Non-lead
021465 | 12 DIAMOND DR |  | Polytube | Yes |  | 2022-08-17 |  | PVC | 1971 | Yes |  | 2022-08-17 |  | Non-lead
021466 | A10 12TH AVE |  | Polytube | Yes |  | 2022-10-03 |  | PVC | 1971 | Yes |  | 2022-10-03 |  | Non-lead
021467 | E26 12TH AVE |  | Polytube | Yes |  | 2023-10-20 |  | PVC | 1971 | Yes |  | 2023-10-20 |  | Non-lead
021468 | 561 W INDIES DR |  | Polytube | Yes |  | 2022-10-26 |  | PVC | 1973 | Yes |  | 2022-10-26 |  | Non-lead
021469 | UNIT A 13-A HILTON HAVEN RD |  | Unknown, Non-Lead | No |  |  |  | Unknown, Non-Lead | 1999 | No |  |  |  | Non-lead
021470 | UNIT B 13-A HILTON HAVEN RD |  | Unknown, Non-Lead | No |  |  |  | Unknown, Non-Lead | 1999 | No |  |  |  | Non-lead
021472 | A9 12TH AVE |  | Polytube | Yes |  | 2024-06-05 |  | PVC | 1971 | Yes |  | 2024-06-05 |  | Non-lead
021473 | UNIT B 1325 NEWTON ST |  | Polytube | Yes |  | 2023-05-04 |  | PVC | 1929 | Yes |  | 2023-05-04 |  | Non-lead
021474 | 29270 COCONUT PALM LOT DR |  | Polytube | Yes |  | 2022-12-21 |  | PVC | 1972 | Yes |  | 2022-12-21 |  | Non-lead
021475 | 31047 I AVE |  | Polytube | Yes |  | 2024-06-24 |  | PVC | 1973 | Yes |  | 2024-06-24 |  | Non-lead
021477 | 88 HILTON DR |  | Polytube | Yes |  | 2024-08-22 |  | Polytube | 1970 | Yes |  | 2024-08-22 |  | Non-lead
021478 | 31340 G AVE |  | Polytube | Yes |  | 2022-11-30 |  | PVC |  | Yes |  | 2022-11-30 |  | Non-lead
021479 | APT UP DWN 900 UNITED ST |  | Polytube | No |  |  |  | Unknown | 1938 | No |  |  |  | Lead Status Unknown
021480 | 898 UNITED ST |  | Polytube | No |  |  |  | Unknown | 1938 | No |  |  |  | Lead Status Unknown
021482 | 27471 BARBADOS LANE |  | Polytube | Yes |  | 2022-12-08 |  | PVC | 1972 | Yes |  | 2022-12-08 |  | Non-lead
021483 | A13 12TH AVE |  | Polytube | Yes |  | 2023-03-10 |  | PVC | 1971 | Yes |  | 2023-03-10 |  | Non-lead
021484 | A14 12TH AVE |  | Polytube | Yes |  | 2024-06-25 |  | PVC |  | Yes |  | 2024-06-25 |  | Non-lead
021485 | E27 12TH AVE |  | Polytube | Yes |  | 2023-03-10 |  | PVC | 1971 | Yes |  | 2023-03-10 |  | Non-lead
021486 | E29 12TH AVE |  | Polytube | Yes |  | 2023-03-08 |  | PVC | 1971 | Yes |  | 2023-03-08 |  | Non-lead
021487 | E30 12TH AVE |  | Polytube | Yes |  | 2023-03-08 |  | PVC | 1971 | Yes |  | 2023-03-08 |  | Non-lead
021488 | 162 MARS LN |  | Polytube | Yes |  | 2022-09-26 |  | PVC | 1970 | Yes |  | 2022-09-26 |  | Non-lead
021489 | 21 PIGEON DR |  | Polytube | Yes |  | 2023-05-04 |  | PVC | 1972 | Yes |  | 2023-05-04 |  | Non-lead
021490 | 114 DOVE LAKE DR |  | Polytube | Yes |  | 2024-03-07 |  | PVC | 1982 | Yes |  | 2024-03-07 |  | Non-lead
021491 | 1022 DOVE RD |  | Polytube | Yes |  | 2022-07-21 |  | PVC | 1973 | Yes |  | 2022-07-21 |  | Non-lead
021492 | 552 AVE A |  | Polytube | Yes |  | 2022-09-09 |  | PVC | 1972 | Yes |  | 2022-09-09 |  | Non-lead
021493 | 117 N BAY HARBOR DR |  | Polytube | Yes |  | 2022-07-21 |  | PVC | 1972 | Yes |  | 2022-07-21 |  | Non-lead
021494 | 1334 CALDER RD |  | Polytube | Yes |  | 2023-05-04 |  | PVC | 1986 | Yes |  | 2023-05-04 |  | Non-lead
021495 | 24 SWALLOW RD |  | Polytube | Yes |  | 2023-05-04 |  | PVC | 1971 | Yes |  | 2023-05-04 |  | Non-lead
021496 | 261 RYAN AVE |  | Polytube | Yes |  | 2025-07-23 |  | Stainless | 1969 | Yes |  | 2025-07-23 |  | Non-lead
021497 | 59 BAHAMA AVE |  | Polytube | Yes |  | 2022-11-30 |  | PVC | 1963 | Yes |  | 2022-11-30 |  | Non-lead
021499 | 98515 OVERSEAS HWY |  | Polytube | Yes |  | 2023-01-30 |  | PVC | 1938 | Yes |  | 2023-01-30 |  | Non-lead
021500 | 601 S ROSE PL |  | Polytube | Yes |  | 2023-01-03 |  | PVC | 1972 | Yes |  | 2023-01-03 |  | Non-lead
021501 | 231 LANCE LN |  | Polytube | Yes |  | 2022-10-27 |  | PVC | 1972 | Yes |  | 2022-10-27 |  | Non-lead
021502 | 30 BUNTING DR |  | Polytube | Yes |  | 2023-05-04 |  | PVC | 1972 | Yes |  | 2023-05-04 |  | Non-lead
021503 | 264 LOWER MATECUMBE RD |  | Polytube | Yes |  | 2023-05-04 |  | PVC | 1978 | Yes |  | 2023-05-04 |  | Non-lead
021504 | 815 LAPALOMA RD |  | Polytube | Yes |  | 2023-01-26 |  | PVC | 1971 | Yes |  | 2023-01-26 |  | Non-lead
021505 | 909 LAPALOMA RD |  | Polytube | Yes |  | 2023-01-26 |  | PVC | 1971 | Yes |  | 2023-01-26 |  | Non-lead
021506 | 20 CENTER LN |  | Unknown, Non-Lead | Yes |  | 2024-03-04 |  | PVC | 1988 | Yes |  | 2024-03-04 |  | Non-lead
021507 | 200 ATLANTIC BLVD |  | Polytube | Yes |  | 2022-06-24 |  | PVC | 1972 | Yes |  | 2022-06-24 |  | Non-lead
021508 | 58 AVENUE D |  | Polytube | Yes |  | 2022-12-12 |  | PVC | 1955 | Yes |  | 2022-12-12 |  | Non-lead
021509 | 62 SILVER SPRINGS DR |  | Copper | Yes |  | 2022-11-17 |  | PVC | 1972 | Yes |  | 2022-11-17 |  | Non-lead
021510 | 548 SOUND DR |  | Polytube | Yes |  | 2022-10-13 |  | PVC | 1972 | Yes |  | 2022-10-13 |  | Non-lead
021511 | 113 GRASSY RD |  | Polytube | Yes |  | 2023-05-04 |  | PVC | 1979 | Yes |  | 2023-05-04 |  | Non-lead
021512 | 27 PIGEON DR |  | Polytube | Yes |  | 2023-05-04 |  | PVC | 1973 | Yes |  | 2023-05-04 |  | Non-lead
021513 | 7 CORMORANT DR |  | Polytube | Yes |  | 2023-05-04 |  | PVC | 1978 | Yes |  | 2023-05-04 |  | Non-lead
021514 | 107 FAIRWICH CT |  | Unknown, Non-Lead | Yes |  | 2021-11-15 |  | Unknown, Non-Lead | 2009 | Yes |  | 2021-11-15 |  | Non-lead
021515 | 155 CORT LN |  | Polytube | Yes |  | 2022-07-19 |  | PVC | 1973 | Yes |  | 2022-07-19 |  | Non-lead
021516 | 70 HERON LN |  | Polytube | Yes |  | 2022-12-12 |  | PVC | 1978 | Yes |  | 2022-12-12 |  | Non-lead
021519 | 33 TRANSYLVANIA AVE |  | Polytube | Yes |  | 2022-10-31 |  | PVC | 1970 | Yes |  | 2022-10-31 |  | Non-lead
021520 | MARINA & SVC 400 OCEAN DR |  | Polytube | Yes |  | 2023-02-06 |  | PVC | 1972 | Yes |  | 2023-02-06 |  | Non-lead
021521 | 109 GUILFORD CT |  | Copper | Yes |  | 2022-07-11 |  | PVC | 1982 | Yes |  | 2022-07-11 |  | Non-lead
021523 | 102041 OVERSEAS HWY |  | Polytube | Yes |  | 2023-02-14 |  | PVC | 1975 | Yes |  | 2023-02-14 |  | Non-lead
021524 | 420 COLLINS ST |  | Polytube | Yes |  | 2022-11-03 |  | PVC | 1972 | Yes |  | 2022-11-03 |  | Non-lead
021525 | 235 CAMELOT DR |  | Unknown, Non-Lead | Yes |  | 2021-09-17 |  | PVC | 2019 | Yes |  | 2021-09-17 |  | Non-lead
021526 | 215 CAMELOT DR |  | Polytube | Yes |  | 2022-07-12 |  | PVC | 1971 | Yes |  | 2022-07-12 |  | Non-lead
021527 | 239 HISPANOLA RD |  | Copper | Yes |  | 2022-07-20 |  | PVC | 1973 | Yes |  | 2022-07-20 |  | Non-lead
021528 | 242 CAMELOT DR |  | Polytube | Yes |  | 2022-07-12 |  | PVC | 1984 | Yes |  | 2022-07-12 |  | Non-lead
021529 | 333 THIRD RD |  | Polytube | Yes |  | 2022-10-17 |  | PVC | 1983 | Yes |  | 2022-10-17 |  | Non-lead
021530 | 231 CAMELOT DR |  | PVC | Yes |  | 2022-07-12 |  | PVC | 1969 | Yes |  | 2022-07-12 |  | Non-lead
021531 | 247 CAMELOT DR |  | Unknown, Non-Lead | Yes |  | 2018-03-13 |  | Unknown, Non-Lead | 2008 | Yes |  | 2018-03-13 |  | Non-lead
021532 | 194 ARBOR LN |  | Polytube | Yes |  | 2023-02-13 |  | PVC | 1956 | Yes |  | 2023-02-13 |  | Non-lead
021534 | 17 PIGEON DR |  | Polytube | Yes |  | 2023-05-04 |  | PVC | 1978 | Yes |  | 2023-05-04 |  | Non-lead
021535 | 251 CAMELOT DR |  | Unknown, Non-Lead | Yes |  | 2020-09-14 |  | PVC | 2008 | Yes |  | 2020-09-14 |  | Non-lead
021537 | 254 CAMELOT DR |  | Copper | Yes |  | 2022-07-12 |  | PVC | 1972 | Yes |  | 2022-07-12 |  | Non-lead
021538 | 337 THIRD RD |  | Polytube | Yes |  | 2022-10-17 |  | PVC | 1972 | Yes |  | 2022-10-17 |  | Non-lead
021539 | 108 POINCIANA DR |  | Polytube | Yes |  | 2022-11-10 |  | PVC | 1972 | Yes |  | 2022-11-10 |  | Non-lead
021540 | 5625 2ND AVE |  | Polytube | Yes |  | 2023-03-07 |  | PVC | 1984 | Yes |  | 2023-03-07 |  | Non-lead
021541 | L6 B30 11 LAKE SHORE DR |  | Polytube | Yes |  | 2022-12-07 |  | PVC | 1971 | Yes |  | 2022-12-07 |  | Non-lead
021542 | SENIOR PLAZA 1400 KENNEDY DR |  | PVC | Yes |  | 2023-02-17 |  | PVC | 1973 | Yes |  | 2023-02-17 |  | Non-lead
021543 | APT 2 219 ANN ST |  | Polytube | Yes |  | 2021-11-05 |  | Unknown | 1942 | Yes |  | 2021-11-05 |  | Lead Status Unknown
021544 | 832 CENTER ST |  | Polytube | Yes |  | 2023-05-04 |  | Copper | 1943 | Yes |  | 2023-05-04 |  | Non-lead
021545 | 1300 WHITE ST |  | Ductile Iron | Yes |  | 2024-08-13 |  | Copper | 1975 | Yes |  | 2024-08-13 |  | Non-lead
021546 | 31176 AVENUE G |  | Unknown, Non-Lead | No |  |  |  | Unknown, Non-Lead | 2006 | No |  |  |  | Non-lead
021547 | APT A 329 MARGARET ST |  | Polytube | Yes |  | 2024-02-06 |  | Polytube | 1953 | Yes |  | 2024-02-06 |  | Non-lead
021548 | 76300 OVERSEAS HWY |  | Polytube | Yes |  | 2022-07-07 |  | PVC | 1972 | Yes |  | 2022-07-07 |  | Non-lead
021549 | 189 CORAL AVE |  | Polytube | Yes |  | 2022-06-13 |  | PVC | 1972 | Yes |  | 2022-06-13 |  | Non-lead
021550 | 89625 OLD HWY L6 |  | Polytube | Yes |  | 2023-02-01 |  | PVC | 1972 | Yes |  | 2023-02-01 |  | Non-lead
021551 | 210 PLANTATION BLVD |  | Unknown, Non-Lead | Yes |  | 2024-02-22 |  | Unknown, Non-Lead | 2012 | Yes |  | 2024-02-22 |  | Non-lead
021552 | 163 SUNSHINE /CNR/PE BLVD |  | Polytube | Yes |  | 2022-06-15 |  | PVC | 1971 | Yes |  | 2022-06-15 |  | Non-lead
021553 | 242 NAVAJO ST |  | Polytube | Yes |  | 2023-11-29 |  | PVC | 1971 | Yes |  | 2023-11-29 |  | Non-lead
021554 | 118 N COCONUT PALM BLVD |  | Polytube | Yes |  | 2022-05-05 |  | PVC | 1972 | Yes |  | 2022-05-05 |  | Non-lead
021555 | 148 RIVIERA DR |  | Unknown, Non-Lead | Yes |  | 2020-11-02 |  | Unknown, Non-Lead | 2010 | Yes |  | 2020-11-02 |  | Non-lead
021556 | 127 REDWING RD |  | Polytube | Yes |  | 2022-06-09 |  | PVC | 1972 | Yes |  | 2022-06-09 |  | Non-lead
021557 | 15 SEAVIEW AVE |  | Polytube | Yes |  | 2024-10-04 |  | PVC | 1958 | Yes |  | 2024-10-04 |  | Non-lead
021558 | 213 PLANTATION DR |  | Polytube | Yes |  | 2022-06-14 |  | PVC | 1966 | Yes |  | 2022-06-14 |  | Non-lead
021560 | 396 PALM DR |  | Copper | Yes |  | 2022-06-29 |  | PVC | 1972 | Yes |  | 2022-06-29 |  | Non-lead
021561 | 134 ROLLING HILL RD |  | Polytube | Yes |  | 2022-07-12 |  | PVC | 1963 | Yes |  | 2022-07-12 |  | Non-lead
021562 | 116 PRIMROSE LN |  | Polytube | Yes |  | 2022-06-27 |  | PVC | 1972 | Yes |  | 2022-06-27 |  | Non-lead
021563 | APT #1 82754 OVERSEAS HWY |  | Polytube | Yes |  | 2022-07-12 |  | PVC | 1971 | Yes |  | 2022-07-12 |  | Non-lead
021564 | APT 2 82754 OVERSEAS HWY |  | Polytube | Yes |  | 2022-07-12 |  | PVC | 1971 | Yes |  | 2022-07-12 |  | Non-lead
021565 | APT3 82754 OVERSEAS HWY |  | Polytube | Yes |  | 2022-07-12 |  | PVC | 1971 | Yes |  | 2022-07-12 |  | Non-lead
021566 | UNIT 4 82754 OVERSEAS HWY |  | Polytube | Yes |  | 2022-07-12 |  | PVC | 1971 | Yes |  | 2022-07-12 |  | Non-lead
021567 | UNIT 5 82754 OVERSEAS HWY |  | Polytube | Yes |  | 2023-01-05 |  | PVC | 1971 | Yes |  | 2023-01-05 |  | Non-lead
021568 | MOELLER #6 82754 OVERSEAS HWY |  | Polytube | Yes |  | 2022-07-12 |  | PVC | 1971 | Yes |  | 2022-07-12 |  | Non-lead
021569 | 416 PALM DR |  | Polytube | Yes |  | 2022-06-29 |  | PVC | 1972 | Yes |  | 2022-06-29 |  | Non-lead
021570 | 74501 OVERSEAS HWY |  | Unknown, Non-Lead | Yes |  | 2021-11-24 |  | Unknown, Non-Lead | 2006 | Yes |  | 2021-11-24 |  | Non-lead
021571 | 227 W SEAVIEW CIR |  | Polytube | Yes |  | 2023-05-19 |  | PVC | 1972 | Yes |  | 2023-05-19 |  | Non-lead
021572 | 149 MILANO DR |  | Polytube | Yes |  | 2022-06-10 |  | PVC | 1971 | Yes |  | 2022-06-10 |  | Non-lead
021573 | 112 STROMBOLI DR |  | Polytube | Yes |  | 2022-06-10 |  | PVC | 1972 | Yes |  | 2022-06-10 |  | Non-lead
021574 | 147 REDWING DR |  | Polytube | Yes |  | 2022-06-09 |  | PVC | 1972 | Yes |  | 2022-06-09 |  | Non-lead
021575 | MAIN HOUSE 74860 OVERSEAS HWY |  | Unknown, Non-Lead | Yes |  | 2021-11-19 |  | Unknown, Non-Lead | 2018 | Yes |  | 2021-11-19 |  | Non-lead
021576 | 212 TIDE AVE |  | Polytube | Yes |  | 2022-06-13 |  | PVC | 1973 | Yes |  | 2022-06-13 |  | Non-lead
021577 | 74051 OVERSEAS HWY |  | Polytube | Yes |  | 2022-06-29 |  | PVC | 1972 | Yes |  | 2022-06-29 |  | Non-lead
021578 | 161 LEONI DR |  | Polytube | Yes |  | 2022-06-08 |  | PVC | 1972 | Yes |  | 2022-06-08 |  | Non-lead
021579 | 149 GIARDINO DR |  | Polytube | Yes |  | 2022-06-10 |  | PVC | 1983 | Yes |  | 2022-06-10 |  | Non-lead
021580 | 150 MOCKINGBIRD RD |  | Polytube | Yes |  | 2022-06-09 |  | PVC | 1972 | Yes |  | 2022-06-09 |  | Non-lead
021581 | 200 PUEBLO ST |  | Polytube | Yes |  | 2022-06-09 |  | PVC | 1974 | Yes |  | 2022-06-09 |  | Non-lead
021582 | 19841 DATE PALM DR |  | Polytube | Yes |  | 2023-08-30 |  | PVC | 1972 | Yes |  | 2023-08-30 |  | Non-lead
021583 | 29042 PALM AVE |  | Unknown, Non-Lead | No |  |  |  | Unknown, Non-Lead | 2003 | No |  |  |  | Non-lead
021584 | 194 VENUS LN |  | Unknown, Non-Lead | Yes |  | 2020-11-02 |  | Unknown, Non-Lead | 1989 | Yes |  | 2020-11-02 |  | Non-lead
021585 | GULF 10803 5TH AVE |  | Polytube | Yes |  | 2023-08-25 |  | PVC | 1971 | Yes |  | 2023-08-25 |  | Non-lead
021586 | 59753 PARADISE PL |  | Copper | Yes |  | 2022-10-22 |  | PVC | 1982 | Yes |  | 2022-10-22 |  | Non-lead
021587 | APT B 530 W 65TH ST |  | Polytube | Yes |  | 2023-03-15 |  | PVC | 1971 | Yes |  | 2023-03-15 |  | Non-lead
021588 | 13155 OVERSEAS HWY |  | Polytube | Yes |  | 2022-10-22 |  | PVC | 1972 | Yes |  | 2022-10-22 |  | Non-lead
021589 | 11 SOMBRERO BLVD |  | Polytube | Yes |  | 2023-02-27 |  | Unknown | 1973 | Yes |  | 2023-02-27 |  | Lead Status Unknown
021590 | 570 10TH ST |  | Polytube | Yes |  | 2023-06-27 |  | PVC | 1971 | Yes |  | 2023-06-27 |  | Non-lead
021591 | 560 10TH ST |  | Polytube | Yes |  | 2024-06-10 |  | PVC | 1971 | Yes |  | 2024-06-10 |  | Non-lead
021592 | OCEAN 1099 86TH ST |  | Polytube | Yes |  | 2023-01-20 |  | PVC | 1972 | Yes |  | 2023-01-20 |  | Non-lead
021593 | 230 10TH ST |  | Polytube | Yes |  | 2022-10-22 |  | PVC | 1987 | Yes |  | 2022-10-22 |  | Non-lead
021594 | 220 10TH ST |  | Polytube | Yes |  | 2022-10-22 |  | PVC | 1987 | Yes |  | 2022-10-22 |  | Non-lead
021595 | 80 TINGLER LN |  | Polytube | Yes |  | 2023-10-12 |  | PVC | 1972 | Yes |  | 2023-10-12 |  | Non-lead
021596 | 57681 MORTON ST |  | Unknown, Non-Lead | Yes |  | 2023-12-07 |  | Unknown, Non-Lead | 2013 | Yes |  | 2023-12-07 |  | Non-lead
021597 | 300 51ST OCEAN LS ST |  | Polytube | Yes |  | 2023-04-26 |  | PVC | 1971 | Yes |  | 2023-04-26 |  | Non-lead
021598 | 872 64TH OCEAN ST |  | Polytube | Yes |  | 2023-03-15 |  | PVC | 1972 | Yes |  | 2023-03-15 |  | Non-lead
021601 | 640 12TH GULF ST |  | Copper | Yes |  | 2024-04-30 |  | PVC | 1972 | Yes |  | 2024-04-30 |  | Non-lead
021602 | 630 12TH ST GULF |  | Unknown | Yes |  | 2024-04-18 |  | Unknown | 1972 | Yes |  | 2024-04-18 |  | Lead Status Unknown
021603 | 620 12TH GULF ST |  | Unknown | Yes |  | 2024-04-02 |  | Unknown | 1972 | Yes |  | 2024-04-02 |  | Lead Status Unknown
021604 | 610 12TH - GULF ST |  | Unknown | Yes |  | 2024-04-02 |  | Unknown | 1972 | Yes |  | 2024-04-02 |  | Lead Status Unknown
021605 | RS 302 51ST OCEAN ST |  | Polytube | Yes |  | 2024-03-15 |  | PVC | 1971 | Yes |  | 2024-03-15 |  | Non-lead
021606 | C26 10TH AVE |  | Unknown, Non-Lead | No |  |  |  | Unknown, Non-Lead | 2008 | No |  |  |  | Non-lead
021607 | APT A 6310 2ND ST |  | Polytube | Yes |  | 2024-03-07 |  | PVC | 1971 | Yes |  | 2024-03-07 |  | Non-lead
021608 | 174 MARS LN |  | Polytube | Yes |  | 2022-07-05 |  | PVC | 2002 | Yes |  | 2022-07-05 |  | Non-lead
021609 | 1114 18TH ST |  | Polytube | Yes |  | 2022-07-20 |  | PVC | 1971 | Yes |  | 2022-07-20 |  | Non-lead
021610 | 3711 PEARLMAN TER |  | Polytube | Yes |  | 2022-05-19 |  | Copper | 1971 | Yes |  | 2022-05-19 |  | Non-lead
021611 | 165 MARS LN |  | Polytube | Yes |  | 2022-10-19 |  | PVC | 1983 | Yes |  | 2022-10-19 |  | Non-lead
021612 | 196 VENUS LN |  | Polytube | Yes |  | 2024-02-23 |  | PVC | 1972 | Yes |  | 2024-02-23 |  | Non-lead
021613 | 27377 MARTINIQUE LN |  | Unknown, Non-Lead | No |  |  |  | Unknown, Non-Lead | 2019 | No |  |  |  | Non-lead
021614 | 193 VENUS LN |  | Polytube | Yes |  | 2022-06-30 |  | PVC | 1972 | Yes |  | 2022-06-30 |  | Non-lead
021615 | 92 SIRIUS LANE |  | Polytube | Yes |  | 2022-11-22 |  | PVC | 1999 | Yes |  | 2022-11-22 |  | Non-lead
021617 | 31 EXUMA RD |  | Unknown, Non-Lead | No |  |  |  | Unknown, Non-Lead | 1997 | No |  |  |  | Non-lead
021618 | 209 CAMELOT DR |  | Polytube | Yes |  | 2023-10-18 |  | PVC | 1971 | Yes |  | 2023-10-18 |  | Non-lead
021619 | L118 262 CAMELOT DR |  | Polytube | Yes |  | 2022-07-12 |  | PVC | 1973 | Yes |  | 2022-07-12 |  | Non-lead
021621 | 166 WESTMINISTER DR |  | Unknown, Non-Lead | No |  |  |  | Unknown, Non-Lead | 2018 | No |  |  |  | Non-lead
021622 | 9 CINDY PL |  | Polytube | Yes |  | 2022-09-08 |  | PVC | 1972 | Yes |  | 2022-09-08 |  | Non-lead
021623 | 140 MARINA AVE |  | Polytube | Yes |  | 2022-11-29 |  | PVC | 1980 | Yes |  | 2022-11-29 |  | Non-lead
021624 | 126 WESTMINISTER DR |  | Copper | Yes |  | 2022-07-12 |  | PVC | 1976 | Yes |  | 2022-07-12 |  | Non-lead
021625 | 19 SWALLOW RD |  | Polytube | Yes |  | 2023-05-04 |  | PVC | 1972 | Yes |  | 2023-05-04 |  | Non-lead
021626 | 25 SWALLOW DR |  | Unknown, Non-Lead | No |  |  |  | Unknown, Non-Lead | 1989 | No |  |  |  | Non-lead
021627 | UNIT 5 98480 OVERSEAS HWY |  | Polytube | Yes |  | 2018-12-17 |  | PVC | 1972 | Yes |  | 2018-12-17 |  | Non-lead
021628 | 113 ELLINGTON CT |  | Unknown, Non-Lead | Yes |  | 2021-01-08 |  | Unknown, Non-Lead | 1995 | Yes |  | 2021-01-08 |  | Non-lead
021629 | 332 RYAN AVE |  | Polytube | Yes |  | 2024-02-07 |  | PVC | 1999 | Yes |  | 2024-02-07 |  | Non-lead
021630 | 22 OCEAN DR |  | Polytube | Yes |  | 2024-03-04 |  | PVC | 2015 | Yes |  | 2024-03-04 |  | Non-lead
021631 | 136 FAIRWICH CT |  | Unknown, Non-Lead | Yes |  | 2020-08-12 |  | Unknown, Non-Lead | 2008 | Yes |  | 2020-08-12 |  | Non-lead
021632 | 9 OLD STATE RD |  | Polytube | Yes |  | 2022-09-19 |  | PVC | 1972 | Yes |  | 2022-09-19 |  | Non-lead
021633 | 367 BUTTONWOOD SHORES DR |  | Copper | Yes |  | 2023-01-30 |  | PVC | 1973 | Yes |  | 2023-01-30 |  | Non-lead
021634 | TR A 59 OCEAN DR |  | Unknown, Non-Lead | Yes |  | 2019-12-06 |  | Unknown, Non-Lead | 2011 | Yes |  | 2019-12-06 |  | Non-lead
021635 | PLAYA LARGO 97450 OVERSEAS Hwy |  | Unknown, Non-Lead | Yes |  | 2020-12-15 |  | Cast Iron | 2016 | Yes |  | 2020-12-15 |  | Unknown
021636 | 249 LANCE LANE |  | Polytube | Yes |  | 2022-10-24 |  | PVC | 1963 | Yes |  | 2022-10-24 |  | Non-lead
021637 | 41 SUNSET RD |  | Polytube | Yes |  | 2023-04-18 |  | PVC | 1972 | Yes |  | 2023-04-18 |  | Non-lead
021638 | 29 MOCKINGBIRD RD |  | Unknown, Non-Lead | No |  |  |  | Unknown, Non-Lead | 2006 | No |  |  |  | Non-lead
021639 | 58 S BLACKWATER LN |  | Polytube | Yes |  | 2022-07-25 |  | PVC | 1979 | Yes |  | 2022-07-25 |  | Non-lead
021640 | 101 LONG BEN DR |  | Polytube | Yes |  | 2023-01-31 |  | PVC | 1972 | Yes |  | 2023-01-31 |  | Non-lead
021641 | 411 THUMPER THOROUGH |  | Polytube | Yes |  | 2022-09-19 |  | PVC | 1979 | Yes |  | 2022-09-19 |  | Non-lead
021642 | BLDG 1A UNIT 11 103100 OVERSEAS HWY |  | Unknown, Non-Lead | No |  |  |  | Unknown, Non-Lead | 1990 | No |  |  |  | Non-lead
021643 | 158 WESTMINISTER DR |  | Copper | Yes |  | 2022-07-12 |  | PVC | 1981 | Yes |  | 2022-07-12 |  | Non-lead
021644 | 809 BONITO LN |  | Polytube | Yes |  | 2022-08-15 |  | PVC | 1974 | Yes |  | 2022-08-15 |  | Non-lead
021645 | 6 ABACO RD |  | Polytube | Yes |  | 2022-09-26 |  | PVC | 1976 | Yes |  | 2022-09-26 |  | Non-lead
021646 | 120 CORAL WAY |  | Polytube | Yes |  | 2022-08-15 |  | PVC | 1972 | Yes |  | 2022-08-15 |  | Non-lead
021647 | 8 SILVER SPRINGS DR |  | Polytube | Yes |  | 2022-05-20 |  | Polytube | 1971 | Yes |  | 2022-05-20 |  | Non-Lead
021648 | 6 SILVER SPRINGS DR |  | Polytube | Yes |  | 2022-05-20 |  | Polytube | 1970 | Yes |  | 2022-05-20 |  | Non-Lead
021649 | 4 SILVER SPRINGS L DR |  | Polytube | Yes |  | 2023-11-14 |  | PVC | 1970 | Yes |  | 2023-11-14 |  | Non-lead
021650 | 30 PIGEON DR |  | Polytube | Yes |  | 2023-04-10 |  | PVC | 1969 | Yes |  | 2023-04-10 |  | Non-lead
021651 | 18 PIGEON DR |  | Polytube | Yes |  | 2023-05-04 |  | PVC | 1972 | Yes |  | 2023-05-04 |  | Non-lead
021652 | 203 CAMELOT DR |  | Copper | Yes |  | 2022-07-12 |  | PVC | 1985 | Yes |  | 2022-07-12 |  | Non-lead
021653 | 226 CAMELOT DR |  | Polytube | Yes |  | 2022-01-28 |  | PVC | 2017 | Yes |  | 2022-01-28 |  | Non-lead
021654 | 133 DOVE LAKE DR |  | Polytube | Yes |  | 2022-07-20 |  | PVC | 1973 | Yes |  | 2022-07-20 |  | Non-lead
021655 | 101 HOLIDAY DR |  | Polytube | Yes |  | 2022-11-16 |  | PVC | 1972 | Yes |  | 2022-11-16 |  | Non-lead
021656 | 959 PLANTATION RD |  | Polytube | Yes |  | 2023-05-04 |  | Polytube | 1971 | Yes |  | 2023-05-04 |  | Non-lead
021658 | 17 BOCA CHICA RD |  | Polytube | Yes |  | 2022-09-26 |  | PVC | 1972 | Yes |  | 2022-09-26 |  | Non-lead
021659 | 326 BLACKBEARD RD |  | Polytube | Yes |  | 2024-09-19 |  | PVC | 1974 | Yes |  | 2024-09-19 |  | Non-lead
021660 | 569 ALMOND LANE |  | Polytube | Yes |  | 2024-08-20 |  | PVC | 1972 | Yes |  | 2024-08-20 |  | Non-lead
021661 | 29176 VIOLET DR |  | Polytube | Yes |  | 2022-12-19 |  | PVC | 1976 | Yes |  | 2022-12-19 |  | Non-lead
021662 | 27823 CORAL SHORES RD |  | Polytube | Yes |  | 2023-01-24 |  | PVC | 1985 | Yes |  | 2023-01-24 |  | Non-lead
021663 | 15 BOCA CHICA RD |  | Polytube | Yes |  | 2024-03-15 |  | PVC | 1966 | Yes |  | 2024-03-15 |  | Non-lead
021672 | 31232 AVE D |  | Polytube | Yes |  | 2023-08-28 |  | PVC | 1958 | Yes |  | 2023-08-28 |  | Non-lead
021673 | . THRINAX AVE |  | Polytube | Yes |  | 2022-07-20 |  | PVC | 1972 | Yes |  | 2022-07-20 |  | Non-lead
021674 | 340 SOUTH POINT DR |  | Polytube | Yes |  | 2022-07-08 |  | PVC | 1973 | Yes |  | 2022-07-08 |  | Non-lead
021675 | 16822 EAST POINT DR |  | Polytube | Yes |  | 2023-07-31 |  | PVC | 1972 | Yes |  | 2023-07-31 |  | Non-lead
021677 | 368 BUTTONWOOD SHORES DR |  | Polytube | Yes |  | 2023-02-01 |  | PVC | 1972 | Yes |  | 2023-02-01 |  | Non-lead
021678 | 45 BOUNDARY LN |  | Polytube | Yes |  | 2022-09-26 |  | PVC | 1972 | Yes |  | 2022-09-26 |  | Non-lead
021679 | 1116 CURRY LN |  | Polytube | Yes |  | 2023-01-03 |  | PVC | 1938 | Yes |  | 2023-01-03 |  | Non-lead
021680 | 163 MARS LN |  | Polytube | Yes |  | 2023-10-31 |  | PVC | 1973 | Yes |  | 2023-10-31 |  | Non-lead
021681 | 1611 NARCISSUS RD |  | Polytube | Yes |  | 2023-02-21 |  | PVC | 1971 | Yes |  | 2023-02-21 |  | Non-lead
021682 | 30548 ANTHONY ST |  | Polytube | Yes |  | 2022-11-15 |  | PVC | 1971 | Yes |  | 2022-11-15 |  | Non-lead
021684 | 31332 AVENUE G |  | Polytube | Yes |  | 2022-11-30 |  | PVC |  | Yes |  | 2022-11-30 |  | Non-lead
021685 | 29155 IRIS DR |  | Polytube | Yes |  | 2022-12-21 |  | PVC | 1969 | Yes |  | 2022-12-21 |  | Non-lead
021686 | APT B 102 2ND ST |  | Polytube | Yes |  | 2024-03-07 |  | PVC | 1971 | Yes |  | 2024-03-07 |  | Non-lead
021687 | 313 BARRY AVE |  | Unknown, Non-Lead | Yes |  | 2021-12-21 |  | Unknown, Non-Lead | 2021 | Yes |  | 2021-12-21 |  | Non-lead
021688 | 21067 4TH EAST AVE |  | Polytube | Yes |  | 2022-10-31 |  | PVC | 1972 | Yes |  | 2022-10-31 |  | Non-lead
021689 | F23 CROSS ST |  | Polytube | Yes |  | 2023-03-08 |  | PVC | 1971 | Yes |  | 2023-03-08 |  | Non-lead
021690 | 151 CALOOSA ST |  | Copper | Yes |  | 2022-10-11 |  | PVC | 1972 | Yes |  | 2022-10-11 |  | Non-lead
021691 | 124 PALERMO DR |  | Polytube | Yes |  | 2022-06-08 |  | PVC | 1973 | Yes |  | 2022-06-08 |  | Non-lead
021692 | 282 AZALEA ST |  | Polytube | Yes |  | 2022-06-16 |  | PVC | 1984 | Yes |  | 2022-06-16 |  | Non-lead
021693 | 170 HARBOR DR |  | Polytube | Yes |  | 2022-06-14 |  | PVC | 1973 | Yes |  | 2022-06-14 |  | Non-lead
021694 | 128 VILLABELLA DR |  | Polytube | Yes |  | 2017-06-26 |  | PVC | 2017 | Yes |  | 2017-06-26 |  | Non-lead
021695 | 128 ZANE GREY CREEK DR |  | Polytube | Yes |  | 2022-05-20 |  | Polytube | 1976 | Yes |  | 2022-05-20 |  | Non-Lead
021696 | 65620 OVERSEAS HWY |  | Polytube | Yes |  | 2022-09-06 |  | PVC | 1972 | Yes |  | 2022-09-06 |  | Non-lead
021697 | 112 TEQUESTA ST |  | PVC | Yes |  | 2022-08-26 |  | PVC | 1974 | Yes |  | 2022-08-26 |  | Non-lead
021698 | 81101 OVERSEAS Hwy |  | Unknown, Non-Lead | Yes |  | 2023-11-07 |  | Unknown, Non-Lead | 2014 | Yes |  | 2023-11-07 |  | Non-lead
021699 | 197 OCEAN DR |  | Polytube | Yes |  | 2022-06-14 |  | PVC | 1972 | Yes |  | 2022-06-14 |  | Non-lead
021700 | 158 HIBISCUS ST |  | Polytube | Yes |  | 2022-06-16 |  | PVC | 1972 | Yes |  | 2022-06-16 |  | Non-lead
021701 | 122 LEONI DR |  | Polytube | Yes |  | 2022-06-07 |  | PVC | 1972 | Yes |  | 2022-06-07 |  | Non-lead
021702 | 309 JASMINE ST |  | Polytube | Yes |  | 2022-10-22 |  | PVC | 1972 | Yes |  | 2022-10-22 |  | Non-lead
021703 | 459 PALM DR |  | Unknown, Non-Lead | Yes |  | 2020-02-13 |  | Unknown, Non-Lead | 1991 | Yes |  | 2020-02-13 |  | Non-lead
021704 | 109 PLANTATION SHRS DR |  | Polytube | Yes |  | 2022-06-15 |  | PVC | 1982 | Yes |  | 2022-06-15 |  | Non-lead
021705 | 113 PLANTATION SHRS DR |  | Copper | Yes |  | 2022-06-15 |  | PVC | 1982 | Yes |  | 2022-06-15 |  | Non-lead
021706 | 117 PLANTATION SHRS DR |  | Polytube | Yes |  | 2022-06-15 |  | PVC | 1971 | Yes |  | 2022-06-15 |  | Non-lead
021707 | 121 PLANTATION SHRS DR |  | Copper | Yes |  | 2023-07-07 |  | PVC | 1971 | Yes |  | 2023-07-07 |  | Non-lead
021708 | 129 PLANTATION SHRS DR |  | Polytube | Yes |  | 2022-06-15 |  | PVC | 1971 | Yes |  | 2022-06-15 |  | Non-lead
021709 | 125 PLANTATION SHRS DR |  | Polytube | Yes |  | 2022-06-15 |  | PVC | 1971 | Yes |  | 2022-06-15 |  | Non-lead
021710 | #1 87950 OVERSEAS HWY US |  | Polytube | Yes |  | 2022-07-19 |  | PVC | 1973 | Yes |  | 2022-07-19 |  | Non-lead
021711 | 212 ELVA RD |  | Polytube | Yes |  | 2022-05-20 |  | PVC | 1979 | Yes |  | 2022-05-20 |  | Non-lead
021712 | 152 KEY HEIGHTS DR |  | Polytube | Yes |  | 2022-06-14 |  | PVC | 1972 | Yes |  | 2022-06-14 |  | Non-lead
021713 | 120 GARDENIA AVE |  | Polytube | Yes |  | 2022-06-09 |  | PVC | 1974 | Yes |  | 2022-06-09 |  | Non-lead
021714 | 4 DAVIS LN |  | Polytube | Yes |  | 2022-05-20 |  | PVC | 1972 | Yes |  | 2022-05-20 |  | Non-lead
021715 | 117 E NAUTILUS DR |  | Polytube | Yes |  | 2024-01-17 |  | PVC | 1973 | Yes |  | 2024-01-17 |  | Non-lead
021716 | 188 INDIAN MOUND Trl |  | Polytube | Yes |  | 2023-08-21 |  | PVC | 1975 | Yes |  | 2023-08-21 |  | Non-lead
021717 | 214 CIDY RD |  | PVC | Yes |  | 2022-05-17 |  | PVC | 1975 | Yes |  | 2022-05-17 |  | Non-lead
021718 | 90230 OVERSEAS HWY |  | Polytube | Yes |  | 2024-03-12 |  | PVC | 1963 | Yes |  | 2024-03-12 |  | Non-lead
021722 | UNIT 7 87 MONROE DR |  | PVC | Yes |  | 2022-06-13 |  | PVC | 1972 | Yes |  | 2022-06-13 |  | Non-lead
021723 | Unit 5 87 MONROE DR |  | PVC | Yes |  | 2022-06-13 |  | PVC | 1972 | Yes |  | 2022-06-13 |  | Non-lead
021724 | UNIT 6 87 MONROE DR |  | PVC | Yes |  | 2022-06-13 |  | PVC | 1972 | Yes |  | 2022-06-13 |  | Non-lead
021725 | Unit 5 133 MONROE DR |  | PVC | Yes |  | 2022-06-13 |  | PVC | 1972 | Yes |  | 2022-06-13 |  | Non-lead
021726 | Unit 7 133 MONROE DR |  | PVC | Yes |  | 2017-06-20 |  | PVC | 1990 | Yes |  | 2017-06-20 |  | Non-lead
021727 | Unit 6 133 MONROE DR |  | PVC | Yes |  | 2019-03-19 |  | PVC | 1990 | Yes |  | 2019-03-19 |  | Non-lead
021728 | Unit 1 119 MONROE DR |  | PVC | Yes |  | 2022-06-13 |  | PVC | 1972 | Yes |  | 2022-06-13 |  | Non-lead
021729 | Unit 3 119 MONROE DR |  | PVC | Yes |  | 2022-06-13 |  | PVC | 1972 | Yes |  | 2022-06-13 |  | Non-lead
021730 | Unit 2 119 MONROE DR |  | PVC | Yes |  | 2022-06-13 |  | PVC | 1972 | Yes |  | 2022-06-13 |  | Non-lead
021731 | UNIT 2 127 MONROE DR |  | PVC | Yes |  | 2022-06-13 |  | PVC | 1972 | Yes |  | 2022-06-13 |  | Non-lead
021732 | UNIT 1 127 MONROE DR |  | PVC | Yes |  | 2022-06-13 |  | PVC | 1972 | Yes |  | 2022-06-13 |  | Non-lead
021733 | UNIT 3 127 MONROE DR |  | PVC | Yes |  | 2022-06-13 |  | PVC | 1972 | Yes |  | 2022-06-13 |  | Non-lead
021734 | 88711 OVERSEAS HWY |  | Polytube | Yes |  | 2022-07-12 |  | PVC | 1972 | Yes |  | 2022-07-12 |  | Non-lead
021735 | 110 SAPODILLA DR |  | Polytube | Yes |  | 2022-07-05 |  | PVC | 1973 | Yes |  | 2022-07-05 |  | Non-lead
021736 | 156 ORCHID ST |  | Unknown, Non-Lead | Yes |  | 2023-09-11 |  | Polytube | 2003 | Yes |  | 2023-09-11 |  | Non-lead
021737 | 110 S INDIES DR |  | Polytube | Yes |  | 2023-06-05 |  | Polytube | 1978 | Yes |  | 2023-06-05 |  | Non-lead
021738 | 145 S HAMMOCK RD |  | Polytube | Yes |  | 2023-06-02 |  | PVC | 1972 | Yes |  | 2023-06-02 |  | Non-lead
021739 | 390 E SEAVIEW DR |  | Polytube | Yes |  | 2023-01-13 |  | PVC | 1976 | Yes |  | 2023-01-13 |  | Non-lead
021740 | 392 E SEAVIEW DR |  | Polytube | Yes |  | 2022-10-22 |  | PVC | 1976 | Yes |  | 2022-10-22 |  | Non-lead
021741 | #UP 809 TRUMAN AVE |  | Polytube | Yes |  | 2023-03-23 |  | PVC | 1943 | Yes |  | 2023-03-23 |  | Non-lead
021742 | 1030 AVE A |  | Polytube | Yes |  | 2024-05-02 |  | PVC | 1972 | Yes |  | 2024-05-02 |  | Non-lead
021743 | 43 FREEDOM LANE |  | Polytube | Yes |  | 2024-04-01 |  | PVC | 1966 | Yes |  | 2024-04-01 |  | Non-lead
021744 | 27994 LOBSTERTAIL |  | Polytube | Yes |  | 2023-01-24 |  | PVC | 1970 | Yes |  | 2023-01-24 |  | Non-lead
021745 | 27977 CORAL SHORES RD |  | Polytube | Yes |  | 2024-04-25 |  | PVC | 1980 | Yes |  | 2024-04-25 |  | Non-lead
021746 | 27987 CORAL SHORES DR |  | Polytube | Yes |  | 2023-01-24 |  | Copper | 1968 | Yes |  | 2023-01-24 |  | Non-lead
021747 | 27991 CORAL SHORES RD |  | Copper | Yes |  | 2023-01-24 |  | PVC | 1968 | Yes |  | 2023-01-24 |  | Non-lead
021748 | 27960 LOBSTER TAIL TRL |  | Polytube | Yes |  | 2023-04-18 |  | PVC | 1986 | Yes |  | 2023-04-18 |  | Non-lead
021749 | 27927 CORAL SHORES RD |  | Unknown, Non-Lead | Yes |  | 2019-01-28 |  | Unknown, Non-Lead | 2000 | Yes |  | 2019-01-28 |  | Non-lead
021750 | 1501 STATE 4A GOVT 2 RD |  | Unknown, Non-Lead | Yes |  | 2023-05-18 |  | Polytube | 2002 | Yes |  | 2023-05-18 |  | Non-lead
021751 | 27990 LOBSTER TAIL TRL |  | Polytube | Yes |  | 2023-01-24 |  | PVC | 1971 | Yes |  | 2023-01-24 |  | Non-lead
021752 | 27907 CORAL SHORES RD |  | Polytube | Yes |  | 2023-01-24 |  | PVC | 1971 | Yes |  | 2023-01-24 |  | Non-lead
021754 | 251 51ST ST OC |  | Polytube | Yes |  | 2023-04-26 |  | PVC | 1971 | Yes |  | 2023-04-26 |  | Non-lead
021755 | 253 51ST OCEAN ST |  | Polytube | Yes |  | 2022-05-13 |  | PVC | 1971 | Yes |  | 2022-05-13 |  | Non-lead
021756 | OCEAN 273 51ST ST |  | Polytube | Yes |  | 2023-02-10 |  | PVC | 1971 | Yes |  | 2023-02-10 |  | Non-lead
021757 | 275 51ST OCEAN ST |  | Polytube | Yes |  | 2023-02-10 |  | PVC | 1971 | Yes |  | 2023-02-10 |  | Non-lead
021758 | 1853 SOMBRERO BLVD |  | Polytube | Yes |  | 2022-07-15 |  | PVC |  | Yes |  | 2022-07-15 |  | Non-lead
021759 | 6495 OVERSEAS HWY |  | Polytube | Yes |  | 2024-08-01 |  | PVC | 1972 | Yes |  | 2024-08-01 |  | Non-lead
021760 | BUILDING 1 100 AVE D |  | Polytube | Yes |  | 2024-02-09 |  | PVC | 1973 | Yes |  | 2024-02-09 |  | Non-lead
021761 | BUILDING 2 100 AVE D |  | Polytube | Yes |  | 2024-02-09 |  | PVC | 1973 | Yes |  | 2024-02-09 |  | Non-lead
021762 | 1583 52ND GULF ST |  | Polytube | Yes |  | 2023-02-14 |  | PVC | 1972 | Yes |  | 2023-02-14 |  | Non-lead
021763 | 799 106TH ST |  | PVC | Yes |  | 2024-06-14 |  | PVC | 1953 | Yes |  | 2024-06-14 |  | Non-lead
021764 | 241 8TH ST |  | Unknown | Yes |  | 2022-10-22 |  | Unknown | 1972 | Yes |  | 2022-10-22 |  | Lead Status Unknown
021766 | LOT 058 6800 MALONEY AVE |  | Unknown, Non-Lead | Yes |  | 2017-11-06 |  | PVC | 1999 | Yes |  | 2017-11-06 |  | Non-lead
021768 | GULF 1875 107TH ST |  | Polytube | Yes |  | 2024-09-23 |  | PVC | 1971 | Yes |  | 2024-09-23 |  | Non-lead
021769 | 333 CALZADA DE BOUGANVILLEA |  | Polytube | Yes |  | 2023-07-13 |  | PVC | 1972 | Yes |  | 2023-07-13 |  | Non-lead
021770 | 460 12TH ST |  | Polytube | Yes |  | 2022-10-05 |  | PVC | 1973 | Yes |  | 2022-10-05 |  | Non-lead
021771 | OCEAN 500 91ST ST |  | Unknown, Non-Lead | Yes |  | 2022-03-23 |  | PVC | 2020 | Yes |  | 2022-03-23 |  | Non-lead
021772 | 2016 YELLOWTAIL DR |  | Polytube | Yes |  | 2023-01-31 |  | PVC | 1972 | Yes |  | 2023-01-31 |  | Non-lead
021773 | 480 5TH ST |  | Copper | Yes |  | 2022-10-22 |  | PVC | 1968 | Yes |  | 2022-10-22 |  | Non-lead
021774 | OCEAN 780 95TH ST |  | Copper | Yes |  | 2024-04-17 |  | PVC | 1972 | Yes |  | 2024-04-17 |  | Non-lead
021775 | GULF 1877 107TH ST |  | Polytube | Yes |  | 2022-11-04 |  | PVC | 1971 | Yes |  | 2022-11-04 |  | Non-lead
021776 | 371 11TH ST |  | Polytube | Yes |  | 2023-02-06 |  | PVC | 1972 | Yes |  | 2023-02-06 |  | Non-lead
021777 | GULF 10877 7TH AVE |  | Polytube | Yes |  | 2022-11-16 |  | PVC | 1972 | Yes |  | 2022-11-16 |  | Non-lead
021778 | GULF 10875 7TH AVE |  | Unknown, Non-Lead | No |  |  |  | Unknown, Non-Lead | 2007 | No |  |  |  | Non-lead
021779 | GULF 10820 4TH AVE |  | Polytube | Yes |  | 2024-09-20 |  | PVC | 1972 | Yes |  | 2024-09-20 |  | Non-lead
021780 | 90 SIRIUS LANE |  | Polytube | Yes |  | 2022-09-26 |  | PVC | 1972 | Yes |  | 2022-09-26 |  | Non-lead
021782 | 30856 MINORCA DR |  | Polytube | Yes |  | 2024-03-04 |  | PVC | 1972 | Yes |  | 2024-03-04 |  | Non-lead
021784 | 5 BOCA CHICA RD |  | Polytube | Yes |  | 2023-11-29 |  | PVC |  | Yes |  | 2023-11-29 |  | Non-lead
021785 | 1108 18TH ST |  | Polytube | Yes |  | 2022-05-19 |  | Copper | 1972 | Yes |  | 2022-05-19 |  | Non-lead
021786 | 2530 STAPLES AVE |  | Copper | Yes |  | 2022-08-15 |  | Copper | 1972 | Yes |  | 2022-08-15 |  | Non-lead
021787 | 223 PIRATES RD |  | Polytube | Yes |  | 2023-01-24 |  | PVC | 1987 | Yes |  | 2023-01-24 |  | Non-lead
021788 | 34 DONDI RD |  | Polytube | Yes |  | 2022-08-31 |  | PVC | 1972 | Yes |  | 2022-08-31 |  | Non-lead
021789 | 8 HIBISCUS LN |  | Polytube | Yes |  | 2023-01-30 |  | PVC | 1970 | Yes |  | 2023-01-30 |  | Non-lead
021790 | 187 W AVE A |  | Polytube | Yes |  | 2023-05-03 |  | PVC | 1977 | Yes |  | 2023-05-03 |  | Non-lead
021791 | 131 HILSON CT |  | Polytube | Yes |  | 2022-05-19 |  | PVC | 1983 | Yes |  | 2022-05-19 |  | Non-lead
021792 | 13 PALM BEACH DR |  | Polytube | Yes |  | 2023-01-18 |  | PVC | 1955 | Yes |  | 2023-01-18 |  | Non-lead
021793 | 204 UPPER MATE RD |  | Polytube | Yes |  | 2023-05-04 |  | PVC | 1976 | Yes |  | 2023-05-04 |  | Non-lead
021795 | 25 S EXUMA RD |  | Unknown, Non-Lead | Yes |  | 2018-11-19 |  | Unknown, Non-Lead | 1989 | Yes |  | 2018-11-19 |  | Non-lead
021796 | 149 GRASSY RD |  | Polytube | Yes |  | 2023-05-04 |  | PVC | 1974 | Yes |  | 2023-05-04 |  | Non-lead
021797 | 106 GUMBO LIMBO DR |  | Polytube | Yes |  | 2023-02-08 |  | PVC | 1972 | Yes |  | 2023-02-08 |  | Non-lead
021798 | L19 13 JUDY PL |  | Polytube | Yes |  | 2023-05-04 |  | None | 1975 | Yes |  | 2023-05-04 |  | Non-lead
021799 | 555 OCEAN WAY |  | Polytube | Yes |  | 2023-01-31 |  | PVC | 1972 | Yes |  | 2023-01-31 |  | Non-lead
021800 | 555 OCEAN WAY |  | Polytube | Yes |  | 2023-01-31 |  | PVC | 1972 | Yes |  | 2023-01-31 |  | Non-lead
021801 | UNIT D 555 OCEAN WAY |  | Polytube | Yes |  | 2023-01-31 |  | PVC | 1972 | Yes |  | 2023-01-31 |  | Non-lead
021802 | 555 OCEANWAY BLDG C |  | Polytube | Yes |  | 2023-01-31 |  | PVC | 1972 | Yes |  | 2023-01-31 |  | Non-lead
021803 | EAST SIDE 94825 OVERSEAS Hwy |  | Unknown, Non-Lead | Yes |  | 2022-11-03 |  | Cast Iron | 2018 | Yes |  | 2022-11-03 |  | Unknown
021804 | 96150 OVERSEAS HWY |  | Unknown | Yes |  | 2022-09-20 |  | PVC | 1980 | Yes |  | 2022-09-20 |  | Lead Status Unknown
021805 | 207 CAMELOT DR |  | Unknown, Non-Lead | Yes |  | 2020-09-08 |  | Unknown, Non-Lead | 2008 | Yes |  | 2020-09-08 |  | Non-lead
021806 | 23 HIBISCUS LN |  | Polytube | Yes |  | 2023-01-30 |  | PVC | 1964 | Yes |  | 2023-01-30 |  | Non-lead
021807 | 42 BONEFISH AVE |  | Polytube | Yes |  | 2022-06-10 |  | PVC | 1973 | Yes |  | 2022-06-10 |  | Non-lead
021808 | L15 B7 24 PIGEON DR |  | Polytube | Yes |  | 2023-05-04 |  | PVC | 1972 | Yes |  | 2023-05-04 |  | Non-lead
021809 | 1021 ALHAMBRA RD |  | Polytube | Yes |  | 2023-01-31 |  | PVC | 1972 | Yes |  | 2023-01-31 |  | Non-lead
021810 | 40 PIGEON DR |  | Polytube | Yes |  | 2023-05-04 |  | PVC | 1985 | Yes |  | 2023-05-04 |  | Non-lead
021811 | 104 ELLINGTON CT |  | Copper | Yes |  | 2022-07-19 |  | PVC |  | Yes |  | 2022-07-19 |  | Non-lead
021812 | 98640 OVERSEAS HWY |  | Copper | Yes |  | 2023-03-07 |  | PVC | 1974 | Yes |  | 2023-03-07 |  | Non-lead
021813 | 31 AVE C |  | Polytube | Yes |  | 2023-01-05 |  | PVC | 1965 | Yes |  | 2023-01-05 |  | Non-lead
021815 | 6 S BLACKWATER LN |  | Polytube | Yes |  | 2023-09-06 |  | PVC | 1982 | Yes |  | 2023-09-06 |  | Non-lead
021816 | 210 CAMELOT DR |  | Copper | Yes |  | 2022-07-12 |  | PVC | 1978 | Yes |  | 2022-07-12 |  | Non-lead
021817 | 29 BUNTING DR |  | Polytube | Yes |  | 2023-05-04 |  | PVC | 1967 | Yes |  | 2023-05-04 |  | Non-lead
021818 | 288 KING AVE |  | Polytube | Yes |  | 2022-10-24 |  | PVC | 1972 | Yes |  | 2022-10-24 |  | Non-lead
021819 | 28 SWALLOW RD |  | Polytube | Yes |  | 2023-05-04 |  | PVC | 1970 | Yes |  | 2023-05-04 |  | Non-lead
021820 | 413 BAHIA HONDA RD |  | Polytube | Yes |  | 2024-05-20 |  | PVC | 1975 | Yes |  | 2024-05-20 |  | Non-lead
021821 | 33 CORMORANT DR |  | Polytube | Yes |  | 2023-05-04 |  | PVC | 1972 | Yes |  | 2023-05-04 |  | Non-lead
021822 | 35 N BLACKWATER LN |  | Polytube | Yes |  | 2022-07-13 |  | PVC | 1985 | Yes |  | 2022-07-13 |  | Non-lead
021823 | 102 WESTMINSTER DR |  | Copper | Yes |  | 2022-07-19 |  | PVC | 1976 | Yes |  | 2022-07-19 |  | Non-lead
021824 | 874 ELLEN DR |  | Polytube | Yes |  | 2023-02-22 |  | PVC | 1972 | Yes |  | 2023-02-22 |  | Non-lead
021825 | 928 TROPICAL LN |  | Unknown, Non-Lead | Yes |  | 2022-02-04 |  | PVC | 2008 | Yes |  | 2022-02-04 |  | Non-lead
021826 | 102950 OVERSEAS HWY |  | Polytube | Yes |  | 2023-01-27 |  | PVC | 1972 | Yes |  | 2023-01-27 |  | Non-lead
021827 | 8 CINDY #A PL |  | Polytube | Yes |  | 2022-11-08 |  | PVC | 1973 | Yes |  | 2022-11-08 |  | Non-lead
021828 | 99675 OVERSEAS HWY |  | Copper | Yes |  | 2022-11-14 |  | PVC | 1972 | Yes |  | 2022-11-14 |  | Non-lead
021829 | 16 CENTER LANE |  | Polytube | Yes |  | 2022-08-08 |  | PVC | 1975 | Yes |  | 2022-08-08 |  | Non-lead
021830 | 923 TROPICAL LN |  | Polytube | Yes |  | 2023-05-04 |  | PVC | 1980 | Yes |  | 2023-05-04 |  | Non-lead
021831 | 913 TROPICAL LN |  | Polytube | Yes |  | 2023-05-04 |  | PVC | 1976 | Yes |  | 2023-05-04 |  | Non-lead
021832 | 311 BELMONT LANE |  | Unknown, Non-Lead | Yes |  | 2024-01-19 |  | PVC | 1996 | Yes |  | 2024-01-19 |  | Non-lead
021833 | 605 SANTA ANITA LN |  | Copper | Yes |  | 2023-05-04 |  | PVC | 1981 | Yes |  | 2023-05-04 |  | Non-Lead
021834 | 919 TROPICAL LN |  | Polytube | Yes |  | 2023-05-04 |  | PVC | 1972 | Yes |  | 2023-05-04 |  | Non-lead
021835 | 925 TROPICAL LN |  | Copper | Yes |  | 2023-05-04 |  | PVC | 1971 | Yes |  | 2023-05-04 |  | Non-lead
021836 | 15 BONEFISH AVE |  | Polytube | Yes |  | 2023-03-06 |  | PVC | 1972 | Yes |  | 2023-03-06 |  | Non-lead
021837 | 706 GARDEN STATE LN |  | Unknown, Non-Lead | No |  |  |  | Unknown, Non-Lead | 2011 | No |  |  |  | Non-lead
021838 | 704 GARDEN STATE LN |  | Polytube | Yes |  | 2023-05-04 |  | PVC | 1974 | Yes |  | 2023-05-04 |  | Non-lead
021839 | L7 B3 208 PIMLICO LN |  | Copper | Yes |  | 2023-05-04 |  | PVC | 1972 | Yes |  | 2023-05-04 |  | Non-lead
021840 | A16 12TH AVE |  | Polytube | Yes |  | 2023-03-30 |  | PVC | 1972 | Yes |  | 2023-03-30 |  | Non-lead
021841 | A7 12TH AVE |  | Polytube | Yes |  | 2023-03-08 |  | PVC | 1972 | Yes |  | 2023-03-08 |  | Non-lead
021842 | 27833 CORAL SHORES RD |  | Polytube | Yes |  | 2023-05-17 |  | PVC | 1994 | Yes |  | 2023-05-17 |  | Non-lead
021843 | 30889 MINORCA DR |  | Polytube | Yes |  | 2022-11-17 |  | PVC | 1979 | Yes |  | 2022-11-17 |  | Non-lead
021844 | DUPLEX 3928 NO NAME Rd |  | Polytube | Yes |  | 2023-01-11 |  | PVC | 1972 | Yes |  | 2023-01-11 |  | Non-lead
021846 | 31129 AVE G |  | Unknown, Non-Lead | Yes |  | 2022-06-21 |  | Unknown, Non-Lead | 1994 | Yes |  | 2022-06-21 |  | Non-lead
021848 | 31454 E AVE |  | Unknown, Non-Lead | No |  |  |  | Unknown, Non-Lead | 2001 | No |  |  |  | Non-lead
021849 | 31446 E AVE |  | Polytube | Yes |  | 2023-08-01 |  | PVC | 1974 | Yes |  | 2023-08-01 |  | Non-lead
021850 | 57 BOUNDARY LN |  | Polytube | Yes |  | 2024-01-09 |  | PVC | 1970 | Yes |  | 2024-01-09 |  | Non-lead
021851 | 31 FREEDOM LANE |  | Polytube | Yes |  | 2024-07-09 |  | PVC | 1980 | Yes |  | 2024-07-09 |  | Non-lead
021852 | 1115 LONG BEACH DR |  | Polytube | Yes |  | 2022-07-15 |  | PVC | 1972 | Yes |  | 2022-07-15 |  | Non-lead
021853 | 31240 AVE D |  | Polytube | Yes |  | 2022-11-30 |  | PVC | 1963 | Yes |  | 2022-11-30 |  | Non-lead
021855 | 31478 AVE E |  | Polytube | Yes |  | 2022-06-27 |  | PVC | 2015 | Yes |  | 2022-06-27 |  | Non-lead
021856 | 2131 CORAL WAY |  | Polytube | Yes |  | 2024-01-18 |  | PVC | 1973 | Yes |  | 2024-01-18 |  | Non-lead
021857 | 254 BLACKBEARD RD |  | Polytube | Yes |  | 2023-01-24 |  | PVC | 1972 | Yes |  | 2023-01-24 |  | Non-lead
021858 | 905 OVERSEAS HWY |  | Polytube | Yes |  | 2022-09-23 |  | PVC | 1972 | Yes |  | 2022-09-23 |  | Non-lead
021859 | 27353 DOMINICA LN |  | Polytube | Yes |  | 2023-05-04 |  | PVC | 1971 | Yes |  | 2023-05-04 |  | Non-lead
021860 | 164 SUN LN |  | Unknown, Non-Lead | Yes |  | 2019-11-04 |  | Unknown, Non-Lead | 2011 | Yes |  | 2019-11-04 |  | Non-lead
021861 | 1643 BAYVIEW DR |  | Polytube | Yes |  | 2022-10-18 |  | PVC | 1996 | Yes |  | 2022-10-18 |  | Non-lead
021862 | WATERFRONT MARK 201 WILLIAM ST |  | Unknown, Non-Lead | Yes |  | 2019-08-14 |  | Unknown, Non-Lead | 1998 | Yes |  | 2019-08-14 |  | Non-lead
021863 | 29795 HENRY LANE |  | Polytube | Yes |  | 2022-12-05 |  | PVC | 1973 | Yes |  | 2022-12-05 |  | Non-lead
021864 | 147 AZALEA ST |  | Polytube | Yes |  | 2023-02-21 |  | PVC | 1971 | Yes |  | 2023-02-21 |  | Non-lead
021865 | 91 FREEDOM LN |  | Polytube | Yes |  | 2022-11-14 |  | PVC | 1973 | Yes |  | 2022-11-14 |  | Non-lead
021866 | 138 SEA LANE |  | Polytube | Yes |  | 2022-10-19 |  | PVC | 1972 | Yes |  | 2022-10-19 |  | Non-lead
021867 | 31322 B & 3RD ST AVE |  | Polytube | Yes |  | 2022-12-01 |  | PVC | 1971 | Yes |  | 2022-12-01 |  | Non-lead
021868 | 183 STAR LN |  | Polytube | Yes |  | 2023-05-25 |  | PVC | 2014 | Yes |  | 2023-05-25 |  | Non-lead
021869 | 1755 BAYVIEW DR |  | Unknown, Non-Lead | Yes |  | 2019-03-25 |  | Unknown, Non-Lead | 1999 | Yes |  | 2019-03-25 |  | Non-lead
021870 | 1778 PINE CHANNEL DR |  | Polytube | Yes |  | 2023-03-02 |  | PVC | 1972 | Yes |  | 2023-03-02 |  | Non-lead
021871 | 31059 AVENUE G |  | Polytube | Yes |  | 2024-01-25 |  | PVC |  | Yes |  | 2024-01-25 |  | Non-lead
021872 | 1704 BAHAMA DR |  | Polytube | Yes |  | 2024-02-02 |  | PVC | 1972 | Yes |  | 2024-02-02 |  | Non-lead
021874 | 491 CROTON LN |  | Polytube | Yes |  | 2023-08-30 |  | PVC | 1972 | Yes |  | 2023-08-30 |  | Non-lead
021875 | 3720 PEARLMAN TER |  | Polytube | Yes |  | 2022-05-19 |  | Copper | 1973 | Yes |  | 2022-05-19 |  | Non-lead
021876 | 162 SUN LN |  | Polytube | Yes |  | 2023-03-02 |  | PVC | 2011 | Yes |  | 2023-03-02 |  | Non-lead
021877 | 1383 LONG BEACH DR |  | Polytube | Yes |  | 2022-12-28 |  | PVC |  | Yes |  | 2022-12-28 |  | Non-lead
021878 | 4 DOLPHIN RD |  | Polytube | Yes |  | 2022-08-17 |  | PVC | 1981 | Yes |  | 2022-08-17 |  | Non-lead
021879 | 31463 AVENUE A |  | Polytube | Yes |  | 2022-07-15 |  | PVC | 1972 | Yes |  | 2022-07-15 |  | Non-lead
021880 | 202 TRINIDAD RD |  | Polytube | Yes |  | 2022-07-20 |  | PVC | 1969 | Yes |  | 2022-07-20 |  | Non-lead
021881 | 110 WESTMINISTER DR |  | Copper | Yes |  | 2022-07-19 |  | PVC | 1969 | Yes |  | 2022-07-19 |  | Non-lead
021882 | 112 CORAL WAY |  | Copper | Yes |  | 2022-08-15 |  | PVC | 1972 | Yes |  | 2022-08-15 |  | Non-lead
021883 | 204 ATLANTIC BLVD |  | Polytube | Yes |  | 2022-06-24 |  | PVC | 1974 | Yes |  | 2022-06-24 |  | Non-lead
021884 | 103 LONG BEN DR |  | Polytube | Yes |  | 2023-01-31 |  | PVC | 1973 | Yes |  | 2023-01-31 |  | Non-lead
021885 | 206 PIMILICO LN |  | Polytube | Yes |  | 2023-08-08 |  | PVC | 1972 | Yes |  | 2023-08-08 |  | Non-lead
021886 | 305 SECOND TERR |  | Polytube | Yes |  | 2024-10-07 |  | PVC | 1972 | Yes |  | 2024-10-07 |  | Non-lead
021887 | 1218 CACTUS DR |  | Polytube | Yes |  | 2023-02-01 |  | PVC | 1972 | Yes |  | 2023-02-01 |  | Non-lead
021888 | 106 WESTMINISTER DR |  | Copper | Yes |  | 2022-07-19 |  | PVC | 1969 | Yes |  | 2022-07-19 |  | Non-lead
021889 | 15 OLD STATE L11 RD |  | Copper | Yes |  | 2022-08-15 |  | PVC | 1972 | Yes |  | 2022-08-15 |  | Non-lead
021890 | 188 ORANGE BLOSSOM L DR |  | Polytube | Yes |  | 2022-11-04 |  | PVC | 1982 | Yes |  | 2022-11-04 |  | Non-lead
021891 | 535 PLANTE ST |  | Polytube | Yes |  | 2023-07-14 |  | PVC | 1971 | Yes |  | 2023-07-14 |  | Non-lead
021892 | 958 SHAW DR |  | Polytube | Yes |  | 2023-02-27 |  | PVC | 1976 | Yes |  | 2023-02-27 |  | Non-lead
021893 | L118 258 CAMELOT DR |  | Unknown, Non-Lead | Yes |  | 2023-03-10 |  | PVC | 2006 | Yes |  | 2023-03-10 |  | Non-lead
021894 | 243 CAMELOT DR |  | Copper | Yes |  | 2022-07-12 |  | PVC | 1987 | Yes |  | 2022-07-12 |  | Non-lead
021895 | UNIT 7,8,9 98480 O/S HWY |  | Polytube | Yes |  | 2023-01-30 |  | PVC | 1972 | Yes |  | 2023-01-30 |  | Non-lead
021896 | UNIT 1 & 2 98480 O/S HWY |  | Polytube | Yes |  | 2024-03-25 |  | PVC | 1972 | Yes |  | 2024-03-25 |  | Non-lead
021897 | 8 GRASSY RD |  | Polytube | Yes |  | 2023-05-04 |  | PVC | 1968 | Yes |  | 2023-05-04 |  | Non-lead
021898 | UNIT 6 98480 OVERSEAS HWY |  | Polytube | Yes |  | 2023-01-30 |  | PVC | 1972 | Yes |  | 2023-01-30 |  | Non-lead
021899 | UNIT 4 98480 OVERSEAS HWY |  | Polytube | Yes |  | 2023-01-30 |  | PVC | 1972 | Yes |  | 2023-01-30 |  | Non-lead
021900 | UNIT 3 98480 OVERSEAS HWY |  | Polytube | Yes |  | 2023-01-30 |  | PVC | 1972 | Yes |  | 2023-01-30 |  | Non-lead
021901 | 1130 GULFSTREAM LN |  | Unknown, Non-Lead | Yes |  | 2017-05-02 |  | PVC | 1989 | Yes |  | 2017-05-02 |  | Non-lead
021902 | 1128 GULFSTREAM LN |  | Unknown, Non-Lead | No |  |  |  | Unknown, Non-Lead | 1989 | No |  |  |  | Non-lead
021903 | 10 GRASSY RD |  | Polytube | Yes |  | 2023-05-31 |  | PVC | 1970 | Yes |  | 2023-05-31 |  | Non-lead
021904 | 359 OLEANDER |  | Polytube | Yes |  | 2023-02-13 |  | PVC | 1983 | Yes |  | 2023-02-13 |  | Non-lead
021905 | 111 FAIRWICH CT |  | Copper | Yes |  | 2022-07-19 |  | PVC | 1972 | Yes |  | 2022-07-19 |  | Non-lead
021906 | 136 INDIAN AVE |  | Polytube | Yes |  | 2022-07-19 |  | PVC | 1973 | Yes |  | 2022-07-19 |  | Non-lead
021907 | 45 AVENUE B |  | Polytube | Yes |  | 2023-02-01 |  | PVC | 1972 | Yes |  | 2023-02-01 |  | Non-lead
021908 | 227 CAMELOT |  | Polytube | Yes |  | 2022-07-12 |  | PVC | 1983 | Yes |  | 2022-07-12 |  | Non-lead
021909 | 41 JOLLY ROGER DR |  | Polytube | Yes |  | 2023-01-31 |  | PVC | 1972 | Yes |  | 2023-01-31 |  | Non-lead
021910 | 116 FAIRWICH CT |  | Unknown, Non-Lead | Yes |  | 2021-03-25 |  | Unknown, Non-Lead | 2016 | Yes |  | 2021-03-25 |  | Non-lead
021911 | 14 GAYTON PL |  | Copper | Yes |  | 2023-10-12 |  | PVC | 1971 | Yes |  | 2023-10-12 |  | Non-lead
021912 | 8 E SECOND ST |  | Polytube | Yes |  | 2024-08-14 |  | PVC | 1972 | Yes |  | 2024-08-14 |  | Non-lead
021913 | 762 LARGO RD |  | Unknown, Non-Lead | Yes |  | 2020-04-09 |  | Unknown, Non-Lead | 1993 | Yes |  | 2020-04-09 |  | Non-lead
021914 | 204 ORANGE BLOSSOM L DR |  | Polytube | Yes |  | 2022-05-17 |  | PVC | 1973 | Yes |  | 2022-05-17 |  | Non-lead
021915 | 914 LAPALOMA RD |  | Polytube | Yes |  | 2023-01-26 |  | PVC | 1972 | Yes |  | 2023-01-26 |  | Non-lead
021916 | 18 FLAMINGO RD |  | Polytube | Yes |  | 2023-05-04 |  | PVC | 1984 | Yes |  | 2023-05-04 |  | Non-lead
021917 | 13 FLAMINGO RD |  | Unknown, Non-Lead | Yes |  | 2022-08-26 |  | Unknown, Non-Lead | 2003 | Yes |  | 2022-08-26 |  | Non-lead
021918 | 438 LARGO AVE |  | Polytube | Yes |  | 2022-10-31 |  | PVC | 1958 | Yes |  | 2022-10-31 |  | Non-lead
021920 | 711 GARDEN STATE LN |  | Polytube | Yes |  | 2023-05-04 |  | PVC | 1987 | Yes |  | 2023-05-04 |  | Non-lead
021921 | 19 OCEAN DRIVE |  | Polytube | Yes |  | 2022-10-22 |  | PVC | 1972 | Yes |  | 2022-10-22 |  | Non-lead
021923 | 59 2ND CT |  | Polytube | Yes |  | 2022-12-19 |  | PVC | 1970 | Yes |  | 2022-12-19 |  | Non-lead
021924 | 920 LA PALOMA RD |  | Polytube | Yes |  | 2023-01-31 |  | PVC | 1972 | Yes |  | 2023-01-31 |  | Non-lead
021925 | 6 SEXTON COVE RD |  | Polytube | Yes |  | 2023-05-04 |  | PVC | 1972 | Yes |  | 2023-05-04 |  | Non-lead
021926 | 905 TROPICAL LN |  | Polytube | Yes |  | 2022-06-08 |  | PVC | 2018 | Yes |  | 2022-06-08 |  | Non-lead
021927 | 724 GARDEN STATE LN |  | Unknown, Non-Lead | No |  |  |  | PVC | 1991 | No |  |  |  | Non-lead
021928 | 716 GARDEN STATE LN |  | Unknown, Non-Lead | No |  |  |  | Unknown, Non-Lead | 2016 | No |  |  |  | Non-lead
021929 | 933 TROPICAL LN |  | Polytube | Yes |  | 2023-05-04 |  | PVC | 1977 | Yes |  | 2023-05-04 |  | Non-lead
021930 | 14 FLAMINGO RD |  | Polytube | Yes |  | 2024-04-09 |  | PVC | 1970 | Yes |  | 2024-04-09 |  | Non-lead
021931 | 5 FLAMINGO RD |  | Polytube | Yes |  | 2023-05-04 |  | PVC | 1976 | Yes |  | 2023-05-04 |  | Non-lead
021932 | 1124 GULFSTREAM LN |  | Polytube | Yes |  | 2022-08-16 |  | PVC | 1972 | Yes |  | 2022-08-16 |  | Non-lead
021933 | 192 FIRST CT |  | Polytube | Yes |  | 2023-02-01 |  | PVC | 1962 | Yes |  | 2023-02-01 |  | Non-lead
021934 | 10 SEXTON COVE RD |  | Polytube | Yes |  | 2023-05-04 |  | PVC | 1977 | Yes |  | 2023-05-04 |  | Non-lead
021935 | 302 BELMONT LN |  | Polytube | Yes |  | 2023-07-17 |  | PVC | 2013 | Yes |  | 2023-07-17 |  | Non-lead
021936 | 3 SEXTON WAY |  | Unknown, Non-Lead | Yes |  | 2023-09-25 |  | Unknown, Non-Lead | 2012 | Yes |  | 2023-09-25 |  | Non-lead
021937 | 909 NARRAGANSETT LN |  | Unknown, Non-Lead | No |  |  |  | Unknown, Non-Lead | 1990 | No |  |  |  | Non-lead
021938 | 11 BUNTING DR |  | Polytube | Yes |  | 2023-08-22 |  | PVC | 1972 | Yes |  | 2023-08-22 |  | Non-lead
021939 | 88 CORAL WAY |  | Unknown, Non-Lead | Yes |  | 2019-04-10 |  | PVC | 2020 | Yes |  | 2019-04-10 |  | Non-lead
021941 | 2 BOCA CHICA RD |  | Polytube | Yes |  | 2022-09-26 |  | PVC | 1972 | Yes |  | 2022-09-26 |  | Non-lead
021942 | #1 224 DUVAL ST |  | Polytube | Yes |  | 2022-11-30 |  | PVC | 1928 | Yes |  | 2022-11-30 |  | Non-lead
021943 | #2 224 DUVAL ST |  | Unknown, Non-Lead | Yes |  | 2023-05-04 |  | No Piping | 1954 | Yes |  | 2023-05-04 |  | Non-lead
021944 | UP #4 224 DUVAL ST |  | Unknown, Non-Lead | Yes |  | 2023-05-04 |  | No Piping | 1954 | Yes |  | 2023-05-04 |  | Non-lead
021945 | UP #3 224 DUVAL ST |  | Unknown, Non-Lead | Yes |  | 2023-05-04 |  | No Piping | 1954 | Yes |  | 2023-05-04 |  | Non-lead
021946 | 31480 AVENUE B |  | Polytube | Yes |  | 2023-11-28 |  | PVC | 1972 | Yes |  | 2023-11-28 |  | Non-lead
021947 | 38 BAY DR |  | Polytube | Yes |  | 2023-08-30 |  | Copper | 1972 | Yes |  | 2023-08-30 |  | Non-lead
021948 | C1 9TH AVE |  | Polytube | Yes |  | 2023-03-08 |  | PVC | 1975 | Yes |  | 2023-03-08 |  | Non-lead
021949 | 10822 4TH GULF AVE |  | Polytube | Yes |  | 2022-12-09 |  | PVC | 1972 | Yes |  | 2022-12-09 |  | Non-lead
021950 | 850 91ST OCEAN CT |  | Unknown, Non-Lead | Yes |  | 2023-09-22 |  | Polytube | 2008 | Yes |  | 2023-09-22 |  | Non-lead
021951 | 11200 3RD AVENUE GULF |  | Polytube | Yes |  | 2022-08-30 |  | PVC | 1972 | Yes |  | 2022-08-30 |  | Non-lead
021952 | 11299 5TH GULF AVE |  | Polytube | Yes |  | 2024-07-12 |  | PVC | 1972 | Yes |  | 2024-07-12 |  | Non-lead
021954 | 5353 DOGWOOD DELL |  | Polytube | Yes |  | 2023-02-15 |  | PVC | 1972 | Yes |  | 2023-02-15 |  | Non-lead
021955 | 710 10TH ST |  | Polytube | Yes |  | 2023-05-05 |  | PVC | 1972 | Yes |  | 2023-05-05 |  | Non-lead
021956 | 700 10TH ST |  | Polytube | Yes |  | 2022-10-22 |  | PVC | 1972 | Yes |  | 2022-10-22 |  | Non-lead
021957 | 563 49TH OCEAN ST |  | Polytube | Yes |  | 2023-02-13 |  | PVC | 1971 | Yes |  | 2023-02-13 |  | Non-lead
021958 | 561 49TH OCEAN ST |  | Polytube | Yes |  | 2023-02-13 |  | PVC | 1971 | Yes |  | 2023-02-13 |  | Non-lead
021959 | 559 49TH OCEAN ST |  | Polytube | Yes |  | 2024-04-04 |  | PVC | 1974 | Yes |  | 2024-04-04 |  | Non-lead
021960 | 557 49TH OCEAN ST |  | Polytube | Yes |  | 2023-02-13 |  | PVC | 1974 | Yes |  | 2023-02-13 |  | Non-lead
021961 | 20TH STREET- BOOT KEY |  | Polytube | Yes |  | 2023-01-03 |  | Polytube |  | Yes |  | 2023-01-03 |  | Non-Lead
021962 | 451 11TH ST |  | Copper | Yes |  | 2022-10-22 |  | PVC | 1977 | Yes |  | 2022-10-22 |  | Non-lead
021963 | 951 15TH ST OCEAN |  | Polytube | Yes |  | 2022-12-09 |  | PVC | 1978 | Yes |  | 2022-12-09 |  | Non-lead
021964 | 290 N ANGLERS CLUB DR |  | Polytube | Yes |  | 2024-09-16 |  | PVC | 1987 | Yes |  | 2024-09-16 |  | Non-lead
021965 | 200 E 63RD OCEAN ST |  | Polytube | Yes |  | 2024-09-27 |  | PVC | 1972 | Yes |  | 2024-09-27 |  | Non-lead
021966 | 250 E 63RD OCEAN ST |  | Polytube | Yes |  | 2023-05-12 |  | PVC | 1972 | Yes |  | 2023-05-12 |  | Non-lead
021967 | 600 E 63RD OCEAN (DOWN ST |  | Polytube | Yes |  | 2024-04-19 |  | PVC | 1972 | Yes |  | 2024-04-19 |  | Non-lead
021968 | OCEAN 600 E 63RD ST |  | Polytube | Yes |  | 2023-03-15 |  | PVC | 1972 | Yes |  | 2023-03-15 |  | Non-lead
021969 | OCEAN 750 25TH ST |  | Polytube | Yes |  | 2022-09-08 |  | PVC | 1986 | Yes |  | 2022-09-08 |  | Non-lead
021970 | APT 2 1119 GEORGIA ST |  | Polytube | Yes |  | 2023-05-04 |  | PVC | 1942 | Yes |  | 2023-05-04 |  | Non-lead
021971 | COTTAGE REAR 1119 GEORGIA ST |  | Polytube | Yes |  | 2023-05-04 |  | PVC | 1919 | Yes |  | 2023-05-04 |  | Non-lead
021972 | 47 BOUNDARY LN |  | Polytube | Yes |  | 2022-09-23 |  | PVC | 1972 | Yes |  | 2022-09-23 |  | Non-lead
021973 | 549 CROTON LANE |  | Polytube | Yes |  | 2022-11-14 |  | PVC | 1980 | Yes |  | 2022-11-14 |  | Non-lead
021974 | 435 S POINT DR |  | Polytube | Yes |  | 2022-08-26 |  | Copper | 1972 | Yes |  | 2022-08-26 |  | Non-lead
021975 | 19 AZALEA DR |  | Polytube | Yes |  | 2022-05-05 |  | Polytube | 1976 | Yes |  | 2022-05-05 |  | Non-lead
021976 | 31136 ATLANTIS DR |  | Unknown, Non-Lead | Yes |  | 2018-12-06 |  | PVC | 1990 | Yes |  | 2018-12-06 |  | Non-lead
021977 | 167 CEDAR LN |  | Polytube | Yes |  | 2022-05-20 |  | PVC | 1973 | Yes |  | 2022-05-20 |  | Non-lead
021978 | 129 SEA LANE |  | Polytube | Yes |  | 2023-01-04 |  | Polytube | 1990 | Yes |  | 2023-01-04 |  | Non-lead
021979 | 17012 MARLIN DR/KEYSTO RD |  | Polytube | Yes |  | 2022-05-20 |  | PVC | 1972 | Yes |  | 2022-05-20 |  | Non-lead
021980 | 26 ASTER TER |  | Polytube | Yes |  | 2023-05-04 |  | PVC | 1972 | Yes |  | 2023-05-04 |  | Non-lead
021981 | 179 STAR LANE |  | Unknown | Yes |  | 2024-05-20 |  | Unknown | 1975 | Yes |  | 2024-05-20 |  | Lead Status Unknown
021982 | 13 BOCA CHICA RD |  | Polytube | Yes |  | 2022-09-26 |  | PVC | 1972 | Yes |  | 2022-09-26 |  | Non-lead
021983 | 69 BOUNDARY LN |  | Polytube | Yes |  | 2024-03-14 |  | PVC | 1970 | Yes |  | 2024-03-14 |  | Non-lead
021985 | 30349 EAGLE LANE |  | Polytube | Yes |  | 2022-09-23 |  | PVC | 1972 | Yes |  | 2022-09-23 |  | Non-lead
021986 | 111 STAR LN |  | Polytube | Yes |  | 2023-06-26 |  | PVC | 1971 | Yes |  | 2023-06-26 |  | Non-lead
021987 | APT A 4 CACTUS DR |  | Polytube | Yes |  | 2023-07-19 |  | PVC | 1972 | Yes |  | 2023-07-19 |  | Non-lead
021988 | APT B 4 CACTUS DR |  | Polytube | Yes |  | 2023-07-19 |  | PVC | 1972 | Yes |  | 2023-07-19 |  | Non-lead
021990 | 59275 OVERSEAS HWY |  | PVC | Yes |  | 2024-07-03 |  | PVC | 1973 | Yes |  | 2024-07-03 |  | Non-lead
021991 | A18 12TH AVE |  | Polytube | Yes |  | 2023-03-08 |  | PVC | 1972 | Yes |  | 2023-03-08 |  | Non-lead
021992 | A17 12TH AVE |  | Polytube | Yes |  | 2023-03-31 |  | PVC | 1972 | Yes |  | 2023-03-31 |  | Non-lead
021993 | 15A 12TH AVE |  | Polytube | Yes |  | 2023-03-08 |  | PVC | 1972 | Yes |  | 2023-03-08 |  | Non-lead
021994 | 134 SANDS RD |  | Polytube | Yes |  | 2022-11-08 |  | PVC | 1969 | Yes |  | 2022-11-08 |  | Non-lead
021995 | 14 AZALEA DR |  | Polytube | Yes |  | 2023-08-01 |  | PVC | 1972 | Yes |  | 2023-08-01 |  | Non-lead
021996 | 420 S POINT DR |  | Polytube | Yes |  | 2022-05-20 |  | PVC | 1980 | Yes |  | 2022-05-20 |  | Non-lead
021997 | 50 E CAHILL CT |  | Polytube | Yes |  | 2022-12-12 |  | PVC | 1987 | Yes |  | 2022-12-12 |  | Non-lead
021998 | 31343 D AVE |  | Polytube | Yes |  | 2024-06-28 |  | PVC | 1958 | Yes |  | 2024-06-28 |  | Non-lead
021999 | 217 ANNE REAR ST |  | Polytube | No |  |  |  | Unknown | 1942 | No |  |  |  | Lead Status Unknown
022000 | 146 SANDS RD |  | Polytube | Yes |  | 2022-11-14 |  | PVC | 1967 | Yes |  | 2022-11-14 |  | Non-lead
022002 | 1414 VON PHISTER ST |  | Polytube | Yes |  | 2022-11-04 |  | PVC | 1973 | Yes |  | 2022-11-04 |  | Non-lead
022003 | 134 WESTMIMSTER DR |  | Copper | Yes |  | 2022-07-12 |  | Copper | 1976 | Yes |  | 2022-07-12 |  | Non-lead
022004 | 59 TARPON AVE |  | Polytube | Yes |  | 2024-01-11 |  | PVC | 1972 | Yes |  | 2024-01-11 |  | Non-lead
022005 | 152 POINTVIEW ROAD L |  | Polytube | Yes |  | 2022-05-10 |  | PVC | 1972 | Yes |  | 2022-05-10 |  | Non-lead
022006 | 1120 CALDER & GULFSTR |  | Unknown, Non-Lead | Yes |  | 2023-09-12 |  | Unknown, Non-Lead | 2004 | Yes |  | 2023-09-12 |  | Non-lead
022007 | 124 GUILFORD CT |  | Unknown, Non-Lead | Yes |  | 2018-12-17 |  | Unknown, Non-Lead | 2016 | Yes |  | 2018-12-17 |  | Non-lead
022008 | 18 PELICAN RD |  | Polytube | Yes |  | 2023-05-04 |  | PVC | 1983 | Yes |  | 2023-05-04 |  | Non-lead
022009 | 1319 CALDER RD |  | Copper | Yes |  | 2023-06-30 |  | PVC | 1974 | Yes |  | 2023-06-30 |  | Non-lead
022010 | 415 N BOWIE LANE |  | Polytube | Yes |  | 2023-05-04 |  | PVC | 1972 | Yes |  | 2023-05-04 |  | Non-lead
022011 | 712 GARDEN STATE LN |  | Copper | Yes |  | 2023-05-04 |  | PVC | 1971 | Yes |  | 2023-05-04 |  | Non-lead
022012 | 61 HIBISCUS LN |  | Polytube | Yes |  | 2023-07-07 |  | PVC | 1958 | Yes |  | 2023-07-07 |  | Non-lead
022013 | 16 SWALLOW RD |  | Polytube | Yes |  | 2023-05-04 |  | PVC | 1972 | Yes |  | 2023-05-04 |  | Non-lead
022014 | 8 SEXTON COVE RD |  | Polytube | Yes |  | 2023-05-04 |  | PVC | 1972 | Yes |  | 2023-05-04 |  | Non-lead
022015 | 39 BONEFISH AVE |  | Polytube | Yes |  | 2022-10-27 |  | PVC | 1972 | Yes |  | 2022-10-27 |  | Non-lead
022016 | 220 TAYLOR DR |  | Unknown, Non-Lead | Yes |  | 2021-02-24 |  | Unknown, Non-Lead | 1997 | Yes |  | 2021-02-24 |  | Non-lead
022017 | 159 LONG KEY RD |  | Polytube | Yes |  | 2022-08-08 |  | PVC | 1973 | Yes |  | 2022-08-08 |  | Non-lead
022018 | 929 TROPICAL LANE |  | Polytube | Yes |  | 2023-05-04 |  | PVC | 1968 | Yes |  | 2023-05-04 |  | Non-lead
022019 | 11 EAGLE DR |  | Unknown, Non-Lead | No |  |  |  | Unknown, Non-Lead | 1993 | No |  |  |  | Non-lead
022020 | 9 EAGLE DR |  | Polytube | Yes |  | 2023-05-04 |  | PVC | 1973 | Yes |  | 2023-05-04 |  | Non-lead
022021 | 6 SWALLOW RD |  | Polytube | Yes |  | 2023-05-04 |  | PVC | 1965 | Yes |  | 2023-05-04 |  | Non-lead
022022 | 4 SWALLOW DR |  | Polytube | Yes |  | 2023-05-04 |  | PVC | 1974 | Yes |  | 2023-05-04 |  | Non-lead
022023 | 367 OLEANDER DR |  | Polytube | Yes |  | 2023-05-23 |  | PVC | 1981 | Yes |  | 2023-05-23 |  | Non-lead
022024 | 79 LAKESHORE DR |  | Polytube | Yes |  | 2023-01-25 |  | PVC | 1979 | Yes |  | 2023-01-25 |  | Non-lead
022025 | 25 PIGEON DR |  | Polytube | Yes |  | 2023-05-04 |  | PVC | 1973 | Yes |  | 2023-05-04 |  | Non-lead
022026 | 373 VACA RD |  | Polytube | Yes |  | 2022-07-25 |  | PVC | 1987 | Yes |  | 2022-07-25 |  | Non-lead
022027 | 104 ATLANTIC DR |  | Polytube | Yes |  | 2022-06-24 |  | PVC | 1973 | Yes |  | 2022-06-24 |  | Non-lead
022029 | 220 PIMLICO LN |  | Polytube | Yes |  | 2023-05-04 |  | PVC | 1974 | Yes |  | 2023-05-04 |  | Non-lead
022030 | 408 BOWIE LANE |  | Copper | Yes |  | 2023-05-04 |  | PVC | 1971 | Yes |  | 2023-05-04 |  | Non-lead
022031 | 5 SEXTON WAY |  | Polytube | Yes |  | 2022-09-08 |  | PVC | 1979 | Yes |  | 2022-09-08 |  | Non-lead
022032 | EAST HOUSE 99570 OVERSEAS Hwy |  | Polytube | Yes |  | 2023-12-27 |  | Copper | 2018 | Yes |  | 2023-12-27 |  | Non-lead
022033 | 610 SANTA ANITA LN |  | Copper | Yes |  | 2025-07-02 |  | Copper | 1972 | Yes |  | 2025-07-02 |  | Non-lead
022034 | 718 GARDEN STATE LN |  | Polytube | Yes |  | 2023-11-30 |  | PVC | 1987 | Yes |  | 2023-11-30 |  | Non-lead
022035 | 9 SNIPE RD |  | Polytube | Yes |  | 2023-08-22 |  | PVC | 1977 | Yes |  | 2023-08-22 |  | Non-lead
022036 | 203 PIMLICO LN |  | Copper | Yes |  | 2023-05-04 |  | PVC | 1970 | Yes |  | 2023-05-04 |  | Non-lead
022037 | 224 ST CROIX PL |  | Polytube | Yes |  | 2022-11-10 |  | PVC | 1972 | Yes |  | 2022-11-10 |  | Non-lead
022038 | 112 ELLINGTON CT |  | Copper | Yes |  | 2022-07-19 |  | PVC | 1976 | Yes |  | 2022-07-19 |  | Non-lead
022039 | 20 GRASSY RD |  | Polytube | Yes |  | 2023-05-04 |  | PVC | 1987 | Yes |  | 2023-05-04 |  | Non-lead
022040 | 8 FLAMINGO RD |  | Polytube | Yes |  | 2023-05-04 |  | PVC | 1972 | Yes |  | 2023-05-04 |  | Non-lead
022041 | 206 CAMELOT DR |  | Unknown, Non-Lead | No |  |  |  | Unknown, Non-Lead | 1989 | No |  |  |  | Non-lead
022042 | 91 HENRY MORGAN DR |  | Polytube | Yes |  | 2023-02-01 |  | PVC | 1972 | Yes |  | 2023-02-01 |  | Non-lead
022043 | 20 SEXTON COVE RD |  | Polytube | Yes |  | 2023-05-04 |  | PVC | 1972 | Yes |  | 2023-05-04 |  | Non-lead
022044 | 71 AVENUE B |  | Polytube | Yes |  | 2023-05-09 |  | PVC | 1959 | Yes |  | 2023-05-09 |  | Non-lead
022045 | 12 BONEFISH AVE |  | Polytube | Yes |  | 2022-10-31 |  | PVC | 1972 | Yes |  | 2022-10-31 |  | Non-lead
022046 | 21 MOCKINGBIRD RD |  | Polytube | Yes |  | 2023-04-05 |  | PVC | 1960 | Yes |  | 2023-04-05 |  | Non-lead
022047 | 6 GRASSY RD |  | Unknown, Non-Lead | Yes |  | 2018-11-09 |  | PVC | 2007 | Yes |  | 2018-11-09 |  | Non-lead
022049 | 120 MARINA AVE |  | Polytube | Yes |  | 2022-11-29 |  | PVC | 1972 | Yes |  | 2022-11-29 |  | Non-lead
022050 | 301 BELMONT LN |  | Unknown, Non-Lead | Yes |  | 2019-12-04 |  | Unknown, Non-Lead | 2020 | Yes |  | 2019-12-04 |  | Non-lead
022051 | 309 BELMONT LANE |  | Unknown, Non-Lead | Yes |  | 2022-03-31 |  | PVC | 1996 | Yes |  | 2022-03-31 |  | Non-lead
022052 | 121 JOLLY ROGER DR |  | Polytube | Yes |  | 2023-01-31 |  | PVC | 1973 | Yes |  | 2023-01-31 |  | Non-lead
022054 | 705 GARDEN STATE LN |  | Polytube | Yes |  | 2023-05-04 |  | Copper | 1972 | Yes |  | 2023-05-04 |  | Non-lead
022055 | 317 BELMONT LANE |  | Copper | Yes |  | 2023-05-04 |  | PVC | 1972 | Yes |  | 2023-05-04 |  | Non-lead
022056 | 4 PIGEON DR |  | Unknown, Non-Lead | Yes |  | 2020-01-06 |  | PVC | 2007 | Yes |  | 2020-01-06 |  | Non-lead
022057 | 6 PIGEON DR |  | Unknown, Non-Lead | Yes |  | 2021-05-07 |  | Unknown, Non-Lead | 2007 | Yes |  | 2021-05-07 |  | Non-lead
022058 | 1103 CALDER RD |  | Polytube | Yes |  | 2023-06-08 |  | PVC | 1973 | Yes |  | 2023-06-08 |  | Non-lead
022059 | 602 ROSE PL |  | Polytube | Yes |  | 2023-02-08 |  | PVC | 1971 | Yes |  | 2023-02-08 |  | Non-lead
022060 | 159 WESTMINISTER DR |  | Copper | Yes |  | 2022-07-12 |  | PVC | 1979 | Yes |  | 2022-07-12 |  | Non-lead
022061 | 826 NARRAGANSETT LN |  | Polytube | Yes |  | 2023-05-04 |  | PVC | 1980 | Yes |  | 2023-05-04 |  | Non-lead
022062 | 4 GRASSY RD |  | Polytube | Yes |  | 2023-05-04 |  | PVC | 1972 | Yes |  | 2023-05-04 |  | Non-lead
022063 | 17 SWALLOW RD |  | Polytube | Yes |  | 2023-05-04 |  | PVC | 1972 | Yes |  | 2023-05-04 |  | Non-lead
022064 | 1427 OCEAN DR |  | Polytube | Yes |  | 2022-08-04 |  | PVC | 1972 | Yes |  | 2022-08-04 |  | Non-lead
022065 | 1031 GRAND ST |  | Unknown, Non-Lead | Yes |  | 2024-03-11 |  | Unknown, Non-Lead | 2020 | Yes |  | 2024-03-11 |  | Non-lead
022066 | 31516 AVENUE G |  | Unknown, Non-Lead | Yes |  | 2018-11-19 |  | Unknown, Non-Lead | 2018 | Yes |  | 2018-11-19 |  | Non-lead
022067 | 5505 5TH AVE |  | Polytube | Yes |  | 2024-06-03 |  | PVC | 1978 | Yes |  | 2024-06-03 |  | Non-lead
022068 | 1947 NARCISSUS AVE |  | Polytube | Yes |  | 2022-12-15 |  | PVC | 1972 | Yes |  | 2022-12-15 |  | Non-lead
022069 | 1758 PINE CHANNEL DR |  | Polytube | Yes |  | 2024-09-12 |  | PVC | 1972 | Yes |  | 2024-09-12 |  | Non-lead
022070 | APT 1 703 FLORIDA ST |  | Polytube | Yes |  | 2022-08-31 |  | PVC | 1938 | Yes |  | 2022-08-31 |  | Non-lead
022071 | APT 2 703 FLORIDA ST |  | Polytube | Yes |  | 2022-08-31 |  | PVC | 1938 | Yes |  | 2022-08-31 |  | Non-lead
022072 | 17035 KINGFISH LN |  | Polytube | Yes |  | 2024-03-28 |  | PVC | 1972 | Yes |  | 2024-03-28 |  | Non-lead
022073 | 146 CUNNINGHAM |  | Polytube | Yes |  | 2022-11-09 |  | PVC | 1971 | Yes |  | 2022-11-09 |  | Non-lead
022074 | 99 SIRIUS LANE |  | Unknown, Non-Lead | No |  |  |  | Unknown, Non-Lead | 1990 | No |  |  |  | Non-lead
022075 | 2406 STAPLES AVE |  | Polytube | Yes |  | 2022-08-15 |  | PVC | 1953 | Yes |  | 2022-08-15 |  | Non-lead
022076 | 177 STAR LN |  | Polytube | Yes |  | 2023-01-04 |  | PVC | 2019 | Yes |  | 2023-01-04 |  | Non-lead
022077 | 702 FLORIDA ST |  | Polytube | Yes |  | 2022-08-31 |  | PVC | 1972 | Yes |  | 2022-08-31 |  | Non-lead
022078 | 40 KEY HAVEN RD |  | Polytube | Yes |  | 2022-05-10 |  | Copper | 1972 | Yes |  | 2022-05-10 |  | Non-lead
022079 | 651 10TH ST |  | Polytube | Yes |  | 2022-10-22 |  | PVC | 1983 | Yes |  | 2022-10-22 |  | Non-lead
022080 | 641 10TH ST |  | Polytube | Yes |  | 2023-10-24 |  | PVC | 1983 | Yes |  | 2023-10-24 |  | Non-lead
022081 | 10877 6TH GULF AVE |  | Polytube | Yes |  | 2022-11-21 |  | PVC | 1972 | Yes |  | 2022-11-21 |  | Non-lead
022082 | GULF 10875 6TH AVE |  | Polytube | Yes |  | 2022-11-21 |  | PVC | 1972 | Yes |  | 2022-11-21 |  | Non-lead
022083 | 8000 PORPOISE DR |  | Polytube | Yes |  | 2023-01-27 |  | PVC | 1972 | Yes |  | 2023-01-27 |  | Non-lead
022084 | 904 25TH OCEAN ST |  | Polytube | Yes |  | 2024-08-16 |  | PVC | 1970 | Yes |  | 2024-08-16 |  | Non-lead
022085 | 1791 GROUPER DR |  | Polytube | Yes |  | 2023-02-01 |  | PVC | 1972 | Yes |  | 2023-02-01 |  | Non-lead
022086 | 409 26TH OCEAN ST |  | Polytube | Yes |  | 2023-11-13 |  | PVC | 1975 | Yes |  | 2023-11-13 |  | Non-lead
022087 | 427 26TH OCEAN ST |  | Polytube | Yes |  | 2024-08-16 |  | PVC | 1975 | Yes |  | 2024-08-16 |  | Non-lead
022088 | LS 59600 OVERSEAS HWY |  | Polytube | Yes |  | 2024-02-06 |  | PVC | 1960 | Yes |  | 2024-02-06 |  | Non-lead
022092 | 294 95TH OCEAN ST |  | Polytube | Yes |  | 2023-01-18 |  | PVC | 1972 | Yes |  | 2023-01-18 |  | Non-lead
022093 | UNIT A 99 SOMBRERO BLVD |  | Polytube | Yes |  | 2024-08-13 |  | PVC | 1980 | Yes |  | 2024-08-13 |  | Non-lead
022094 | 785 100TH OCEAN ST |  | Polytube | Yes |  | 2022-11-29 |  | PVC | 1972 | Yes |  | 2022-11-29 |  | Non-lead
022095 | GULF 10730 7TH AVE |  | Polytube | Yes |  | 2022-11-18 |  | PVC | 1972 | Yes |  | 2022-11-18 |  | Non-lead
022096 | 10732 7TH GULF AVE |  | Polytube | Yes |  | 2022-11-22 |  | PVC | 1972 | Yes |  | 2022-11-22 |  | Non-lead
022097 | 666 112TH OCEAN ST |  | Polytube | Yes |  | 2022-11-22 |  | PVC | 1968 | Yes |  | 2022-11-22 |  | Non-lead
022098 | 99 CORAL LANE |  | Unknown, Non-Lead | Yes |  | 2017-12-08 |  | Unknown, Non-Lead | 1988 | Yes |  | 2017-12-08 |  | Non-lead
022099 | 97 CORAL LN |  | PVC | Yes |  | 2022-10-22 |  | PVC | 1975 | Yes |  | 2022-10-22 |  | Non-lead
022100 | 8083 BONITO DR |  | Polytube | Yes |  | 2023-03-29 |  | PVC | 1972 | Yes |  | 2023-03-29 |  | Non-lead
022103 | 1285 28TH OCEAN ST |  | Polytube | Yes |  | 2024-09-16 |  | PVC | 1972 | Yes |  | 2024-09-16 |  | Non-lead
022104 | 2520 FOGARTY AVE |  | Unknown, Non-Lead | No |  |  |  | Unknown, Non-Lead | 1989 | No |  |  |  | Non-lead
022106 | 175 FREEDOM LANE |  | Polytube | Yes |  | 2023-01-04 |  | PVC | 1971 | Yes |  | 2023-01-04 |  | Non-lead
022107 | A1 12TH AVE |  | Polytube | Yes |  | 2023-03-08 |  | PVC | 1972 | Yes |  | 2023-03-08 |  | Non-lead
022108 | E32 12TH AVE |  | Polytube | Yes |  | 2023-03-08 |  | PVC | 1972 | Yes |  | 2023-03-08 |  | Non-lead
022109 | 701-709 SHRIMP RD |  | Unknown, Non-Lead | No |  |  |  | No Piping | Vacant | No |  |  |  | Non-lead
022110 | 278 SCORPIO LN |  | Unknown, Non-Lead | Yes |  | 2018-10-12 |  | Unknown, Non-Lead | 2005 | Yes |  | 2018-10-12 |  | Non-lead
022111 | 3663 TROPIC ST |  | Polytube | Yes |  | 2023-01-11 |  | PVC | 1969 | Yes |  | 2023-01-11 |  | Non-lead
022112 | 24 PALM DR |  | Unknown, Non-Lead | Yes |  | 2021-02-25 |  | Unknown, Non-Lead | 2014 | Yes |  | 2021-02-25 |  | Non-lead
022113 | 11 COCONUT DR |  | Polytube | Yes |  | 2023-01-24 |  | PVC | 1973 | Yes |  | 2023-01-24 |  | Non-lead
022114 | 362 E SEAVIEW DR |  | Polytube | Yes |  | 2022-10-22 |  | PVC | 1982 | Yes |  | 2022-10-22 |  | Non-lead
022115 | 111 OJIBWAY AVE |  | Copper | Yes |  | 2022-06-03 |  | PVC | 1972 | Yes |  | 2022-06-03 |  | Non-lead
022116 | 217 TOLLGATE BLVD |  | Copper | Yes |  | 2022-06-29 |  | PVC | 1978 | Yes |  | 2022-06-29 |  | Non-lead
022117 | 116 CAPTAINS CT |  | Polytube | Yes |  | 2022-06-15 |  | PVC | 1972 | Yes |  | 2022-06-15 |  | Non-lead
022118 | 32 N CONCH AVE |  | Polytube | Yes |  | 2022-10-22 |  | PVC | 1973 | Yes |  | 2022-10-22 |  | Non-lead
022119 | PIRATES LAIR 82258-D OVERSEAS HWY |  | Unknown, Non-Lead | No |  |  |  | Unknown, Non-Lead | 1995 | No |  |  |  | Non-lead
022120 | 143 HARBOR DR |  | Polytube | Yes |  | 2022-06-14 |  | PVC | 1958 | Yes |  | 2022-06-14 |  | Non-lead
022121 | 106 SAPODILLA DR |  | Polytube | Yes |  | 2022-07-05 |  | PVC | 1973 | Yes |  | 2022-07-05 |  | Non-lead
022122 | 122 VALENCIA DR |  | Polytube | Yes |  | 2022-06-15 |  | Polytube | 1972 | Yes |  | 2022-06-15 |  | Non-lead
022123 | 125 SEVERINO DR |  | Polytube | Yes |  | 2022-06-10 |  | PVC | 1972 | Yes |  | 2022-06-10 |  | Non-lead
022124 | 107 REDWING RD |  | Polytube | Yes |  | 2023-08-21 |  | PVC | 1972 | Yes |  | 2023-08-21 |  | Non-lead
022125 | 275 W SEAVIEW DR |  | Polytube | Yes |  | 2022-10-20 |  | PVC | 1977 | Yes |  | 2022-10-20 |  | Non-lead
022126 | 262 PUEBLO ST |  | Polytube | Yes |  | 2022-06-02 |  | PVC | 1975 | Yes |  | 2022-06-02 |  | Non-lead
022127 | 287 WOODS AVE |  | Polytube | Yes |  | 2022-06-14 |  | PVC | 1973 | Yes |  | 2022-06-14 |  | Non-lead
022128 | 108 ORCHID ST |  | Polytube | Yes |  | 2022-06-09 |  | PVC |  | Yes |  | 2022-06-09 |  | Non-lead
022129 | 134 SIOUX ST |  | Polytube | Yes |  | 2022-06-03 |  | PVC | 1975 | Yes |  | 2022-06-03 |  | Non-lead
022130 | 105 VILLABELLA DR |  | Polytube | Yes |  | 2022-06-21 |  | PVC | 1972 | Yes |  | 2022-06-21 |  | Non-lead
022131 | 129 VILLABELLA DR |  | Polytube | Yes |  | 2022-06-21 |  | PVC | 1973 | Yes |  | 2022-06-21 |  | Non-lead
022132 | 108 VILLA BELLA DR |  | Polytube | Yes |  | 2022-06-10 |  | PVC | 1973 | Yes |  | 2022-06-10 |  | Non-lead
022133 | 174 OCALA DR |  | Polytube | Yes |  | 2022-06-09 |  | PVC | 1974 | Yes |  | 2022-06-09 |  | Non-lead
022134 | 345 S COCONUT PALM BLVD |  | Polytube | Yes |  | 2022-11-14 |  | PVC | 1974 | Yes |  | 2022-11-14 |  | Non-lead
022135 | 160 N COCONUT PALM BLVD |  | Polytube | Yes |  | 2022-06-14 |  | PVC | 1972 | Yes |  | 2022-06-14 |  | Non-lead
022136 | 188 BESSIE RD |  | Polytube | Yes |  | 2022-05-06 |  | PVC | 1972 | Yes |  | 2022-05-06 |  | Non-lead
022137 | 162 N INDIES DR |  | Polytube | Yes |  | 2024-03-26 |  | PVC | 1976 | Yes |  | 2024-03-26 |  | Non-lead
022138 | 102 TEQUESTA ST |  | Polytube | Yes |  | 2022-06-03 |  | PVC | 1973 | Yes |  | 2022-06-03 |  | Non-lead
022139 | 105 CALOOSA ST |  | Copper | Yes |  | 2022-06-03 |  | PVC | 1975 | Yes |  | 2022-06-03 |  | Non-lead
022140 | 107 CALOOSA ST |  | Copper | Yes |  | 2022-06-03 |  | PVC | 1975 | Yes |  | 2022-06-03 |  | Non-lead
022141 | 141 CALOOSA ST |  | Polytube | Yes |  | 2022-06-03 |  | PVC | 1972 | Yes |  | 2022-06-03 |  | Non-lead
022142 | 81250 OVERSEAS HWY |  | Unknown | Yes |  | 2023-08-25 |  | Unknown | 1985 | Yes |  | 2023-08-25 |  | Lead Status Unknown
022143 | 88845 OLD HWY LTS 1&1A |  | Polytube | Yes |  | 2022-03-25 |  | PVC | 1981 | Yes |  | 2022-03-25 |  | Non-lead
022144 | 187 GARDENIA ST |  | Polytube | Yes |  | 2022-06-16 |  | PVC | 1972 | Yes |  | 2022-06-16 |  | Non-lead
022145 | 323 LITTLE MISS MUFF |  | Polytube | Yes |  | 2022-09-19 |  | PVC | 1976 | Yes |  | 2022-09-19 |  | Non-lead
022146 | WALDORF 99603 OVERSEAS HWY |  | Copper | Yes |  | 2022-11-14 |  | Copper | 1972 | Yes |  | 2022-11-14 |  | Non-lead
022147 | 306 SOUND DR |  | Polytube | Yes |  | 2023-05-04 |  | PVC | 1972 | Yes |  | 2023-05-04 |  | Non-lead
022148 | BAY 1 WALDORF 99621 OVERSEAS HWY |  | Copper | Yes |  | 2022-11-14 |  | Copper | 1972 | Yes |  | 2022-11-14 |  | Non-lead
022149 | 99613 OVERSEAS FAMILY DOLLAR MM100 HWY |  | Polytube | Yes |  | 2023-02-02 |  | Copper | 1972 | Yes |  | 2023-02-02 |  | Non-lead
022150 | 818 NARRAGANSETT LN |  | Polytube | Yes |  | 2023-05-04 |  | PVC | 1972 | Yes |  | 2023-05-04 |  | Non-lead
022151 | 1006 CRANE ST |  | Polytube | Yes |  | 2022-11-14 |  | PVC | 1973 | Yes |  | 2022-11-14 |  | Non-Lead
022152 | 814 NARRAGANSETT LN |  | Copper | Yes |  | 2023-05-04 |  | PVC | 1982 | Yes |  | 2023-05-04 |  | Non-lead
022153 | 122 DOVE LAKE DR |  | Polytube | Yes |  | 2022-07-20 |  | PVC | 1974 | Yes |  | 2022-07-20 |  | Non-lead
022154 | 105800 OVERSEAS HWY |  | Polytube | Yes |  | 2023-05-04 |  | Galvanized | 1972 | Yes |  | 2023-05-04 |  | Galvanized Requiring Replacement
022155 | 11 S EXUMA RD |  | Polytube | Yes |  | 2022-10-03 |  | PVC | 1973 | Yes |  | 2022-10-03 |  | Non-lead
022156 | 202 CAMELOT DR |  | Copper | Yes |  | 2022-07-12 |  | PVC | 1972 | Yes |  | 2022-07-12 |  | Non-lead
022157 | 98851 OVERSEAS HWY ROYAL FURNITURE |  | Copper | Yes |  | 2024-05-08 |  | PVC | 1972 | Yes |  | 2024-05-08 |  | Non-lead
022158 | 22 SEXTON COVE RD |  | Polytube | Yes |  | 2023-05-04 |  | PVC | 1970 | Yes |  | 2023-05-04 |  | Non-lead
022159 | 104 CORAL WAY |  | Copper | Yes |  | 2019-06-18 |  | PVC | 1974 | Yes |  | 2019-06-18 |  | Non-lead
022160 | WALDORF 99615 OVERSEAS HWY |  | Copper | Yes |  | 2023-02-16 |  | PVC | 1972 | Yes |  | 2023-02-16 |  | Non-lead
022161 | 108 CORAL WAY |  | Copper | Yes |  | 2022-08-15 |  | PVC | 1972 | Yes |  | 2022-08-15 |  | Non-lead
022162 | 616 SANTA ANITA LN |  | Copper | Yes |  | 2022-10-31 |  | PVC | 1970 | Yes |  | 2022-10-31 |  | Non-lead
022163 | 6 JEAN LAFITTE DR |  | Polytube | Yes |  | 2023-01-31 |  | PVC | 1972 | Yes |  | 2023-01-31 |  | Non-lead
022164 | 8 JEAN LAFITTE DR |  | Polytube | No |  |  |  | PVC | 1972 | No |  |  |  | Non-lead
022165 | 20 PIGEON DR |  | Polytube | Yes |  | 2023-05-04 |  | PVC | 1972 | Yes |  | 2023-05-04 |  | Non-lead
022166 | 17 EAGLE DR |  | Polytube | Yes |  | 2023-05-04 |  | PVC | 1972 | Yes |  | 2023-05-04 |  | Non-lead
022167 | 27 EAGLE DR |  | Polytube | Yes |  | 2023-05-04 |  | PVC | 1963 | Yes |  | 2023-05-04 |  | Non-lead
022168 | 7 SNIPE RD |  | Polytube | Yes |  | 2023-05-04 |  | PVC | 1974 | Yes |  | 2023-05-04 |  | Non-lead
022169 | 273 LOEB AVE |  | Polytube | Yes |  | 2022-10-24 |  | PVC | 1976 | Yes |  | 2022-10-24 |  | Non-lead
022170 | . SANDPIPER STORE WALDORF |  | Copper | Yes |  | 2024-07-24 |  | Copper | 1972 | Yes |  | 2024-07-24 |  | Non-lead
022171 | 409 BOWIE LANE |  | Polytube | Yes |  | 2019-06-04 |  | PVC | 1990 | Yes |  | 2019-06-04 |  | Non-lead
022172 | 39 JEWFISH AVE |  | Polytube | Yes |  | 2022-10-31 |  | PVC | 1972 | Yes |  | 2022-10-31 |  | Non-lead
022173 | 5 BASS AVE/CNR BLU |  | Polytube | Yes |  | 2023-08-08 |  | PVC | 1972 | Yes |  | 2023-08-08 |  | Non-lead
022174 | 805 NARRAGANSETT LN |  | Unknown, Non-Lead | Yes |  | 2024-03-05 |  | Unknown, Non-Lead | 2005 | Yes |  | 2024-03-05 |  | Non-lead
022175 | 60 SEAGATE BLVD |  | Polytube | Yes |  | 2022-07-12 |  | PVC | 1973 | Yes |  | 2022-07-12 |  | Non-lead
022176 | 266 SAINT THOMAS AVE |  | Polytube | Yes |  | 2022-05-06 |  | PVC | 1972 | Yes |  | 2022-05-06 |  | Non-lead
022177 | 32 NORTH DR |  | Polytube | Yes |  | 2023-05-04 |  | PVC | 1974 | Yes |  | 2023-05-04 |  | Non-lead
022178 | 1 & 2 99625 OVERSEAS HWY WALDORF PLAZA |  | Polytube | Yes |  | 2023-11-21 |  | Copper | 1983 | Yes |  | 2023-11-21 |  | Non-lead
022179 | 661 COLSON DR |  | Polytube | Yes |  | 2023-02-01 |  | PVC | 1972 | Yes |  | 2023-02-01 |  | Non-lead
022180 | 500 GEIGER CIR |  | Polytube | Yes |  | 2023-01-31 |  | PVC | 1975 | Yes |  | 2023-01-31 |  | Non-lead
022181 | 27 AVENUE B |  | Polytube | Yes |  | 2023-01-05 |  | PVC | 1970 | Yes |  | 2023-01-05 |  | Non-lead
022182 | 429 BIG PINE RD |  | Polytube | Yes |  | 2024-05-17 |  | PVC | 1980 | Yes |  | 2024-05-17 |  | Non-lead
022183 | 1204 CALDER RD |  | Polytube | Yes |  | 2023-05-04 |  | PVC | 1972 | Yes |  | 2023-05-04 |  | Non-lead
022184 | 163 DUBONET DR |  | Polytube | Yes |  | 2022-05-18 |  | PVC | 1975 | Yes |  | 2022-05-18 |  | Non-lead
022185 | WALDORF 99601 OVERSEAS HWY |  | Polytube | Yes |  | 2023-12-19 |  | PVC | 1972 | Yes |  | 2023-12-19 |  | Non-lead
022186 | 338 WINDLEY RD |  | Unknown, Non-Lead | Yes |  | 2018-06-07 |  | PVC | 2002 | Yes |  | 2018-06-07 |  | Non-lead
022187 | 102265 OVERSEAS HWY |  | Polytube | Yes |  | 2022-05-26 |  | None | 1959 | Yes |  | 2022-05-26 |  | Non-lead
022188 | 102265 OVERSEAS HWY |  | Polytube | Yes |  | 2023-02-01 |  | PVC | 1959 | Yes |  | 2023-02-01 |  | Non-lead
022189 | L5 B6 786 BOSTWICK DR |  | Polytube | Yes |  | 2023-04-27 |  | PVC | 1972 | Yes |  | 2023-04-27 |  | Non-lead
022190 | 121 GUILFORD CT |  | Polytube | Yes |  | 2022-07-11 |  | PVC | 1981 | Yes |  | 2022-07-11 |  | Non-lead
022191 | 500 OLDSMAR LN |  | Polytube | Yes |  | 2023-05-04 |  | PVC | 1970 | Yes |  | 2023-05-04 |  | Non-lead
022192 | 217 HISPANOLA RD |  | Copper | Yes |  | 2022-07-21 |  | PVC | 1975 | Yes |  | 2022-07-21 |  | Non-lead
022193 | 310 TAYLOR DR |  | Polytube | Yes |  | 2022-12-28 |  | PVC | 1983 | Yes |  | 2022-12-28 |  | Non-lead
022194 | 23 PIGEON DR |  | Polytube | Yes |  | 2023-05-04 |  | PVC | 1968 | Yes |  | 2023-05-04 |  | Non-lead
022195 | 107 E BEACH RD |  | Polytube | Yes |  | 2022-07-20 |  | PVC | 1972 | Yes |  | 2022-07-20 |  | Non-lead
022196 | 515 BOYD LN |  | Copper | Yes |  | 2023-05-04 |  | PVC | 1972 | Yes |  | 2023-05-04 |  | Non-lead
022197 | 147 DUBONNET RD |  | Polytube | Yes |  | 2022-06-13 |  | PVC | 1989 | Yes |  | 2022-06-13 |  | Non-lead
022198 | 416 BOWIE LN |  | Copper | Yes |  | 2023-05-04 |  | PVC | 1984 | Yes |  | 2023-05-04 |  | Non-lead
022199 | 43 NORTH DR |  | Polytube | Yes |  | 2022-08-16 |  | PVC | 1971 | Yes |  | 2022-08-16 |  | Non-lead
022200 | 321 LITTLE MISS MUFFETT |  | Polytube | Yes |  | 2022-05-13 |  | PVC | 1972 | Yes |  | 2022-05-13 |  | Non-lead
022201 | 331 OLEANDER |  | Polytube | Yes |  | 2023-02-27 |  | Copper | 1973 | Yes |  | 2023-02-27 |  | Non-lead
022202 | 230 LOWER MATECUMBE RD |  | Polytube | Yes |  | 2023-12-04 |  | PVC | 1968 | Yes |  | 2023-12-04 |  | Non-lead
022203 | 205 PIMLICO LN |  | Copper | Yes |  | 2023-05-04 |  | PVC | 1973 | Yes |  | 2023-05-04 |  | Non-lead
022204 | 210 PIMLICO LN |  | Copper | Yes |  | 2023-05-04 |  | PVC | 1973 | Yes |  | 2023-05-04 |  | Non-lead
022205 | 53 BAHAMA AVE |  | Polytube | Yes |  | 2022-12-09 |  | PVC | 1973 | Yes |  | 2022-12-09 |  | Non-lead
022206 | 371 RYAN AVE |  | Polytube | Yes |  | 2022-05-04 |  | PVC | 1977 | Yes |  | 2022-05-04 |  | Non-lead
022207 | 330 VACA RD |  | Unknown, Non-Lead | No |  |  |  | Unknown, Non-Lead | 2006 | No |  |  |  | Non-lead
022208 | 10 SNIPE RD |  | Polytube | Yes |  | 2023-01-11 |  | PVC | 1978 | Yes |  | 2023-01-11 |  | Non-lead
022209 | 723 GROUPER LN |  | Polytube | Yes |  | 2022-08-15 |  | PVC | 1982 | Yes |  | 2022-08-15 |  | Non-lead
022210 | 45 CRANE ST |  | Polytube | Yes |  | 2023-05-04 |  | PVC | 1972 | Yes |  | 2023-05-04 |  | Non-lead
022211 | 254 LOWER MATECUMBE RD |  | Unknown, Non-Lead | Yes |  | 2019-11-04 |  | PVC | 1989 | Yes |  | 2019-11-04 |  | Non-lead
022212 | CORNR 101 FIRST CT |  | Polytube | Yes |  | 2023-01-05 |  | PVC | 1972 | Yes |  | 2023-01-05 |  | Non-lead
022213 | 2 SEXTON COVE RD |  | Unknown, Non-Lead | Yes |  | 2018-10-22 |  | Unknown, Non-Lead | 2017 | Yes |  | 2018-10-22 |  | Non-lead
022214 | 803 NARRAGANSETT LN |  | Polytube | Yes |  | 2023-05-04 |  | PVC | 1976 | Yes |  | 2023-05-04 |  | Non-lead
022215 | 5 SNIPE RD |  | Unknown, Non-Lead | No |  |  |  | Unknown, Non-Lead | 2014 | No |  |  |  | Non-lead
022216 | 25081 OVERSEAS HWY |  | Unknown, Non-Lead | Yes |  | 2020-12-18 |  | Unknown, Non-Lead | 2006 | Yes |  | 2020-12-18 |  | Non-lead
022217 | 866 GULF DR |  | Polytube | Yes |  | 2023-04-25 |  | PVC | 1972 | Yes |  | 2023-04-25 |  | Non-lead
022218 | UNIT 1 511 AVENUE D |  | Unknown, Non-Lead | No |  |  |  | Unknown, Non-Lead | 2010 | No |  |  |  | Non-lead
022219 | UNIT 3 114 AVE D |  | Unknown, Non-Lead | Yes |  | 2022-11-04 |  | No Piping | 1938 | Yes |  | 2022-11-04 |  | Non-lead
022220 | 120 CUTLASS LN |  | Polytube | Yes |  | 2022-12-28 |  | PVC | 1972 | Yes |  | 2022-12-28 |  | Non-lead
022221 | 1006 18TH TERRACE |  | Polytube | Yes |  | 2024-09-03 |  | PVC | 1973 | Yes |  | 2024-09-03 |  | Non-lead
022222 | 3715 PEARLMAN TER |  | Polytube | Yes |  | 2022-05-19 |  | Copper | 1970 | Yes |  | 2022-05-19 |  | Non-lead
022223 | WASH BAY 6900 FRONT ST |  | Unknown | Yes |  | 2022-08-04 |  | PVC | 1969 | Yes |  | 2022-08-04 |  | Non-lead
022224 | E34 12TH AVE |  | Polytube | Yes |  | 2023-04-26 |  | PVC | 1972 | Yes |  | 2023-04-26 |  | Non-lead
022225 | APT UP 1309 UNITED ST |  | Polytube | Yes |  | 2022-09-02 |  | PVC | 1934 | Yes |  | 2022-09-02 |  | Non-lead
022226 | 30464 EGRET LN |  | Polytube | Yes |  | 2022-11-16 |  | PVC | 1972 | Yes |  | 2022-11-16 |  | Non-lead
022227 | 67 FREEDOM LANE |  | Polytube | Yes |  | 2022-11-14 |  | PVC | 1975 | Yes |  | 2022-11-14 |  | Non-lead
022228 | 126 SANDS RD |  | Polytube | Yes |  | 2022-11-09 |  | PVC | 1977 | Yes |  | 2022-11-09 |  | Non-lead
022229 | 130 SANDS RD |  | Polytube | Yes |  | 2022-10-25 |  | PVC | 1961 | Yes |  | 2022-10-25 |  | Non-lead
022231 | 3722 DUCK AVE |  | Unknown | Yes |  | 2024-04-10 |  | Unknown | 1968 | Yes |  | 2024-04-10 |  | Lead Status Unknown
022232 | 30 SANDS RD |  | Polytube | Yes |  | 2023-04-27 |  | PVC | 1962 | Yes |  | 2023-04-27 |  | Non-lead
022233 | 27316 CAYMAN LN |  | Polytube | Yes |  | 2022-10-26 |  | PVC | 1972 | Yes |  | 2022-10-26 |  | Non-lead
022235 | 5TH LOT ON RIGHT |  | Polytube | Yes |  | 2023-11-21 |  | PVC | 1971 | Yes |  | 2023-11-21 |  | Non-lead
022237 | 1419 HUDGINS DR |  | Polytube | Yes |  | 2023-04-25 |  | PVC | 1972 | Yes |  | 2023-04-25 |  | Non-lead
022238 | 30371 WARBLER LANE |  | Polytube | Yes |  | 2022-11-16 |  | PVC | 1972 | Yes |  | 2022-11-16 |  | Non-lead
022239 | 3017 AIRPORT BLVD |  | Polytube | Yes |  | 2024-05-21 |  | PVC | 1973 | Yes |  | 2024-05-21 |  | Non-lead
022240 | 3850 N ROOSEVELT BLVD |  | PVC | Yes |  | 2022-07-08 |  | PVC | 1978 | Yes |  | 2022-07-08 |  | Non-lead
022241 | APT UP C 524 ROSE LN |  | Polytube | Yes |  | 2022-12-02 |  | PVC | 1923 | Yes |  | 2022-12-02 |  | Non-lead
022242 | 138 SANDS RD |  | Polytube | Yes |  | 2022-06-27 |  | PVC | 1973 | Yes |  | 2022-06-27 |  | Non-lead
022243 | 9 GEIGER RD |  | Polytube | Yes |  | 2022-08-31 |  | PVC | 1972 | Yes |  | 2022-08-31 |  | Non-lead
022244 | 19560 TEQUESTA ST |  | Unknown, Non-Lead | Yes |  | 2020-08-03 |  | PVC | 1988 | Yes |  | 2020-08-03 |  | Non-lead
022246 | 823 FLEMING ST |  | Polytube | Yes |  | 2022-12-02 |  | PVC | 1930 | Yes |  | 2022-12-02 |  | Non-lead
022247 | 22903 JOLLY ROGER DR |  | Polytube | Yes |  | 2022-12-27 |  | PVC | 1972 | Yes |  | 2022-12-27 |  | Non-lead
022248 | 19642 TEQUESTA ST |  | Polytube | Yes |  | 2023-01-18 |  | PVC | 1980 | Yes |  | 2023-01-18 |  | Non-lead
022250 | 30883 DELGADO |  | Polytube | Yes |  | 2022-11-17 |  | PVC | 1973 | Yes |  | 2022-11-17 |  | Non-lead
022251 | 1285 27TH OCEAN ST |  | Unknown, Non-Lead | Yes |  | 2019-04-12 |  | PVC | 2021 | Yes |  | 2019-04-12 |  | Non-lead
022252 | 497 95TH OCEAN ST |  | Polytube | Yes |  | 2023-01-18 |  | PVC | 1972 | Yes |  | 2023-01-18 |  | Non-lead
022253 | 288 95TH OCEAN ST |  | Polytube | Yes |  | 2023-01-25 |  | PVC | 1972 | Yes |  | 2023-01-25 |  | Non-lead
022254 | 8280 AVIATION BLVD |  | Polytube | Yes |  | 2023-01-27 |  | PVC | 1972 | Yes |  | 2023-01-27 |  | Non-lead
022255 | 10910 5TH GULF AVE |  | Polytube | Yes |  | 2022-10-28 |  | PVC | 1974 | Yes |  | 2022-10-28 |  | Non-lead
022256 | 949 80TH ST OCEAN |  | Polytube | Yes |  | 2023-06-12 |  | PVC | 1972 | Yes |  | 2023-06-12 |  | Non-lead
022257 | 8188 AVIATION BLVD |  | Polytube | Yes |  | 2024-06-14 |  | PVC | 1973 | Yes |  | 2024-06-14 |  | Non-lead
022258 | 1096 82ND OCEAN ST |  | Polytube | Yes |  | 2023-01-11 |  | PVC | 1973 | Yes |  | 2023-01-11 |  | Non-lead
022259 | 10701 6TH GULF AVE |  | Polytube | Yes |  | 2022-12-05 |  | PVC | 1974 | Yes |  | 2022-12-05 |  | Non-lead
022260 | GULF 10845 6TH AVE |  | Polytube | Yes |  | 2022-11-23 |  | PVC | 1972 | Yes |  | 2022-11-23 |  | Non-lead
022261 | 511 4TH ST |  | Polytube | Yes |  | 2022-10-22 |  | PVC | 1973 | Yes |  | 2022-10-22 |  | Non-lead
022262 | 1000 W OCEAN DR |  | Polytube | Yes |  | 2024-04-22 |  | PVC | 1972 | Yes |  | 2024-04-22 |  | Non-lead
022263 | 924 99TH OCEAN ST |  | Polytube | Yes |  | 2023-03-13 |  | PVC | 1987 | Yes |  | 2023-03-13 |  | Non-lead
022264 | 435 114TH OCEAN ST |  | Copper | Yes |  | 2023-03-28 |  | PVC | 1972 | Yes |  | 2023-03-28 |  | Non-lead
022265 | #B 1899 OVERSEAS HWY |  | Polytube | Yes |  | 2022-06-30 |  | Polytube | 1953 | Yes |  | 2022-06-30 |  | Non-lead
022266 | 100 52ND OCEAN ST |  | Unknown, Non-Lead | Yes |  | 2021-04-19 |  | PVC | 1990 | Yes |  | 2021-04-19 |  | Non-lead
022267 | 2471 DOLPHIN DR |  | Polytube | Yes |  | 2023-01-31 |  | PVC | 1973 | Yes |  | 2023-01-31 |  | Non-lead
022268 | 511 AVENIDA PRIMICER |  | Polytube | Yes |  | 2024-08-15 |  | PVC | 1972 | Yes |  | 2024-08-15 |  | Non-lead
022269 | 24 TREASURE ISLE RD |  | Polytube | Yes |  | 2022-07-24 |  | PVC | 1968 | Yes |  | 2022-07-24 |  | Non-lead
022271 | RIGHT 400 9TH ST |  | Polytube | Yes |  | 2023-09-07 |  | PVC | 1973 | Yes |  | 2023-09-07 |  | Non-lead
022272 | 390 9TH ST |  | Polytube | Yes |  | 2023-09-07 |  | PVC | 1973 | Yes |  | 2023-09-07 |  | Non-lead
022273 | LEFT 410 9TH ST |  | Polytube | Yes |  | 2022-07-11 |  | PVC | 1973 | Yes |  | 2022-07-11 |  | Non-lead
022274 | 380 9TH ST |  | Polytube | Yes |  | 2022-10-22 |  | PVC | 1973 | Yes |  | 2022-10-22 |  | Non-lead
022275 | 129 AVENUE A |  | Polytube | Yes |  | 2024-02-08 |  | PVC | 1972 | Yes |  | 2024-02-08 |  | Non-lead
022276 | OCEAN 11340 6TH AVE |  | Unknown | Yes |  | 2024-08-30 |  | PVC | 1972 | Yes |  | 2024-08-30 |  | Lead Status Unknown
022277 | 51 PALMETTO DR |  | Polytube | Yes |  | 2023-07-19 |  | Copper | 1972 | Yes |  | 2023-07-19 |  | Non-lead
022278 | 30978 BAILEYS LN |  | Polytube | Yes |  | 2023-04-21 |  | PVC | 1972 | Yes |  | 2023-04-21 |  | Non-lead
022279 | E33 12TH AVE |  | Polytube | Yes |  | 2023-03-08 |  | PVC | 1972 | Yes |  | 2023-03-08 |  | Non-lead
022280 | L15B1 516 E CARIBBEAN DR |  | Unknown, Non-Lead | Yes |  | 2018-08-30 |  | Unknown, Non-Lead | 2005 | Yes |  | 2018-08-30 |  | Non-lead
022281 | 20820 W 7TH AVE |  | Polytube | Yes |  | 2022-10-31 |  | PVC | 1972 | Yes |  | 2022-10-31 |  | Non-lead
022282 | L26B17 20965 W 8TH AVE |  | Polytube | Yes |  | 2022-10-31 |  | PVC | 1972 | Yes |  | 2022-10-31 |  | Non-lead
022283 | 31323 F AVE |  | Polytube | Yes |  | 2024-04-22 |  | PVC | 1975 | Yes |  | 2024-04-22 |  | Non-lead
022284 | E31 12TH AVE |  | Polytube | Yes |  | 2024-01-03 |  | PVC | 1972 | Yes |  | 2024-01-03 |  | Non-lead
022285 | 274 SCORPIO LN |  | Polytube | Yes |  | 2022-09-26 |  | PVC | 1971 | Yes |  | 2022-09-26 |  | Non-lead
022286 | 56 PALM DR |  | Polytube | Yes |  | 2023-09-08 |  | PVC | 1973 | Yes |  | 2023-09-08 |  | Non-lead
022287 | 141 STROMBOLI DR |  | Polytube | Yes |  | 2022-06-10 |  | PVC | 1972 | Yes |  | 2022-06-10 |  | Non-lead
022289 | 81197 OVERSEAS Hwy |  | Polytube | Yes |  | 2022-06-23 |  | PVC | 1983 | Yes |  | 2022-06-23 |  | Non-lead
022290 | 105 BAYVIEW DR |  | Copper | Yes |  | 2022-06-29 |  | PVC | 1973 | Yes |  | 2022-06-29 |  | Non-lead
022291 | 128 ATLANTIC LN |  | Polytube | Yes |  | 2022-07-05 |  | PVC | 1976 | Yes |  | 2022-07-05 |  | Non-lead
022292 | 28 N CONCH AVE |  | Polytube | Yes |  | 2022-10-22 |  | PVC | 1975 | Yes |  | 2022-10-22 |  | Non-lead
022293 | 105 NAUTILUS DR |  | Polytube | Yes |  | 2022-06-29 |  | PVC | 1983 | Yes |  | 2022-06-29 |  | Non-lead
022294 | 101 NAUTILUS DR |  | Polytube | Yes |  | 2022-06-29 |  | PVC | 1983 | Yes |  | 2022-06-29 |  | Non-lead
022295 | 182 PLANTATION BLVD |  | Polytube | Yes |  | 2023-04-18 |  | PVC | 1973 | Yes |  | 2023-04-18 |  | Non-lead
022296 | 118 GIMPY GULCH DR |  | Polytube | Yes |  | 2022-06-21 |  | Galvanized |  | Yes |  | 2022-06-21 |  | Galvanized Requiring Replacement
022297 | 85261 OLD HWY |  | Polytube | Yes |  | 2024-08-26 |  | PVC | 1958 | Yes |  | 2024-08-26 |  | Non-lead
022298 | 88888 OVERSEAS HWY |  | Polytube | Yes |  | 2022-06-14 |  | PVC | 1971 | Yes |  | 2022-06-14 |  | Non-lead
022299 | 24 N CONCH AVE |  | Polytube | Yes |  | 2022-10-22 |  | PVC | 1975 | Yes |  | 2022-10-22 |  | Non-lead
022300 | 190 ORLANDO DR |  | Polytube | Yes |  | 2022-06-09 |  | PVC | 1973 | Yes |  | 2022-06-09 |  | Non-lead
022301 | 160 NAVAJO ST |  | Polytube | Yes |  | 2022-06-03 |  | PVC | 1972 | Yes |  | 2022-06-03 |  | Non-lead
022302 | 107 CAPTAINS CT |  | Polytube | Yes |  | 2022-06-15 |  | PVC | 1972 | Yes |  | 2022-06-15 |  | Non-lead
022303 | 87431 OLD Hwy |  | Polytube | Yes |  | 2022-07-12 |  | PVC | 1972 | Yes |  | 2022-07-12 |  | Non-lead
022304 | 196 INDIAN MOUND TR |  | Polytube | Yes |  | 2022-06-03 |  | PVC | 1972 | Yes |  | 2022-06-03 |  | Non-lead
022305 | 198 S INDIES DR |  | Polytube | Yes |  | 2022-10-22 |  | PVC | 1973 | Yes |  | 2022-10-22 |  | Non-lead
022306 | 130 CANAL ST |  | Copper | Yes |  | 2022-06-10 |  | PVC | 1972 | Yes |  | 2022-06-10 |  | Non-lead
022307 | 135 HARBOR DR |  | Polytube | Yes |  | 2022-10-07 |  | PVC | 1978 | Yes |  | 2022-10-07 |  | Non-lead
022308 | 152 STROMBOLI DR |  | Polytube | Yes |  | 2022-06-10 |  | PVC | 1991 | Yes |  | 2022-06-10 |  | Non-lead
022309 | 108 VISTA LN |  | Unknown, Non-Lead | Yes |  | 2024-05-08 |  | PVC | 1994 | Yes |  | 2024-05-08 |  | Non-lead
022310 | 156 PALO DE ORO DR |  | Polytube | Yes |  | 2022-06-08 |  | PVC | 1972 | Yes |  | 2022-06-08 |  | Non-lead
022311 | 141 W TOLLGATE LN |  | Copper | Yes |  | 2022-06-28 |  | PVC | 1972 | Yes |  | 2022-06-28 |  | Non-lead
022312 | 120 ORCHID ST |  | Polytube | Yes |  | 2022-06-09 |  | PVC | 1972 | Yes |  | 2022-06-09 |  | Non-lead
022313 | 123 AZALEA ST |  | Polytube | Yes |  | 2022-06-16 |  | PVC | 1962 | Yes |  | 2022-06-16 |  | Non-lead
022314 | 114 SANDS LN |  | Polytube | Yes |  | 2022-06-27 |  | PVC | 1973 | Yes |  | 2022-06-27 |  | Non-lead
022315 | 136 GIMPY GULCH DR |  | Polytube | Yes |  | 2022-06-21 |  | PVC | 1968 | Yes |  | 2022-06-21 |  | Non-lead
022316 | 149 GALLEON RD |  | Polytube | Yes |  | 2021-02-04 |  | PVC | 1991 | Yes |  | 2021-02-04 |  | Non-lead
022317 | APT B 136 N INDIES DR |  | Polytube | Yes |  | 2023-06-27 |  | Copper | 1987 | Yes |  | 2023-06-27 |  | Non-lead
022318 | 231 W SEAVIEW DR |  | Polytube | Yes |  | 2024-01-08 |  | PVC | 1973 | Yes |  | 2024-01-08 |  | Non-lead
022319 | 148 LEONI DR |  | Polytube | Yes |  | 2022-06-13 |  | PVC | 2002 | Yes |  | 2022-06-13 |  | Non-lead
022320 | 117 LEONI DR |  | Polytube | Yes |  | 2022-05-18 |  | PVC | 1973 | Yes |  | 2022-05-18 |  | Non-lead
022321 | 180 PLANTATION DR |  | Polytube | Yes |  | 2022-06-14 |  | PVC | 1973 | Yes |  | 2022-06-14 |  | Non-lead
022322 | 235 PLANTATION AVE |  | Polytube | Yes |  | 2022-06-09 |  | PVC | 1966 | Yes |  | 2022-06-09 |  | Non-lead
022323 | 138 SAPODILLA DR |  | Polytube | Yes |  | 2022-07-05 |  | PVC | 1972 | Yes |  | 2022-07-05 |  | Non-lead
022324 | 210 BISCAYNE BLVD |  | Polytube | Yes |  | 2022-06-30 |  | PVC | 1972 | Yes |  | 2022-06-30 |  | Non-lead
022325 | 277 W SEAVIEW DR |  | Polytube | Yes |  | 2023-12-11 |  | PVC | 1977 | Yes |  | 2023-12-11 |  | Non-lead
022326 | 136 STROMBOLI DR |  | Polytube | Yes |  | 2022-06-10 |  | PVC | 1971 | Yes |  | 2022-06-10 |  | Non-lead
022327 | 231 AZALEA ST |  | Polytube | Yes |  | 2022-06-16 |  | PVC | 1974 | Yes |  | 2022-06-16 |  | Non-lead
022328 | 231 W SEAVIEW CIR |  | Polytube | Yes |  | 2024-06-11 |  | Copper | 1973 | Yes |  | 2024-06-11 |  | Non-lead
022329 | 130 SEMINOLE BLVD |  | Polytube | Yes |  | 2022-06-03 |  | PVC | 1972 | Yes |  | 2022-06-03 |  | Non-lead
022330 | 200 PLANTATION DR |  | Polytube | Yes |  | 2022-06-14 |  | PVC | 1973 | Yes |  | 2022-06-14 |  | Non-lead
022331 | 160 RIDGE ST |  | Polytube | Yes |  | 2022-06-10 |  | PVC | 1974 | Yes |  | 2022-06-10 |  | Non-lead
022332 | 228 TREASURE HARBOR DR |  | Polytube | Yes |  | 2022-06-10 |  | PVC | 1974 | Yes |  | 2022-06-10 |  | Non-lead
022333 | 129 PLANTATION BLVD |  | Polytube | Yes |  | 2024-02-22 |  | PVC |  | Yes |  | 2024-02-22 |  | Non-lead
022334 | 166 SEMINOLE BLVD |  | Polytube | Yes |  | 2022-06-03 |  | PVC | 1972 | Yes |  | 2022-06-03 |  | Non-lead
022335 | 163 N COCONUT PALM BLVD |  | Polytube | Yes |  | 2022-06-14 |  | PVC | 1974 | Yes |  | 2022-06-14 |  | Non-lead
022336 | 106 MOCKINGBIRD RD |  | Polytube | Yes |  | 2022-06-09 |  | PVC | 1973 | Yes |  | 2022-06-09 |  | Non-lead
022337 | 207 AZALEA ST |  | Polytube | Yes |  | 2022-06-16 |  | PVC | 1981 | Yes |  | 2022-06-16 |  | Non-lead
022338 | 27 BOCA CHICA RD |  | Polytube | Yes |  | 2022-10-19 |  | PVC | 1995 | Yes |  | 2022-10-19 |  | Non-lead
022339 | B18L14 20819 7TH AVE |  | Polytube | Yes |  | 2022-10-31 |  | PVC | 1972 | Yes |  | 2022-10-31 |  | Non-lead
022340 | 20974 W 7TH AVE |  | Polytube | Yes |  | 2022-10-31 |  | PVC | 1972 | Yes |  | 2022-10-31 |  | Non-lead
022341 | 1/2 REAR 1008 SOUTHARD ST |  | Unknown | Yes |  | 2023-01-04 |  | PVC | 1938 | Yes |  | 2023-01-04 |  | Lead Status Unknown
022342 | 1710 BAHAMA DR |  | Polytube | Yes |  | 2024-07-12 |  | PVC | 1972 | Yes |  | 2024-07-12 |  | Non-lead
022343 | 276 SCORPIO LN |  | Polytube | Yes |  | 2022-09-26 |  | PVC | 1969 | Yes |  | 2022-09-26 |  | Non-lead
022344 | 28129 DOROTHY |  | Unknown, Non-Lead | Yes |  | 2023-08-18 |  | Unknown, Non-Lead | 2020 | Yes |  | 2023-08-18 |  | Non-lead
022345 | 31500 OVERSEAS HWY |  | Unknown, Non-Lead | No |  |  |  | No Piping | 1982 | No |  |  |  | Non-lead
022346 | UNIT A 30971 AVENUE A |  | Polytube | Yes |  | 2024-05-06 |  | PVC | 1993 | Yes |  | 2024-05-06 |  | Non-lead
022347 | 29235 COCONUT PALM DR |  | Polytube | Yes |  | 2022-12-19 |  | PVC | 1971 | Yes |  | 2022-12-19 |  | Non-lead
022348 | 29118 ORCHID LANE |  | Polytube | Yes |  | 2024-09-23 |  | PVC | 1972 | Yes |  | 2024-09-23 |  | Non-lead
022349 | 28261 LINDA ST |  | Polytube | Yes |  | 2023-02-21 |  | PVC | 1975 | Yes |  | 2023-02-21 |  | Non-lead
022350 | 1030 ADAMS DR |  | Copper | Yes |  | 2023-05-04 |  | PVC | 1973 | Yes |  | 2023-05-04 |  | Non-lead
022351 | 18 SEXTON COVE RD |  | Polytube | Yes |  | 2023-05-04 |  | PVC | 1972 | Yes |  | 2023-05-04 |  | Non-lead
022354 | 84 SHORELAND DR |  | Polytube | Yes |  | 2022-10-31 |  | Copper | 1973 | Yes |  | 2022-10-31 |  | Non-lead
022355 | 6 HIBISCUS LN |  | Polytube | Yes |  | 2023-12-19 |  | PVC | 1973 | Yes |  | 2023-12-19 |  | Non-lead
022356 | 17 PELICAN RD |  | Polytube | Yes |  | 2023-05-04 |  | PVC | 1982 | Yes |  | 2023-05-04 |  | Non-lead
022357 | 522 PLANTE ST |  | Polytube | Yes |  | 2022-10-31 |  | PVC | 1978 | Yes |  | 2022-10-31 |  | Non-lead
022358 | 13 SNIPE ROAD |  | Polytube | Yes |  | 2023-05-04 |  | PVC | 1977 | Yes |  | 2023-05-04 |  | Non-lead
022359 | 250 CAMELOT DR |  | Copper | Yes |  | 2022-07-12 |  | Copper | 1983 | Yes |  | 2022-07-12 |  | Non-lead
022361 | BAY#7 WALDORF PLAZA M |  | Polytube | Yes |  | 2022-11-16 |  | Galvanized | 1972 | Yes |  | 2022-11-16 |  | Galvanized Requiring Replacement
022362 | 229 ANNE BONNY DR |  | Polytube | Yes |  | 2023-01-31 |  | PVC | 1972 | Yes |  | 2023-01-31 |  | Non-lead
022363 | 8 SNIPE RD |  | Polytube | Yes |  | 2023-05-04 |  | PVC | 1966 | Yes |  | 2023-05-04 |  | Non-lead
022364 | 1 FLAMINGO RD |  | Polytube | Yes |  | 2024-02-07 |  | PVC | 1985 | Yes |  | 2024-02-07 |  | Non-lead
022365 | 807 NARRAGANSETT LN |  | Copper | Yes |  | 2023-05-04 |  | PVC | 1974 | Yes |  | 2023-05-04 |  | Non-lead
022366 | 214 SECOND ST |  | Polytube | Yes |  | 2022-08-18 |  | PVC | 1973 | Yes |  | 2022-08-18 |  | Non-lead
022367 | 210 2ND ST |  | Polytube | Yes |  | 2022-10-17 |  | PVC | 1980 | Yes |  | 2022-10-17 |  | Non-lead
022368 | 208 SECOND ST |  | Polytube | Yes |  | 2022-10-17 |  | PVC | 1980 | Yes |  | 2022-10-17 |  | Non-lead
022369 | 309 SECOND TER |  | Polytube | Yes |  | 2022-10-17 |  | PVC | 1973 | Yes |  | 2022-10-17 |  | Non-lead
022370 | 313 SECOND TERR |  | Polytube | Yes |  | 2022-10-17 |  | PVC | 1977 | Yes |  | 2022-10-17 |  | Non-lead
022371 | 317 2ND TER |  | Polytube | Yes |  | 2022-10-17 |  | PVC | 1974 | Yes |  | 2022-10-17 |  | Non-lead
022372 | 834 NARRAGANSETT LN |  | Copper | Yes |  | 2023-06-27 |  | PVC | 1979 | Yes |  | 2023-06-27 |  | Non-lead
022373 | 29 EAGLE DR |  | Polytube | Yes |  | 2023-05-03 |  | PVC | 1992 | Yes |  | 2023-05-03 |  | Non-lead
022374 | 664 COLSON DR |  | Polytube | Yes |  | 2023-02-01 |  | PVC | 1972 | Yes |  | 2023-02-01 |  | Non-lead
022375 | 102901 OVERSEAS HWY |  | Polytube | Yes |  | 2022-11-03 |  | PVC | 1973 | Yes |  | 2022-11-03 |  | Non-lead
022376 | 16 GASPARILLA DR |  | Polytube | Yes |  | 2023-02-01 |  | PVC | 1973 | Yes |  | 2023-02-01 |  | Non-lead
022377 | 32 JEAN LAFITTE DR |  | Polytube | Yes |  | 2023-01-31 |  | PVC | 1973 | Yes |  | 2023-01-31 |  | Non-lead
022378 | APT 1-4 308 BUTTONWOOD Cir |  | Polytube | Yes |  | 2023-07-26 |  | PVC | 1973 | Yes |  | 2023-07-26 |  | Non-lead
022379 | 963 PLANTATION RD |  | Polytube | Yes |  | 2023-01-05 |  | PVC | 1971 | Yes |  | 2023-01-05 |  | Non-lead
022380 | 234 LOEB AVE |  | Polytube | Yes |  | 2024-07-09 |  | PVC | 1965 | Yes |  | 2024-07-09 |  | Non-lead
022381 | 37 PIGEON DR |  | Polytube | Yes |  | 2023-05-04 |  | PVC | 1980 | Yes |  | 2023-05-04 |  | Non-lead
022382 | 832 NARRAGANSETT LN |  | Unknown, Non-Lead | Yes |  | 2022-06-30 |  | Unknown, Non-Lead | 2005 | Yes |  | 2022-06-30 |  | Non-lead
022383 | 18 ARICA DR |  | Polytube | Yes |  | 2023-01-30 |  | PVC | 1973 | Yes |  | 2023-01-30 |  | Non-lead
022384 | COIN LAUNDRY 99607 OVERSEAS HWY |  | Polytube | Yes |  | 2022-11-10 |  | PVC | 1972 | Yes |  | 2022-11-10 |  | Non-lead
022385 | 17 N BOUNTY LN |  | Polytube | Yes |  | 2023-10-19 |  | PVC | 1974 | Yes |  | 2023-10-19 |  | Non-lead
022386 | 34 JEAN LAFITTE |  | Polytube | Yes |  | 2023-01-31 |  | PVC | 1973 | Yes |  | 2023-01-31 |  | Non-lead
022387 | 16 PELICAN RD |  | Polytube | Yes |  | 2023-04-05 |  | PVC | 1971 | Yes |  | 2023-04-05 |  | Non-lead
022388 | 169 BAHAMA AVE |  | Polytube | Yes |  | 2023-02-02 |  | PVC | 1973 | Yes |  | 2023-02-02 |  | Non-lead
022389 | 114 GEORGE ST |  | PVC | Yes |  | 2023-05-04 |  | PVC | 1979 | Yes |  | 2023-05-04 |  | Non-lead
022390 | 67 N BAY HARBOR DR |  | Polytube | Yes |  | 2022-07-21 |  | PVC | 1973 | Yes |  | 2022-07-21 |  | Non-lead
022391 | 3 SEXTON COVE RD |  | Polytube | Yes |  | 2023-05-04 |  | PVC | 1978 | Yes |  | 2023-05-04 |  | Non-lead
022392 | 28 CENTER LN |  | Polytube | Yes |  | 2023-05-04 |  | PVC | 1983 | Yes |  | 2023-05-04 |  | Non-lead
022394 | B20 46 JEAN LAFITTE LN |  | Polytube | Yes |  | 2023-01-31 |  | PVC | 1976 | Yes |  | 2023-01-31 |  | Non-lead
022395 | 44 JEAN LAFITTE DR |  | Polytube | Yes |  | 2023-01-31 |  | PVC | 1974 | Yes |  | 2023-01-31 |  | Non-lead
022396 | 271 ST THOMAS AVE |  | Polytube | Yes |  | 2022-06-27 |  | PVC | 1972 | Yes |  | 2022-06-27 |  | Non-lead
022398 | 254 ATLANTIC BLVD |  | Polytube | Yes |  | 2023-03-07 |  | PVC | 1981 | Yes |  | 2023-03-07 |  | Non-lead
022399 | 17 FLAMINGO RD |  | Polytube | Yes |  | 2023-02-16 |  | None | 1972 | Yes |  | 2023-02-16 |  | Non-lead
022400 | 10 SWALLOW RD |  | Polytube | Yes |  | 2023-05-04 |  | PVC | 1965 | Yes |  | 2023-05-04 |  | Non-lead
022401 | 106 POINCIANA DR |  | Polytube | Yes |  | 2022-11-10 |  | PVC | 1972 | Yes |  | 2022-11-10 |  | Non-lead
022402 | 73 SHORELAND DR |  | Polytube | Yes |  | 2022-10-31 |  | PVC | 1969 | Yes |  | 2022-10-31 |  | Non-lead
022403 | 366 OLEANDER DR |  | Polytube | Yes |  | 2023-02-13 |  | PVC | 1971 | Yes |  | 2023-02-13 |  | Non-lead
022404 | 374 OLEANEDER DR |  | Polytube | Yes |  | 2023-02-13 |  | PVC | 1971 | Yes |  | 2023-02-13 |  | Non-lead
022405 | 16 PIGEON DR |  | Polytube | Yes |  | 2023-05-04 |  | PVC | 1973 | Yes |  | 2023-05-04 |  | Non-lead
022406 | 116 GEORGE ST |  | Polytube | Yes |  | 2023-05-04 |  | PVC | 1979 | Yes |  | 2023-05-04 |  | Non-lead
022407 | 100 CANAL ST |  | Polytube | Yes |  | 2023-01-30 |  | PVC | 1972 | Yes |  | 2023-01-30 |  | Non-lead
022408 | 660 COLSON DR |  | Polytube | Yes |  | 2023-02-01 |  | PVC | 1972 | Yes |  | 2023-02-01 |  | Non-lead
022410 | 270 ST THOMAS AVE |  | Polytube | Yes |  | 2022-05-06 |  | PVC | 1972 | Yes |  | 2022-05-06 |  | Non-lead
022411 | 348 SOUND DR |  | Polytube | Yes |  | 2022-10-31 |  | PVC | 1972 | Yes |  | 2022-10-31 |  | Non-lead
022412 | 202 HUMPTY DUMPTY DR |  | Polytube | Yes |  | 2022-09-19 |  | PVC | 1963 | Yes |  | 2022-09-19 |  | Non-lead
022413 | 30 CENTER LN |  | Polytube | Yes |  | 2023-05-04 |  | Copper | 1973 | Yes |  | 2023-05-04 |  | Non-lead
022414 | 378 OLEANDER DR |  | Polytube | Yes |  | 2023-02-13 |  | PVC | 1972 | Yes |  | 2023-02-13 |  | Non-lead
022415 | 335 OLEANDER DRIVE L |  | Polytube | Yes |  | 2023-02-13 |  | PVC | 1973 | Yes |  | 2023-02-13 |  | Non-lead
022416 | 109 ELLINGTON CT |  | Polytube | Yes |  | 2023-08-03 |  | PVC | 2007 | Yes |  | 2023-08-03 |  | Non-lead
022417 | 5 CORMORANT DR |  | Polytube | Yes |  | 2023-05-04 |  | PVC | 1969 | Yes |  | 2023-05-04 |  | Non-lead
022418 | 314 LOEB AVE |  | Polytube | Yes |  | 2022-10-24 |  | PVC | 1970 | Yes |  | 2022-10-24 |  | Non-lead
022419 | 345 LOEB AVE |  | Unknown, Non-Lead | No |  |  |  | Unknown, Non-Lead | 1999 | No |  |  |  | Non-lead
022420 | 335 LOEB AVE |  | Unknown, Non-Lead | No |  |  |  | Unknown, Non-Lead | 1999 | No |  |  |  | Non-lead
022423 | 67 SHORELAND DR |  | Polytube | Yes |  | 2023-02-01 |  | PVC | 1959 | Yes |  | 2023-02-01 |  | Non-lead
022424 | 205 CAMELOT DR |  | Unknown, Non-Lead | No |  |  |  | PVC | 2008 | No |  |  |  | Non-lead
022425 | 235 ANTIGUA RD |  | Polytube | Yes |  | 2022-07-20 |  | PVC | 1972 | Yes |  | 2022-07-20 |  | Non-lead
022426 | 106 POINT PLEASANT DR |  | Polytube | Yes |  | 2023-01-30 |  | PVC | 1986 | Yes |  | 2023-01-30 |  | Non-lead
022427 | 102 OCEAN BAY DR |  | PVC | Yes |  | 2023-12-13 |  | PVC | 2018 | Yes |  | 2023-12-13 |  | Non-lead
022428 | 14 PELICAN RD |  | Polytube | Yes |  | 2023-05-04 |  | PVC | 1972 | Yes |  | 2023-05-04 |  | Non-lead
022429 | 216 SECOND STREET |  | Polytube | Yes |  | 2022-10-17 |  | PVC | 1973 | Yes |  | 2022-10-17 |  | Non-lead
022430 | 212 SECOND ST |  | Unknown, Non-Lead | Yes |  | 2020-07-23 |  | PVC | 1991 | Yes |  | 2020-07-23 |  | Non-lead
022431 | 311 SECOND TERR |  | Polytube | Yes |  | 2022-10-17 |  | PVC | 1973 | Yes |  | 2022-10-17 |  | Non-lead
022432 | 315 SECOND TERRACE L |  | Polytube | Yes |  | 2022-10-27 |  | PVC | 1974 | Yes |  | 2022-10-27 |  | Non-lead
022433 | 830 NARRAGANSETT LN |  | Unknown, Non-Lead | Yes |  | 2017-07-10 |  | Unknown, Non-Lead | 2005 | Yes |  | 2017-07-10 |  | Non-lead
022434 | 1101 CALDER RD |  | Polytube | Yes |  | 2023-05-04 |  | PVC | 1972 | Yes |  | 2023-05-04 |  | Non-lead
022435 | 174 WESTMINISTER |  | Polytube | Yes |  | 2022-07-12 |  | PVC | 1974 | Yes |  | 2022-07-12 |  | Non-lead
022436 | 23 MOCKINGBIRD RD |  | Unknown, Non-Lead | Yes |  | 2022-02-22 |  | PVC | 2005 | Yes |  | 2022-02-22 |  | Non-lead
022437 | 12 FLAMINGO RD |  | Polytube | Yes |  | 2023-05-04 |  | PVC | 1984 | Yes |  | 2023-05-04 |  | Non-lead
022438 | 916 LOBSTER LN |  | Polytube | Yes |  | 2022-09-19 |  | PVC | 1973 | Yes |  | 2022-09-19 |  | Non-lead
022439 | 906 TROPICAL LN |  | Unknown, Non-Lead | Yes |  | 2019-02-22 |  | PVC | 2017 | Yes |  | 2019-02-22 |  | Non-lead
022440 | 908 TROPICAL LN |  | Polytube | Yes |  | 2023-05-04 |  | PVC | 1973 | Yes |  | 2023-05-04 |  | Non-lead
022441 | 1202 CACTUS ST |  | Polytube | Yes |  | 2022-10-19 |  | PVC | 1958 | Yes |  | 2022-10-19 |  | Non-lead
022443 | 114 CORAL WAY |  | Unknown, Non-Lead | Yes |  | 2018-09-24 |  | Unknown, Non-Lead | 2007 | Yes |  | 2018-09-24 |  | Non-lead
022444 | 234 ANTIGUA RD |  | Polytube | Yes |  | 2022-07-20 |  | PVC | 1972 | Yes |  | 2022-07-20 |  | Non-lead
022445 | 22 BARRACOA DR |  | Polytube | Yes |  | 2023-02-01 |  | PVC | 1973 | Yes |  | 2023-02-01 |  | Non-lead
022446 | 1126 GULFSTREAM LN |  | Copper | Yes |  | 2023-05-04 |  | PVC | 1982 | Yes |  | 2023-05-04 |  | Non-lead
022447 | 259 LANCE LANE |  | Polytube | Yes |  | 2022-10-24 |  | PVC | 1963 | Yes |  | 2022-10-24 |  | Non-lead
022448 | 142 LONG KEY RD |  | Polytube | Yes |  | 2022-11-07 |  | PVC | 1972 | Yes |  | 2022-11-07 |  | Non-lead
022449 | 138 LONG KEY RD |  | Polytube | Yes |  | 2023-05-04 |  | PVC | 1976 | Yes |  | 2023-05-04 |  | Non-lead
022450 | 303 LOEB AVE |  | Polytube | Yes |  | 2022-10-24 |  | PVC | 1970 | Yes |  | 2022-10-24 |  | Non-lead
022451 | 172 MARS LN |  | Polytube | Yes |  | 2022-09-26 |  | PVC | 1979 | Yes |  | 2022-09-26 |  | Non-lead
022452 | 265 MARS LN |  | Polytube | Yes |  | 2022-09-26 |  | PVC | 1972 | Yes |  | 2022-09-26 |  | Non-lead
022453 | 30944 NATHALIE RD |  | Polytube | Yes |  | 2024-03-27 |  | PVC | 1983 | Yes |  | 2024-03-27 |  | Non-lead
022454 | 681 11TH ST |  | Copper | Yes |  | 2024-03-07 |  | PVC | 1972 | Yes |  | 2024-03-07 |  | Non-lead
022455 | 27 F AVE |  | Copper | Yes |  | 2022-10-22 |  | PVC | 1972 | Yes |  | 2022-10-22 |  | Non-lead
022456 | 16 AVE F |  | Copper | Yes |  | 2022-10-22 |  | PVC | 1972 | Yes |  | 2022-10-22 |  | Non-lead
022457 | 20 AVENUE F |  | Polytube | Yes |  | 2022-11-07 |  | PVC | 1972 | Yes |  | 2022-11-07 |  | Non-lead
022458 | OCEAN 305 50TH ST |  | Polytube | Yes |  | 2023-10-31 |  | PVC | 1986 | Yes |  | 2023-10-31 |  | Non-lead
022459 | 2180 YELLOWTAIL DR |  | Polytube | Yes |  | 2023-02-22 |  | PVC | 1972 | Yes |  | 2023-02-22 |  | Non-lead
022460 | 59782 PARADISE PL |  | Copper | Yes |  | 2022-10-22 |  | PVC | 1972 | Yes |  | 2022-10-22 |  | Non-lead
022461 | 8 AVE F |  | Polytube | Yes |  | 2022-06-10 |  | PVC | 1973 | Yes |  | 2022-06-10 |  | Non-lead
022462 | 77 CORAL LANE |  | Polytube | Yes |  | 2024-04-24 |  | PVC | 1972 | Yes |  | 2024-04-24 |  | Non-lead
022463 | 75 CORAL LANE |  | Polytube | Yes |  | 2024-04-24 |  | PVC | 1972 | Yes |  | 2024-04-24 |  | Non-lead
022464 | #A 90 SOMBRERO RD |  | Polytube | Yes |  | 2023-03-23 |  | PVC | 1972 | Yes |  | 2023-03-23 |  | Non-lead
022465 | 869 89TH St |  | Unknown, Non-Lead | Yes |  | 2020-08-14 |  | Unknown, Non-Lead | 2020 | Yes |  | 2020-08-14 |  | Non-lead
022466 | UP 360 10TH ST |  | Unknown, Non-Lead | Yes |  | 2020-01-29 |  | Unknown, Non-Lead | 1990 | Yes |  | 2020-01-29 |  | Non-lead
022467 | OCEAN 1010 85TH ST |  | Polytube | Yes |  | 2023-01-25 |  | PVC | 1972 | Yes |  | 2023-01-25 |  | Non-lead
022468 | 221 2ND ST |  | Copper | Yes |  | 2023-06-26 |  | Copper | 1972 | Yes |  | 2023-06-26 |  | Non-lead
022469 | 231 2ND RS ST |  | Polytube | Yes |  | 2023-06-26 |  | PVC | 1972 | Yes |  | 2023-06-26 |  | Non-lead
022470 | RS 251 2ND ST |  | Copper | Yes |  | 2023-06-26 |  | PVC | 1972 | Yes |  | 2023-06-26 |  | Non-lead
022471 | 241 2ND ST |  | Copper | Yes |  | 2024-09-18 |  | Copper | 1972 | Yes |  | 2024-09-18 |  | Non-lead
022472 | 1873 109TH STREET GULF |  | Polytube | Yes |  | 2024-02-20 |  | PVC | 1972 | Yes |  | 2024-02-20 |  | Non-lead
022473 | 10868 7TH GULF AVE |  | Polytube | Yes |  | 2024-01-25 |  | PVC | 1972 | Yes |  | 2024-01-25 |  | Non-lead
022474 | 10870 7TH GULF AVE |  | Polytube | Yes |  | 2022-11-22 |  | PVC | 1972 | Yes |  | 2022-11-22 |  | Non-lead
022475 | 1010 18TH TERR |  | Polytube | Yes |  | 2022-05-19 |  | Copper | 1972 | Yes |  | 2022-05-19 |  | Non-lead
022476 | 73 TAMARIND DR |  | Polytube | Yes |  | 2023-07-27 |  | PVC | 1978 | Yes |  | 2023-07-27 |  | Non-lead
022477 | 74 TAMARIND DR |  | Unknown, Non-Lead | No |  |  |  | Unknown, Non-Lead | 1988 | No |  |  |  | Non-lead
022478 | 75 TAMARIND DR |  | Polytube | Yes |  | 2023-07-27 |  | PVC | 1981 | Yes |  | 2023-07-27 |  | Non-lead
022479 | L14 B9 14 EMERALD DR |  | Unknown, Non-Lead | No |  |  |  | Unknown, Non-Lead | 1988 | No |  |  |  | Non-lead
022480 | 10 AQUAMARINE DR |  | Unknown, Non-Lead | Yes |  | 2024-02-28 |  | Polytube | 1994 | Yes |  | 2024-02-28 |  | Non-lead
022481 | 31086 BAY SHORE DR |  | Polytube | Yes |  | 2020-02-20 |  | PVC | 2020 | Yes |  | 2020-02-20 |  | Non-lead
022483 | SEC B 69 TAMARIND DR |  | Polytube | Yes |  | 2023-07-27 |  | PVC | 1980 | Yes |  | 2023-07-27 |  | Non-lead
022485 | 27418 JAMAICA LANE |  | Polytube | Yes |  | 2023-10-17 |  | PVC |  | Yes |  | 2023-10-17 |  | Non-lead
022486 | L14&15 5565 2ND AVE |  | Polytube | Yes |  | 2023-03-07 |  | PVC | 1977 | Yes |  | 2023-03-07 |  | Non-lead
022487 | 29071 PINE AVE |  | Polytube | Yes |  | 2022-12-15 |  | PVC | 1970 | Yes |  | 2022-12-15 |  | Non-lead
022488 | L12B15 21091 1ST AVE |  | Polytube | Yes |  | 2022-10-31 |  | PVC | 1986 | Yes |  | 2022-10-31 |  | Non-lead
022489 | 30884 DELGADO (HOUSE) LANE |  | Polytube | Yes |  | 2022-11-17 |  | PVC | 1974 | Yes |  | 2022-11-17 |  | Non-lead
022490 | 31316 AVE C |  | Polytube | Yes |  | 2022-11-30 |  | PVC | 1969 | Yes |  | 2022-11-30 |  | Non-lead
022491 | 7 PENINSULAR AKA 6 DR |  | Unknown, Non-Lead | No |  |  |  | Unknown, Non-Lead | 2008 | No |  |  |  | Non-lead
022492 | 28 BOULDER DRIVE L |  | Polytube | Yes |  | 2023-08-25 |  | PVC | 1974 | Yes |  | 2023-08-25 |  | Non-lead
022493 | 211 WEST INDIES LOT DR |  | Polytube | Yes |  | 2022-10-26 |  | PVC | 1973 | Yes |  | 2022-10-26 |  | Non-lead
022494 | APT A 423 OLIVIA ST |  | Polytube | Yes |  | 2022-09-26 |  | PVC | 1929 | Yes |  | 2022-09-26 |  | Non-lead
022495 | 16 CORAL DR |  | Unknown, Non-Lead | No |  |  |  | Unknown, Non-Lead | 2006 | No |  |  |  | Non-lead
022496 | 1667 HELEN RD |  | Polytube | Yes |  | 2022-11-17 |  | PVC | 1974 | Yes |  | 2022-11-17 |  | Non-lead
022497 | 1537 PANDOREA LN |  | Polytube | Yes |  | 2024-04-26 |  | PVC | 1973 | Yes |  | 2024-04-26 |  | Non-lead
022498 | 31462 E AVE |  | Polytube | Yes |  | 2023-01-12 |  | PVC | 2018 | Yes |  | 2023-01-12 |  | Non-lead
022500 | 251 MARS LN |  | Polytube | Yes |  | 2022-05-25 |  | PVC | 1968 | Yes |  | 2022-05-25 |  | Non-lead
022502 | 1600 VON PHISTER ST |  | Polytube | Yes |  | 2022-11-04 |  | PVC | 1973 | Yes |  | 2022-11-04 |  | Non-lead
022503 | 28498 YUCATAN LN |  | Polytube | Yes |  | 2023-01-25 |  | PVC | 1974 | Yes |  | 2023-01-25 |  | Non-lead
022504 | 290 SCORPIO LN |  | Polytube | Yes |  | 2022-09-26 |  | PVC | 1972 | Yes |  | 2022-09-26 |  | Non-lead
022505 | 282 SCORPIO LN |  | Polytube | Yes |  | 2022-09-26 |  | PVC | 1987 | Yes |  | 2022-09-26 |  | Non-lead
022506 | 673 DIANE AVE |  | Polytube | Yes |  | 2023-01-25 |  | PVC | 1973 | Yes |  | 2023-01-25 |  | Non-lead
022508 | 1066 FLAGSHIP DRIVE |  | Polytube | Yes |  | 2023-04-24 |  | PVC | 1978 | Yes |  | 2023-04-24 |  | Non-lead
022509 | 31247 AVENUE I |  | Polytube | Yes |  | 2024-06-24 |  | PVC | 1972 | Yes |  | 2024-06-24 |  | Non-lead
022510 | E35 12TH AVE |  | Polytube | Yes |  | 2023-03-08 |  | PVC | 1972 | Yes |  | 2023-03-08 |  | Non-lead
022511 | 1031 BAY DR |  | Polytube | Yes |  | 2023-12-08 |  | PVC | 1986 | Yes |  | 2023-12-08 |  | Non-lead
022512 | APT B 706 ELIZABETH ST |  | Polytube | Yes |  | 2022-10-31 |  | PVC | 1933 | Yes |  | 2022-10-31 |  | Non-lead
022513 | 1311 8TH ST |  | Polytube | Yes |  | 2022-08-12 |  | PVC | 1972 | Yes |  | 2022-08-12 |  | Non-lead
022514 | GULF 10891 7TH AVE |  | Polytube | Yes |  | 2022-11-17 |  | PVC | 1972 | Yes |  | 2022-11-17 |  | Non-lead
022515 | 10893 7TH GULF AVE |  | Polytube | Yes |  | 2023-05-15 |  | PVC | 1972 | Yes |  | 2023-05-15 |  | Non-lead
022517 | 7954 TUNA DR |  | Polytube | Yes |  | 2023-01-30 |  | PVC | 1972 | Yes |  | 2023-01-30 |  | Non-lead
022518 | 11290 6TH GULF AVE |  | Polytube | Yes |  | 2022-08-30 |  | PVC | 1972 | Yes |  | 2022-08-30 |  | Non-lead
022519 | 271 9TH ST |  | Copper | Yes |  | 2024-03-14 |  | PVC | 1974 | Yes |  | 2024-03-14 |  | Non-lead
022520 | 261 9TH ST |  | Polytube | Yes |  | 2022-10-22 |  | PVC | 1972 | Yes |  | 2022-10-22 |  | Non-lead
022521 | 10873 7TH AVE |  | Unknown, Non-Lead | Yes |  | 2024-09-16 |  | Unknown, Non-Lead | 2007 | Yes |  | 2024-09-16 |  | Non-lead
022522 | 10871 7TH GULF AVE |  | Unknown, Non-Lead | Yes |  | 2024-05-09 |  | PVC | 2007 | Yes |  | 2024-05-09 |  | Non-lead
022523 | 8001 PORPOISE DR |  | Polytube | Yes |  | 2023-02-01 |  | PVC | 1972 | Yes |  | 2023-02-01 |  | Non-lead
022524 | 59742 PARADISE PLACE |  | Copper | Yes |  | 2022-10-22 |  | PVC | 1973 | Yes |  | 2022-10-22 |  | Non-lead
022525 | 1258 JAMES CT |  | Polytube | Yes |  | 2022-12-06 |  | PVC | 1972 | Yes |  | 2022-12-06 |  | Non-lead
022526 | DOCK 5301 OCEAN TER |  | Polytube | Yes |  | 2023-06-16 |  | Copper | 1971 | Yes |  | 2023-06-16 |  | Non-lead
022527 | 370 4TH ST |  | Polytube | Yes |  | 2022-10-22 |  | PVC | 1974 | Yes |  | 2022-10-22 |  | Non-lead
022528 | DOWN 380 4TH ST |  | Polytube | Yes |  | 2022-10-22 |  | PVC | 1974 | Yes |  | 2022-10-22 |  | Non-lead
022529 | GULF 11400 1ST AVE |  | Polytube | Yes |  | 2022-10-21 |  | PVC | 1967 | Yes |  | 2022-10-21 |  | Non-lead
022530 | 2855 OVERSEAS HWY |  | Polytube | Yes |  | 2023-03-14 |  | PVC | 1972 | Yes |  | 2023-03-14 |  | Non-lead
022531 | 7945 PORPOISE DR |  | Polytube | Yes |  | 2022-06-03 |  | Polytube | 1972 | Yes |  | 2022-06-03 |  | Non-Lead
022532 | 2658 YELLOWTAIL DR |  | Polytube | Yes |  | 2023-02-01 |  | PVC | 1973 | Yes |  | 2023-02-01 |  | Non-lead
022534 | 57947 MORTON ST |  | Polytube | Yes |  | 2024-06-04 |  | PVC | 1972 | Yes |  | 2024-06-04 |  | Non-lead
022535 | 31430 E AVE |  | Unknown, Non-Lead | Yes |  | 2022-11-14 |  | Unknown, Non-Lead | 2007 | Yes |  | 2022-11-14 |  | Non-lead
022536 | 209 SHORE AVE |  | Polytube | Yes |  | 2023-07-05 |  | Copper | 1972 | Yes |  | 2023-07-05 |  | Non-lead
022537 | 17124 GREEN TURTLE LN |  | Polytube | Yes |  | 2023-10-20 |  | PVC | 1975 | Yes |  | 2023-10-20 |  | Non-lead
022538 | 22777 JOLLY ROGER DR |  | Polytube | Yes |  | 2024-05-09 |  | PVC | 1974 | Yes |  | 2024-05-09 |  | Non-lead
022539 | 22961 CAPTAIN KIDD LANE |  | Polytube | Yes |  | 2022-11-18 |  | PVC | 1972 | Yes |  | 2022-11-18 |  | Non-lead
022540 | 31545 C AVE |  | Polytube | Yes |  | 2024-04-26 |  | PVC |  | Yes |  | 2024-04-26 |  | Non-lead
022541 | 149 BAHAMA AVE |  | Polytube | Yes |  | 2022-11-10 |  | PVC | 1972 | Yes |  | 2022-11-10 |  | Non-lead
022542 | 29 CORMORANT DR |  | Polytube | Yes |  | 2023-05-04 |  | PVC | 1987 | Yes |  | 2023-05-04 |  | Non-lead
022544 | 1122 GULFSTREAM LN |  | Copper | Yes |  | 2023-05-04 |  | PVC | 1978 | Yes |  | 2023-05-04 |  | Non-lead
022545 | # 3 99625 OVERSEAS (SUBWAY)WALDORF HWY |  | Polytube | Yes |  | 2023-02-02 |  | Copper | 1972 | Yes |  | 2023-02-02 |  | Non-lead
022546 | 36 BAHAMA AVE |  | Polytube | Yes |  | 2022-11-29 |  | PVC | 1972 | Yes |  | 2022-11-29 |  | Non-lead
022547 | 7 BUNTING DR |  | Polytube | Yes |  | 2024-06-04 |  | PVC | 1973 | Yes |  | 2024-06-04 |  | Non-lead
022548 | 22 BUNTING DR |  | Polytube | Yes |  | 2024-01-12 |  | PVC | 1978 | Yes |  | 2024-01-12 |  | Non-lead
022550 | 880 ELLEN DR |  | Polytube | Yes |  | 2023-02-22 |  | PVC | 1971 | Yes |  | 2023-02-22 |  | Non-lead
022551 | 1125 GRAND ST |  | Unknown | Yes |  | 2023-09-05 |  | Unknown | 1976 | Yes |  | 2023-09-05 |  | Lead Status Unknown
022552 | 928 LOBSTER LN |  | Polytube | Yes |  | 2022-07-21 |  | PVC | 1975 | Yes |  | 2022-07-21 |  | Non-lead
022553 | 153 WESTMINSTER DR |  | Unknown, Non-Lead | Yes |  | 2021-03-08 |  | Unknown, Non-Lead | 2008 | Yes |  | 2021-03-08 |  | Non-lead
022554 | 9 CORMORANT DR |  | Polytube | Yes |  | 2023-05-04 |  | PVC | 1978 | Yes |  | 2023-05-04 |  | Non-lead
022555 | 147 ARBOR LN |  | Polytube | Yes |  | 2023-02-13 |  | PVC | 1975 | Yes |  | 2023-02-13 |  | Non-lead
022556 | 26 AVENUE A |  | Polytube | Yes |  | 2022-07-26 |  | PVC | 1970 | Yes |  | 2022-07-26 |  | Non-lead
022557 | 213 HISPANOLA RD |  | Polytube | Yes |  | 2022-07-21 |  | PVC | 1978 | Yes |  | 2022-07-21 |  | Non-lead
022558 | 230 HOMESTEAD AVE |  | Polytube | Yes |  | 2023-02-02 |  | PVC | 1972 | Yes |  | 2023-02-02 |  | Non-lead
022559 | 115 OCEAN VIEW DR |  | Unknown, Non-Lead | No |  |  |  | No Piping | 1956 | No |  |  |  | Non-lead
022560 | 704 SHARON PL |  | Polytube | Yes |  | 2023-01-09 |  | PVC | 1980 | Yes |  | 2023-01-09 |  | Non-lead
022561 | 81 LAKESHORE DR |  | Unknown, Non-Lead | Yes |  | 2021-11-30 |  | Unknown, Non-Lead | 2002 | Yes |  | 2021-11-30 |  | Non-lead
022562 | 1207 SARATOGA LN |  | Copper | Yes |  | 2023-05-04 |  | PVC | 1985 | Yes |  | 2023-05-04 |  | Non-lead
022563 | 3 FLAMINGO RD |  | Polytube | Yes |  | 2023-02-09 |  | PVC | 1985 | Yes |  | 2023-02-09 |  | Non-lead
022564 | 777 BOSTWICK DR |  | Polytube | Yes |  | 2023-01-27 |  | Polytube | 1982 | Yes |  | 2023-01-27 |  | Non-lead
022565 | 20 SHORELAND DR |  | Polytube | Yes |  | 2022-10-27 |  | PVC | 1972 | Yes |  | 2022-10-27 |  | Non-lead
022566 | 23 TARPON AVE |  | Polytube | Yes |  | 2022-07-25 |  | PVC | 1972 | Yes |  | 2022-07-25 |  | Non-lead
022567 | 218 PIMLICO LN |  | Copper | Yes |  | 2023-05-04 |  | PVC | 1974 | Yes |  | 2023-05-04 |  | Non-lead
022568 | APT A 95165 OVERSEAS HWY |  | Polytube | Yes |  | 2022-08-15 |  | PVC | 1972 | Yes |  | 2022-08-15 |  | Non-lead
022569 | 95165 OVERSEAS HWY APT B |  | Polytube | Yes |  | 2022-08-15 |  | PVC | 1972 | Yes |  | 2022-08-15 |  | Non-lead
022570 | 351 OLEANDER DR |  | Polytube | Yes |  | 2023-02-13 |  | PVC | 1973 | Yes |  | 2023-02-13 |  | Non-lead
022571 | 116 LONG BEN DR |  | Polytube | Yes |  | 2023-05-04 |  | PVC | 1958 | Yes |  | 2023-05-04 |  | Non-lead
022573 | 119 IVANHOE CT |  | Polytube | Yes |  | 2022-05-19 |  | PVC | 1970 | Yes |  | 2022-05-19 |  | Non-lead
022574 | 124 CAMELOT DR |  | Copper | Yes |  | 2022-07-19 |  | PVC | 1981 | Yes |  | 2022-07-19 |  | Non-lead
022575 | 801 NARRAGANSETT LN |  | Polytube | Yes |  | 2023-05-04 |  | PVC | 1979 | Yes |  | 2023-05-04 |  | Non-lead
022577 | 177 PARK AVE |  | Polytube | Yes |  | 2022-06-15 |  | Copper | 1972 | Yes |  | 2022-06-15 |  | Non-lead
022578 | 690 DOLPHIN AVE |  | Polytube | Yes |  | 2022-10-24 |  | PVC | 1973 | Yes |  | 2022-10-24 |  | Non-lead
022579 | 25 JEWFISH AVE |  | Polytube | Yes |  | 2022-11-21 |  | PVC | 1972 | Yes |  | 2022-11-21 |  | Non-lead
022580 | 103 GRASSY RD |  | Polytube | Yes |  | 2022-12-08 |  | PVC | 1972 | Yes |  | 2022-12-08 |  | Non-lead
022581 | S (UKCC) 97300 OVERSEAS HWY |  | Polytube | Yes |  | 2023-12-13 |  | PVC | 1977 | Yes |  | 2023-12-13 |  | Non-lead
022583 | 1 SNIPE RD |  | Polytube | Yes |  | 2023-05-04 |  | PVC | 1984 | Yes |  | 2023-05-04 |  | Non-lead
022584 | 614 SANTA ANITA LN |  | Unknown, Non-Lead | Yes |  | 2021-11-03 |  | PVC | 2005 | Yes |  | 2021-11-03 |  | Non-lead
022585 | 118 CORAL WAY |  | Copper | Yes |  | 2023-12-08 |  | PVC | 1972 | Yes |  | 2023-12-08 |  | Non-lead
022586 | 219 LOWER MATECUMBE RD |  | Polytube | Yes |  | 2023-05-04 |  | PVC | 1978 | Yes |  | 2023-05-04 |  | Non-lead
022587 | 209 PIMLICO LN |  | Polytube | Yes |  | 2023-03-21 |  | PVC | 1974 | Yes |  | 2023-03-21 |  | Non-lead
022588 | 1612 MONMOUTH LN |  | Unknown, Non-Lead | Yes |  | 2021-06-02 |  | PVC | 1995 | Yes |  | 2021-06-02 |  | Non-lead
022589 | 39 PIGEON DR |  | Polytube | Yes |  | 2023-05-04 |  | PVC | 1980 | Yes |  | 2023-05-04 |  | Non-lead
022591 | 1300 CALDER RD |  | Copper | Yes |  | 2023-05-04 |  | PVC | 1985 | Yes |  | 2023-05-04 |  | Non-lead
022592 | 1305 CALDER RD |  | Copper | Yes |  | 2023-05-04 |  | PVC | 1979 | Yes |  | 2023-05-04 |  | Non-lead
022593 | 1500 AQUEDUCT LN |  | Unknown, Non-Lead | No |  |  |  | Unknown, Non-Lead | 1999 | No |  |  |  | Non-lead
022594 | 11 OLD STATE RD |  | Unknown, Non-Lead | No |  |  |  | Unknown, Non-Lead | 2004 | No |  |  |  | Non-lead
022595 | 1326 CALDER RD |  | Polytube | Yes |  | 2022-08-16 |  | PVC | 1976 | Yes |  | 2022-08-16 |  | Non-lead
022596 | 1312 CALDER RD |  | Unknown, Non-Lead | Yes |  | 2019-06-05 |  | PVC | 2018 | Yes |  | 2019-06-05 |  | Non-lead
022598 | 26 N OCEAN DR |  | Polytube | Yes |  | 2022-10-03 |  | PVC | 1973 | Yes |  | 2022-10-03 |  | Non-lead
022599 | 1414 CALDER RD |  | Copper | Yes |  | 2023-05-04 |  | PVC | 1972 | Yes |  | 2023-05-04 |  | Non-lead
022600 | 1313 CALDER RD |  | Copper | Yes |  | 2023-05-04 |  | PVC | 1966 | Yes |  | 2023-05-04 |  | Non-lead
022601 | 306 GROUPER TR |  | Polytube | Yes |  | 2022-12-22 |  | PVC | 1969 | Yes |  | 2022-12-22 |  | Non-lead
022602 | 1646 CHURCHILL DOWNS |  | Copper | Yes |  | 2023-05-04 |  | PVC | 1969 | Yes |  | 2023-05-04 |  | Non-lead
022603 | 247 HISPANOLA RD |  | Copper | Yes |  | 2023-04-24 |  | None |  | Yes |  | 2023-04-24 |  | Non-lead
022604 | 140 ELLINGTON CT |  | Copper | Yes |  | 2023-06-13 |  | PVC | 1975 | Yes |  | 2023-06-13 |  | Non-lead
022605 | 1325 CALDER RD |  | Copper | Yes |  | 2023-05-04 |  | PVC | 1982 | Yes |  | 2023-05-04 |  | Non-lead
022606 | 1508 AQUEDUCT LN |  | Unknown, Non-Lead | No |  |  |  | Unknown, Non-Lead | 2008 | No |  |  |  | Non-lead
022607 | 7 S EXUMA RD |  | Polytube | Yes |  | 2022-10-03 |  | PVC | 1963 | Yes |  | 2022-10-03 |  | Non-lead
022608 | 1506 AQUEDUCT LANE |  | Copper | Yes |  | 2023-05-04 |  | PVC | 1984 | Yes |  | 2023-05-04 |  | Non-lead
022609 | 1318 CALDER RD |  | Copper | Yes |  | 2023-05-04 |  | PVC | 1977 | Yes |  | 2023-05-04 |  | Non-lead
022610 | 22 PIGEON DR |  | Polytube | Yes |  | 2023-05-04 |  | PVC | 1980 | Yes |  | 2023-05-04 |  | Non-lead
022611 | 210 W 2ND CT |  | Unknown, Non-Lead | Yes |  | 2024-08-05 |  | PVC | 2008 | Yes |  | 2024-08-05 |  | Non-lead
022612 | 1015 HIALEAH LN |  | Polytube | Yes |  | 2023-05-04 |  | PVC | 1972 | Yes |  | 2023-05-04 |  | Non-lead
022614 | 7 EAGLE DR |  | Unknown, Non-Lead | No |  |  |  | Unknown, Non-Lead | 2003 | No |  |  |  | Non-lead
022615 | 134 GUILFORD CT |  | Unknown, Non-Lead | Yes |  | 2024-06-03 |  | PVC | 2019 | Yes |  | 2024-06-03 |  | Non-lead
022616 | 24 ABACO RD |  | Polytube | Yes |  | 2022-10-03 |  | PVC | 1973 | Yes |  | 2022-10-03 |  | Non-lead
022617 | 1215 MOCKINGBIRD RD |  | Polytube | Yes |  | 2022-07-21 |  | PVC | 1975 | Yes |  | 2022-07-21 |  | Non-lead
022618 | 1652 CHURCHILL DOWNS |  | Polytube | Yes |  | 2024-02-21 |  | PVC | 1990 | Yes |  | 2024-02-21 |  | Non-lead
022620 | 1524 AQUEDUCT LANE |  | Copper | Yes |  | 2022-12-15 |  | PVC | 1972 | Yes |  | 2022-12-15 |  | Non-lead
022621 | 128 ELLINGTON CT |  | Unknown, Non-Lead | Yes |  | 2024-07-29 |  | Unknown, Non-Lead | 2002 | Yes |  | 2024-07-29 |  | Non-lead
022623 | 703 LARGO RD |  | None | Yes |  | 2023-05-04 |  | None |  | Yes |  | 2023-05-04 |  | Non-lead
022624 | 1529 AQUEDUCT LN |  | Copper | Yes |  | 2022-10-17 |  | PVC | 1972 | Yes |  | 2022-10-17 |  | Non-lead
022625 | 219 CAMELOT |  | Copper | Yes |  | 2022-07-12 |  | PVC | 1987 | Yes |  | 2022-07-12 |  | Non-lead
022626 | 48 BAHAMA AVE |  | Polytube | Yes |  | 2022-11-29 |  | PVC | 1973 | Yes |  | 2022-11-29 |  | Non-lead
022627 | 1025 ADAMS DR |  | Polytube | Yes |  | 2023-05-04 |  | PVC | 1974 | Yes |  | 2023-05-04 |  | Non-lead
022628 | 1511 AQUEDUCT LN |  | Copper | Yes |  | 2023-05-04 |  | PVC | 1969 | Yes |  | 2023-05-04 |  | Non-lead
022629 | 102991 OVERSEAS HWY |  | Polytube | Yes |  | 2022-10-31 |  | PVC | 1971 | Yes |  | 2022-10-31 |  | Non-lead
022630 | 8 GAYTON PL |  | Polytube | Yes |  | 2023-05-30 |  | PVC | 2011 | Yes |  | 2023-05-30 |  | Non-lead
022631 | 59 COCONUT DR |  | Polytube | Yes |  | 2022-11-17 |  | Copper | 1975 | Yes |  | 2022-11-17 |  | Non-lead
022632 | 4 SNIPE RD |  | Unknown, Non-Lead | No |  |  |  | Unknown, Non-Lead | 2007 | No |  |  |  | Non-lead
022633 | 619 CUDA LN |  | Polytube | Yes |  | 2022-09-20 |  | Copper | 1960 | Yes |  | 2022-09-20 |  | Non-lead
022635 | 7 JEWFISH AVE |  | Polytube | Yes |  | 2022-10-31 |  | PVC | 1972 | Yes |  | 2022-10-31 |  | Non-lead
022636 | 33 JEWFISH AVE |  | Polytube | Yes |  | 2022-10-31 |  | PVC | 1974 | Yes |  | 2022-10-31 |  | Non-lead
022637 | 92410 OVERSEAS HWY |  | Polytube | Yes |  | 2023-02-15 |  | Copper | 1972 | Yes |  | 2023-02-15 |  | Non-lead
022638 | 634 PONCE DE LEON BLVD |  | Polytube | Yes |  | 2023-02-21 |  | PVC | 1972 | Yes |  | 2023-02-21 |  | Non-lead
022639 | APT 201 102900 OVERSEAS HWY |  | Copper | Yes |  | 2023-01-27 |  | PVC | 1972 | Yes |  | 2023-01-27 |  | Non-lead
022640 | 2 JEFFREY DR |  | Polytube | Yes |  | 2023-02-14 |  | PVC | 1974 | Yes |  | 2023-02-14 |  | Non-lead
022641 | 946 SHAW DR |  | Polytube | Yes |  | 2024-07-15 |  | PVC | 1974 | Yes |  | 2024-07-15 |  | Non-lead
022643 | A21 12TH AVE |  | Polytube | Yes |  | 2023-10-20 |  | PVC | 1972 | Yes |  | 2023-10-20 |  | Non-lead
022644 | E36 12TH AVE |  | Polytube | Yes |  | 2023-03-08 |  | PVC | 1972 | Yes |  | 2023-03-08 |  | Non-lead
022645 | 1611 VENETIAN DR |  | Polytube | Yes |  | 2023-04-24 |  | Copper | 1972 | Yes |  | 2023-04-24 |  | Non-lead
022646 | 31471 G AVE |  | Polytube | Yes |  | 2022-07-22 |  | PVC | 1999 | Yes |  | 2022-07-22 |  | Non-lead
022647 | 1115 18TH ST |  | Polytube | Yes |  | 2022-07-20 |  | Polytube | 1972 | Yes |  | 2022-07-20 |  | Non-lead
022648 | APT B 511 OLIVIA ST |  | Polytube | Yes |  | 2023-10-02 |  | PVC | 1958 | Yes |  | 2023-10-02 |  | Non-lead
022649 | 1381 STATE RD |  | Polytube | Yes |  | 2023-01-25 |  | PVC | 1978 | Yes |  | 2023-01-25 |  | Non-lead
022650 | 31233 D AVE |  | Unknown, Non-Lead | No |  |  |  | Unknown, Non-Lead | 2005 | No |  |  |  | Non-lead
022651 | 233 GEIGER RD |  | Unknown, Non-Lead | Yes |  | 2020-11-02 |  | Unknown, Non-Lead | 2004 | Yes |  | 2020-11-02 |  | Non-lead
022652 | 1906 FLAGLER AVE |  | Polytube | Yes |  | 2024-01-10 |  | PVC | 1973 | Yes |  | 2024-01-10 |  | Non-lead
022653 | 10 ALLAMANDA TERR |  | Polytube | Yes |  | 2022-12-15 |  | PVC | 1984 | Yes |  | 2022-12-15 |  | Non-lead
022654 | 9 BOCA CHICA RD |  | Polytube | Yes |  | 2024-01-30 |  | PVC | 1984 | Yes |  | 2024-01-30 |  | Non-lead
022655 | 2 47TH GULF ST |  | Copper | Yes |  | 2023-02-13 |  | Polytube | 1972 | Yes |  | 2023-02-13 |  | Non-lead
022656 | 4 47TH GULF ST |  | Polytube | Yes |  | 2023-02-13 |  | PVC | 1972 | Yes |  | 2023-02-13 |  | Non-lead
022657 | 11231 2ND OCEAN AVE |  | Polytube | Yes |  | 2024-05-31 |  | PVC | 1976 | Yes |  | 2024-05-31 |  | Non-lead
022658 | 14 47TH GULF ST |  | Polytube | Yes |  | 2024-08-23 |  | PVC | 2013 | Yes |  | 2024-08-23 |  | Non-lead
022659 | #B 300 E 63RD OCEAN ST |  | Polytube | Yes |  | 2023-02-27 |  | PVC | 1972 | Yes |  | 2023-02-27 |  | Non-lead
022660 | APT A 261 A 66TH OCEAN ST |  | Polytube | Yes |  | 2023-03-02 |  | PVC | 1972 | Yes |  | 2023-03-02 |  | Non-lead
022661 | 4594 OVERSEAS HWY |  | Polytube | Yes |  | 2023-02-13 |  | PVC | 1972 | Yes |  | 2023-02-13 |  | Non-lead
022662 | 1 A 47TH GULF ST |  | Unknown, Non-Lead | Yes |  | 2023-09-07 |  | PVC | 1990 | Yes |  | 2023-09-07 |  | Non-lead
022664 | 58161 MORTON ST |  | Polytube | Yes |  | 2023-11-06 |  | PVC | 1957 | Yes |  | 2023-11-06 |  | Non-lead
022665 | 58162 OVERSEAS HWY |  | Unknown, Non-Lead | Yes |  | 2018-06-11 |  | PVC | 2003 | Yes |  | 2018-06-11 |  | Non-lead
022666 | 79 CORAL LN |  | Polytube | Yes |  | 2023-11-14 |  | PVC | 1972 | Yes |  | 2023-11-14 |  | Non-lead
022667 | 73 CORAL LANE |  | Polytube | Yes |  | 2024-03-22 |  | PVC | 1972 | Yes |  | 2024-03-22 |  | Non-lead
022668 | 777 79TH WEST OCEAN ST |  | Polytube | Yes |  | 2024-07-19 |  | PVC | 1974 | Yes |  | 2024-07-19 |  | Non-lead
022669 | 1086 FLAGSHIP DR |  | Unknown, Non-Lead | Yes |  | 2019-01-03 |  | Unknown, Non-Lead | 1988 | Yes |  | 2019-01-03 |  | Non-lead
022670 | APT B 250 43RD GULF ST |  | Polytube | Yes |  | 2021-03-22 |  | PVC | 1953 | Yes |  | 2021-03-22 |  | Non-lead
022672 | 3740 OVERSEAS HWY |  | Unknown, Non-Lead | No |  |  |  | No Piping | 1948 | No |  |  |  | Non-lead
022673 | GULF 11 47TH ST |  | Unknown, Non-Lead | Yes |  | 2022-05-13 |  | Unknown, Non-Lead | 2008 | Yes |  | 2022-05-13 |  | Non-lead
022674 | 12 47TH GULF ST |  | Polytube | Yes |  | 2023-02-13 |  | PVC | 1972 | Yes |  | 2023-02-13 |  | Non-lead
022675 | 13 47TH GULF ST |  | Copper | Yes |  | 2024-08-23 |  | PVC | 1972 | Yes |  | 2024-08-23 |  | Non-lead
022676 | 11239 3RD GULF AVE |  | Polytube | Yes |  | 2022-08-25 |  | PVC | 1972 | Yes |  | 2022-08-25 |  | Non-lead
022677 | 11229 2ND OCEAN AVE |  | Copper | Yes |  | 2022-10-24 |  | PVC | 1955 | Yes |  | 2022-10-24 |  | Non-lead
022678 | 23 TREASURE RD |  | Polytube | Yes |  | 2024-06-14 |  | PVC | 1974 | Yes |  | 2024-06-14 |  | Non-lead
022679 | 2701 YELLOWTAIL DR |  | Polytube | Yes |  | 2023-10-06 |  | PVC | 1972 | Yes |  | 2023-10-06 |  | Non-lead
022680 | 4 SANDPIPER LN |  | Polytube | Yes |  | 2022-06-21 |  | PVC | 1973 | Yes |  | 2022-06-21 |  | Non-lead
022681 | 25000 OVERSEAS HWY |  | Polytube | Yes |  | 2023-04-25 |  | PVC | 1980 | Yes |  | 2023-04-25 |  | Non-lead
022682 | 49 KEY HAVEN RD |  | Polytube | Yes |  | 2022-05-10 |  | Unknown |  | Yes |  | 2022-05-10 |  | Lead Status Unknown
022683 | UNIT 1 514 MARGARET ST |  | Unknown | Yes |  | 2022-06-28 |  | PVC | 1924 | Yes |  | 2022-06-28 |  | Lead Status Unknown
022684 | APT 2 DOWN 514 MARGARET ST |  | Unknown | Yes |  | 2023-02-01 |  | PVC | 1924 | Yes |  | 2023-02-01 |  | Lead Status Unknown
022685 | REAR 2210 STAPLES AVE |  | Unknown, Non-Lead | Yes |  | 2020-03-06 |  | Unknown, Non-Lead | 1993 | Yes |  | 2020-03-06 |  | Non-lead
022686 | 914 WINDSOR LN |  | Polytube | Yes |  | 2024-03-07 |  | PVC | 1933 | Yes |  | 2024-03-07 |  | Non-lead
022687 | 161 MARS LN |  | Polytube | Yes |  | 2023-04-05 |  | PVC | 1979 | Yes |  | 2023-04-05 |  | Non-lead
022689 | 2826 N ROOSEVELT BLVD |  | Polytube | Yes |  | 2022-09-16 |  | PVC | 1974 | Yes |  | 2022-09-16 |  | Non-lead
022690 | 211 VENUS LN |  | Polytube | Yes |  | 2023-10-11 |  | PVC |  | Yes |  | 2023-10-11 |  | Non-lead
022691 | 239 GEIGER RD |  | PVC | Yes |  | 2024-08-27 |  | Polytube | 1997 | Yes |  | 2024-08-27 |  | Non-lead
022692 | C15 9TH AVE |  | Polytube | Yes |  | 2022-05-27 |  | PVC | 2007 | Yes |  | 2022-05-27 |  | Non-lead
022693 | 10 DOLPHIN RD |  | Polytube | Yes |  | 2024-04-30 |  | PVC | 1960 | Yes |  | 2024-04-30 |  | Non-lead
022694 | 403 HARBOR DR |  | Polytube | Yes |  | 2022-10-22 |  | PVC | 1973 | Yes |  | 2022-10-22 |  | Non-lead
022695 | 1088 FERN AVE |  | Polytube | Yes |  | 2022-12-14 |  | PVC | 1975 | Yes |  | 2022-12-14 |  | Non-lead
022696 | E37 12TH AVE |  | Polytube | Yes |  | 2023-03-08 |  | PVC | 1972 | Yes |  | 2023-03-08 |  | Non-lead
022697 | 1709 JAMAICA DR |  | Polytube | Yes |  | 2023-04-24 |  | PVC | 1972 | Yes |  | 2023-04-24 |  | Non-lead
022698 | 1617 JAMAICA DR |  | Polytube | Yes |  | 2024-08-19 |  | PVC | 1972 | Yes |  | 2024-08-19 |  | Non-lead
022699 | 31258 AVENUE E |  | Unknown, Non-Lead | No |  |  |  | Unknown, Non-Lead | 2021 | No |  |  |  | Non-lead
022700 | 31339 B AVE |  | Polytube | Yes |  | 2022-12-06 |  | PVC | 1963 | Yes |  | 2022-12-06 |  | Non-lead
022701 | 828 CRANE BLVD |  | Polytube | Yes |  | 2023-01-13 |  | PVC | 1972 | Yes |  | 2023-01-13 |  | Non-lead
022702 | #B 924 KENNEDY DR |  | Unknown | Yes |  | 2023-04-21 |  | PVC | 1972 | Yes |  | 2023-04-21 |  | Lead Status Unknown
022703 | UNIT B 922 KENNEDY DR |  | Unknown | Yes |  | 2024-03-13 |  | PVC | 1972 | Yes |  | 2024-03-13 |  | Lead Status Unknown
022704 | UNIT B 920 KENNEDY DR |  | Unknown | Yes |  | 2022-05-19 |  | PVC | 1972 | Yes |  | 2022-05-19 |  | Lead Status Unknown
022705 | UNIT B 918 KENNEDY DR (900 KENNEDY) |  | Unknown | Yes |  | 2023-05-04 |  | PVC | 1972 | Yes |  | 2023-05-04 |  | Lead Status Unknown
022706 | #B 914 KENNEDY DR |  | Unknown | Yes |  | 2023-02-17 |  | PVC | 1972 | Yes |  | 2023-02-17 |  | Lead Status Unknown
022707 | UNIT B 916 KENNEDY DR |  | Unknown | Yes |  | 2024-02-20 |  | PVC | 1972 | Yes |  | 2024-02-20 |  | Lead Status Unknown
022708 | UNIT B 908 KENNEDY DR |  | Polytube | Yes |  | 2023-05-04 |  | PVC | 1972 | Yes |  | 2023-05-04 |  | Non-lead
022709 | UNIT A 910 KENNEDY DR |  | Unknown, Non-Lead | Yes |  | 2023-05-04 |  | No Piping | 1972 | Yes |  | 2023-05-04 |  | Non-lead
022711 | #A 908 KENNEDY DR |  | Polytube | Yes |  | 2024-06-20 |  | PVC | 1972 | Yes |  | 2024-06-20 |  | Non-lead
022712 | 3312 NORTHSIDE DR |  | PVC | Yes |  | 2022-06-08 |  | PVC | 1980 | Yes |  | 2022-06-08 |  | Non-lead
022714 | 22 FLIPPER RD |  | Polytube | Yes |  | 2024-04-22 |  | PVC | 1972 | Yes |  | 2024-04-22 |  | Non-lead
022715 | MASTER METER . KEY PLAZA SHOPPING CTR #12 |  | Ductile Iron | Yes |  | 2021-08-04 |  | PVC | 1992 | Yes |  | 2021-08-04 |  | Non-lead
022716 | 19669 CALOOSA ST |  | Polytube | Yes |  | 2023-01-26 |  | PVC | 1972 | Yes |  | 2023-01-26 |  | Non-lead
022717 | C12 9TH AVE |  | Polytube | Yes |  | 2023-03-07 |  | PVC | 1972 | Yes |  | 2023-03-07 |  | Non-lead
022718 | 250 S AIRPORT DR |  | Polytube | Yes |  | 2024-01-03 |  | PVC | 1972 | Yes |  | 2024-01-03 |  | Non-lead
022719 | DOWN 1703 VON PHISTER ST |  | Polytube | Yes |  | 2022-11-10 |  | PVC | 1948 | Yes |  | 2022-11-10 |  | Non-lead
022721 | 130' O 101 W HIGH POINT RD |  | Polytube | Yes |  | 2022-06-15 |  | PVC | 1972 | Yes |  | 2022-06-15 |  | Non-lead
022722 | 1008 18TH TERR |  | Polytube | Yes |  | 2023-12-19 |  | PVC | 1972 | Yes |  | 2023-12-19 |  | Non-lead
022723 | 6700 MALONEY AVE |  | Unknown, Non-Lead | Yes |  | 2023-10-26 |  | Unknown, Non-Lead | 2015 | Yes |  | 2023-10-26 |  | Non-lead
022725 | 31225 AVENUE D |  | Polytube | Yes |  | 2024-05-31 |  | PVC | 1971 | Yes |  | 2024-05-31 |  | Non-lead
022726 | 17026 ALLAMANDA DR |  | Polytube | Yes |  | 2022-07-12 |  | PVC | 1973 | Yes |  | 2022-07-12 |  | Non-lead
022727 | 2 AZALEA DR |  | Polytube | Yes |  | 2022-05-05 |  | PVC | 1973 | Yes |  | 2022-05-05 |  | Non-lead
022728 | RESTROOM SMATHERS S ROOSEVELT BLVD |  | Polytube | Yes |  | 2024-08-08 |  | Polytube |  | Yes |  | 2024-08-08 |  | Non-lead
022729 | 1481 SUGARLOAF BLVD |  | Polytube | Yes |  | 2023-05-04 |  | PVC | 1973 | Yes |  | 2023-05-04 |  | Non-lead
022730 | E39 12TH AVE |  | Polytube | Yes |  | 2023-07-13 |  | PVC | 1972 | Yes |  | 2023-07-13 |  | Non-lead
022731 | A19 12TH AVE |  | Polytube | Yes |  | 2023-03-08 |  | PVC | 1972 | Yes |  | 2023-03-08 |  | Non-lead
022732 | E38 12TH AVE |  | Polytube | Yes |  | 2023-03-08 |  | PVC | 1972 | Yes |  | 2023-03-08 |  | Non-lead
022733 | 27989 GULF BLVD |  | Polytube | Yes |  | 2023-01-11 |  | PVC | 1972 | Yes |  | 2023-01-11 |  | Non-lead
022734 | 27386 CAYMAN LANE |  | Polytube | Yes |  | 2022-10-26 |  | PVC | 1973 | Yes |  | 2022-10-26 |  | Non-lead
022736 | UNIT 1 22828 OVERSEAS HWY |  | Polytube | Yes |  | 2023-05-04 |  | PVC | 1972 | Yes |  | 2023-05-04 |  | Non-lead
022737 | 41 BAY DR |  | Polytube | Yes |  | 2023-10-04 |  | PVC | 1973 | Yes |  | 2023-10-04 |  | Non-lead
022738 | 2 DIAMOND DR |  | Polytube | Yes |  | 2022-08-17 |  | Copper | 1973 | Yes |  | 2022-08-17 |  | Non-lead
022739 | 321 3RD ST |  | Unknown, Non-Lead | No |  |  |  | Unknown, Non-Lead | 2019 | No |  |  |  | Non-lead
022740 | 795 80TH OCEAN ST |  | Unknown, Non-Lead | Yes |  | 2022-03-01 |  | Unknown, Non-Lead | 2002 | Yes |  | 2022-03-01 |  | Non-lead
022741 | UNIT 3 115 AVENUE D |  | Polytube | Yes |  | 2024-09-06 |  | PVC | 1972 | Yes |  | 2024-09-06 |  | Non-lead
022742 | #1 115 AVENUE D |  | Polytube | Yes |  | 2024-08-07 |  | PVC | 1972 | Yes |  | 2024-08-07 |  | Non-lead
022743 | BUILDING 3 100 AVE D |  | Copper | Yes |  | 2024-02-09 |  | Polytube | 1973 | Yes |  | 2024-02-09 |  | Non-lead
022744 | BUILDING 4 100 AVE D |  | Polytube | Yes |  | 2024-02-09 |  | PVC | 1973 | Yes |  | 2024-02-09 |  | Non-lead
022746 | 7968 SHARK DRIVE |  | Polytube | Yes |  | 2023-02-03 |  | PVC | 1968 | Yes |  | 2023-02-03 |  | Non-lead
022747 | 1546 52ND GULF ST |  | Polytube | Yes |  | 2023-02-14 |  | PVC | 1972 | Yes |  | 2023-02-14 |  | Non-lead
022748 | 59791 OVERSEAS HWY |  | Polytube | Yes |  | 2023-04-10 |  | PVC | 1972 | Yes |  | 2023-04-10 |  | Non-lead
022749 | 700 74TH OCEAN ST |  | Polytube | Yes |  | 2022-08-03 |  | Polytube | 1961 | Yes |  | 2022-08-03 |  | Non-Lead
022750 | 949 15TH OCEAN ST |  | Polytube | Yes |  | 2022-08-08 |  | PVC | 1978 | Yes |  | 2022-08-08 |  | Non-lead
022751 | 1600 YELLOWTAIL DR |  | Polytube | Yes |  | 2023-01-30 |  | PVC | 1973 | Yes |  | 2023-01-30 |  | Non-lead
022752 | 10880 7TH GULF AVE |  | Polytube | Yes |  | 2024-08-16 |  | PVC | 1972 | Yes |  | 2024-08-16 |  | Non-lead
022753 | 10890 7TH GULF AVE |  | Polytube | Yes |  | 2024-05-09 |  | PVC | 1972 | Yes |  | 2024-05-09 |  | Non-lead
022754 | 651 8TH St |  | Polytube | Yes |  | 2022-10-22 |  | PVC | 1972 | Yes |  | 2022-10-22 |  | Non-lead
022755 | 8035 TUNA DR |  | Polytube | Yes |  | 2023-01-26 |  | PVC | 1972 | Yes |  | 2023-01-26 |  | Non-lead
022756 | 2190 YELLOWTAIL DR |  | Polytube | Yes |  | 2023-05-10 |  | PVC | 1972 | Yes |  | 2023-05-10 |  | Non-lead
022757 | 7540 GULFSTREAM BLVD |  | Polytube | Yes |  | 2023-02-01 |  | PVC | 1972 | Yes |  | 2023-02-01 |  | Non-lead
022758 | 999 98TH OCEAN ST |  | Polytube | Yes |  | 2022-10-25 |  | PVC | 1976 | Yes |  | 2022-10-25 |  | Non-lead
022759 | GULF 768 50TH CT |  | Polytube | Yes |  | 2024-01-23 |  | Polytube | 1972 | Yes |  | 2024-01-23 |  | Non-Lead
022760 | 766 50TH GULF CT |  | Polytube | Yes |  | 2023-02-14 |  | PVC | 1974 | Yes |  | 2023-02-14 |  | Non-lead
022761 | 7951 GULFSTREAM BLVD |  | Polytube | Yes |  | 2024-07-09 |  | PVC | 1973 | Yes |  | 2024-07-09 |  | Non-lead
022763 | 489 63RD ST OCEAN |  | Polytube | Yes |  | 2023-02-24 |  | Polytube | 1973 | Yes |  | 2023-02-24 |  | Non-Lead
022764 | 411 10TH ST |  | Polytube | Yes |  | 2023-09-22 |  | PVC | 1970 | Yes |  | 2023-09-22 |  | Non-lead
022765 | 22874 BLUEGILL LN |  | Polytube | Yes |  | 2022-11-17 |  | PVC | 1972 | Yes |  | 2022-11-17 |  | Non-lead
022766 | 181 PIRATES RD |  | Polytube | Yes |  | 2023-09-20 |  | PVC | 1972 | Yes |  | 2023-09-20 |  | Non-lead
022769 | 306 BELMONT LN |  | Copper | Yes |  | 2023-04-13 |  | PVC | 1984 | Yes |  | 2023-04-13 |  | Non-lead
022770 | 42 KEY HAVEN RD |  | Polytube | No |  |  |  | Copper | 1972 | No |  |  |  | Non-lead
022771 | 1757 PINE CHANNELL DR |  | Polytube | Yes |  | 2023-04-03 |  | PVC | 2007 | Yes |  | 2023-04-03 |  | Non-lead
022772 | 17164 CORAL DR |  | Polytube | Yes |  | 2022-07-12 |  | PVC | 1972 | Yes |  | 2022-07-12 |  | Non-lead
022773 | 242 CUBA RD |  | Unknown, Non-Lead | Yes |  | 2019-02-08 |  | Unknown, Non-Lead | 2004 | Yes |  | 2019-02-08 |  | Non-lead
022774 | 120 FAIRWICH CT |  | Copper | Yes |  | 2022-07-19 |  | PVC | 1972 | Yes |  | 2022-07-19 |  | Non-lead
022775 | 174 POMPANO DR |  | None | Yes |  | 2023-05-04 |  | None | 1972 | Yes |  | 2023-05-04 |  | Non-lead
022776 | 402 BOWIE LANE |  | Polytube | Yes |  | 2023-05-04 |  | PVC | 1985 | Yes |  | 2023-05-04 |  | Non-lead
022777 | 215 LOWER MATECUMBE RD |  | Unknown, Non-Lead | No |  |  |  | Unknown, Non-Lead | 2020 | No |  |  |  | Non-lead
022778 | 222 CAMELOT DR |  | Unknown, Non-Lead | Yes |  | 2021-02-11 |  | Unknown, Non-Lead | 2017 | Yes |  | 2021-02-11 |  | Non-lead
022779 | 15 EAGLE DR |  | Unknown, Non-Lead | No |  |  |  | Unknown, Non-Lead | 2000 | No |  |  |  | Non-lead
022780 | 700 GROUPER LN |  | Polytube | Yes |  | 2022-08-15 |  | PVC | 1971 | Yes |  | 2022-08-15 |  | Non-lead
022781 | APT 204 102900 OVERSEAS HWY |  | Copper | Yes |  | 2023-01-27 |  | PVC | 1972 | Yes |  | 2023-01-27 |  | Non-lead
022782 | 17 ROSE PL |  | Polytube | Yes |  | 2022-12-07 |  | PVC | 1957 | Yes |  | 2022-12-07 |  | Non-lead
022783 | 2 HIBISCUS LN |  | Unknown, Non-Lead | No |  |  |  | Unknown, Non-Lead | 1993 | No |  |  |  | Non-lead
022784 | 118 HIBISCUS DR |  | Polytube | Yes |  | 2022-11-10 |  | PVC | 1972 | Yes |  | 2022-11-10 |  | Non-lead
022786 | 13 MOCKINGBIRD RD |  | Polytube | Yes |  | 2023-05-04 |  | PVC | 1973 | Yes |  | 2023-05-04 |  | Non-lead
022787 | 1007 HIALEAH LN |  | Polytube | Yes |  | 2023-02-28 |  | PVC | 1974 | Yes |  | 2023-02-28 |  | Non-lead
022788 | 46 TINA PL |  | Unknown, Non-Lead | No |  |  |  | Unknown, Non-Lead | 1993 | No |  |  |  | Non-lead
022789 | 44 TINA PLACE |  | Polytube | Yes |  | 2023-07-26 |  | PVC | 1965 | Yes |  | 2023-07-26 |  | Non-lead
022790 | 1618 MONMOUTH LN |  | Copper | Yes |  | 2023-05-04 |  | PVC | 1986 | Yes |  | 2023-05-04 |  | Non-lead
022791 | 16 JUDY PL |  | Polytube | Yes |  | 2022-11-29 |  | PVC | 1966 | Yes |  | 2022-11-29 |  | Non-lead
022792 | 311 CARRIBEAN DR |  | Polytube | Yes |  | 2023-05-25 |  | PVC | 2002 | Yes |  | 2023-05-25 |  | Non-lead
022793 | 215 JAMES AVE |  | Polytube | Yes |  | 2022-12-12 |  | PVC | 1966 | Yes |  | 2022-12-12 |  | Non-lead
022794 | 128 DOVE AVE |  | Polytube | Yes |  | 2023-09-13 |  | PVC | 1973 | Yes |  | 2023-09-13 |  | Non-lead
022795 | 700 GARDEN STATE LN |  | Polytube | Yes |  | 2023-05-04 |  | PVC | 1980 | Yes |  | 2023-05-04 |  | Non-lead
022796 | 34 GASPARILLA DR |  | Polytube | Yes |  | 2024-10-02 |  | PVC | 1973 | Yes |  | 2024-10-02 |  | Non-lead
022797 | 98175 OVERSEAS HWY |  | Unknown, Non-Lead | Yes |  | 2018-11-13 |  | Unknown, Non-Lead | 1988 | Yes |  | 2018-11-13 |  | Non-lead
022799 | RD 241 HISPANOLA |  | Polytube | Yes |  | 2022-11-03 |  | PVC | 1985 | Yes |  | 2022-11-03 |  | Non-lead
022800 | 469 BEACH RD |  | Polytube | Yes |  | 2022-11-29 |  | PVC | 1975 | Yes |  | 2022-11-29 |  | Non-lead
022802 | 31 SOUTH DRIVE |  | Polytube | Yes |  | 2024-03-20 |  | PVC | 1991 | Yes |  | 2024-03-20 |  | Non-lead
022803 | 214 ANTIGUA RD |  | Polytube | Yes |  | 2022-07-20 |  | PVC | 1972 | Yes |  | 2022-07-20 |  | Non-lead
022804 | 178 BAHAMA AVE |  | Polytube | Yes |  | 2023-02-02 |  | PVC | 1973 | Yes |  | 2023-02-02 |  | Non-lead
022805 | 20 FLAMINGO RD |  | Unknown, Non-Lead | Yes |  | 2021-04-12 |  | PVC | 2010 | Yes |  | 2021-04-12 |  | Non-lead
022806 | 5 EAGLE DR |  | Polytube | Yes |  | 2023-02-07 |  | PVC | 1984 | Yes |  | 2023-02-07 |  | Non-lead
022807 | 47 CORAL DR |  | Polytube | Yes |  | 2022-11-29 |  | PVC | 1975 | Yes |  | 2022-11-29 |  | Non-lead
022808 | 912 LAPALOMA RD |  | Polytube | Yes |  | 2023-01-26 |  | PVC | 1972 | Yes |  | 2023-01-26 |  | Non-lead
022809 | 51 N BLACKWATER LN |  | Polytube | Yes |  | 2023-05-04 |  | PVC | 1976 | Yes |  | 2023-05-04 |  | Non-lead
022810 | 36 BUNTING DR |  | Unknown, Non-Lead | Yes |  | 2021-07-07 |  | PVC | 2010 | Yes |  | 2021-07-07 |  | Non-lead
022811 | 5 JENNY LANE |  | Unknown, Non-Lead | No |  |  |  | Unknown, Non-Lead | 2017 | No |  |  |  | Non-lead
022812 | 297 KING AVE |  | Unknown, Non-Lead | No |  |  |  | Unknown, Non-Lead | 2005 | No |  |  |  | Non-lead
022813 | 9 E SECOND ST |  | Polytube | Yes |  | 2023-05-04 |  | PVC | 1972 | Yes |  | 2023-05-04 |  | Non-lead
022814 | 5 99611 OVERSEAS HWY WALDORF |  | Polytube | Yes |  | 2023-02-02 |  | Copper | 1972 | Yes |  | 2023-02-02 |  | Non-lead
022815 | B10 9 SEXTON COVE RD |  | Polytube | Yes |  | 2023-05-04 |  | PVC | 1978 | Yes |  | 2023-05-04 |  | Non-lead
022817 | 312 BELMONT LN |  | Unknown, Non-Lead | Yes |  | 2020-06-08 |  | Unknown, Non-Lead | 2002 | Yes |  | 2020-06-08 |  | Non-lead
022818 | 1525 AQUEDUCT LN |  | Copper | Yes |  | 2023-05-04 |  | PVC | 1973 | Yes |  | 2023-05-04 |  | Non-lead
022819 | 423 FOURTH RD |  | Polytube | Yes |  | 2022-10-17 |  | PVC | 1973 | Yes |  | 2022-10-17 |  | Non-lead
022820 | 18 BUNTING DR |  | Polytube | Yes |  | 2023-05-04 |  | PVC | 1973 | Yes |  | 2023-05-04 |  | Non-lead
022821 | 1518 AQUEDUCT LN |  | Unknown, Non-Lead | Yes |  | 2023-06-08 |  | Unknown, Non-Lead | 2012 | Yes |  | 2023-06-08 |  | Non-lead
022822 | APT 203 102900 OVERSEAS HWY |  | Copper | Yes |  | 2023-02-03 |  | PVC | 1972 | Yes |  | 2023-02-03 |  | Non-lead
022823 | 10 LAKE SHORE DR |  | Polytube | Yes |  | 2023-02-06 |  | PVC | 1973 | Yes |  | 2023-02-06 |  | Non-lead
022824 | 1 CYPRESS TER |  | Polytube | Yes |  | 2022-11-07 |  | PVC | 1973 | Yes |  | 2022-11-07 |  | Non-lead
022825 | 760 STATE 4-A RD |  | Polytube | Yes |  | 2024-02-26 |  | PVC | 1972 | Yes |  | 2024-02-26 |  | Non-lead
022826 | 762 OLD STATE 4A RD |  | Polytube | Yes |  | 2022-11-18 |  | PVC | 1972 | Yes |  | 2022-11-18 |  | Non-lead
022827 | 30356 COCONUT HWY |  | Polytube | Yes |  | 2022-11-15 |  | PVC | 1972 | Yes |  | 2022-11-15 |  | Non-lead
022828 | B5 8TH AVE |  | Polytube | Yes |  | 2023-03-10 |  | PVC | 1965 | Yes |  | 2023-03-10 |  | Non-lead
022829 | 152 OCEAN DR |  | Copper | Yes |  | 2022-06-14 |  | PVC | 1973 | Yes |  | 2022-06-14 |  | Non-lead
022830 | 255 GARDENIA ST |  | Polytube | Yes |  | 2022-07-12 |  | PVC | 1971 | Yes |  | 2022-07-12 |  | Non-lead
022831 | 170 BISCAYNE BLVD |  | Unknown, Non-Lead | No |  |  |  | Unknown, Non-Lead | 1992 | No |  |  |  | Non-lead
022832 | 310 COCO PLUM ST |  | Polytube | Yes |  | 2022-10-22 |  | PVC | 1981 | Yes |  | 2022-10-22 |  | Non-lead
022833 | 166 NAUTILUS DR |  | Polytube | Yes |  | 2022-06-29 |  | PVC | 1975 | Yes |  | 2022-06-29 |  | Non-lead
022834 | 99 ORANGE LN |  | Polytube | Yes |  | 2023-07-05 |  | PVC | 1973 | Yes |  | 2023-07-05 |  | Non-lead
022835 | 260 PLANTATION AVE |  | Polytube | Yes |  | 2022-06-09 |  | PVC | 1968 | Yes |  | 2022-06-09 |  | Non-lead
022836 | 126 N COCONUT PALM BLVD |  | Polytube | Yes |  | 2022-06-14 |  | PVC | 1973 | Yes |  | 2022-06-14 |  | Non-lead
022837 | 121 OCEAN DR |  | Copper | Yes |  | 2022-06-14 |  | PVC | 1973 | Yes |  | 2022-06-14 |  | Non-lead
022838 | Unit 3 87 MONROE DR |  | PVC | Yes |  | 2024-08-30 |  | PVC | 1972 | Yes |  | 2024-08-30 |  | Non-lead
022840 | 206 NAVAJO ST |  | Polytube | Yes |  | 2022-06-03 |  | PVC | 1974 | Yes |  | 2022-06-03 |  | Non-lead
022841 | 142 NAUTILUS DR |  | Polytube | Yes |  | 2022-06-29 |  | PVC | 1981 | Yes |  | 2022-06-29 |  | Non-lead
022842 | 138 HARBOR DR |  | Polytube | Yes |  | 2022-06-15 |  | PVC | 1972 | Yes |  | 2022-06-15 |  | Non-lead
022843 | 150 SEMINOLE BLVD |  | Polytube | Yes |  | 2024-01-25 |  | PVC | 1972 | Yes |  | 2024-01-25 |  | Non-lead
022844 | 127 S ROLLING HILL RD |  | Polytube | Yes |  | 2022-06-08 |  | PVC | 1973 | Yes |  | 2022-06-08 |  | Non-lead
022845 | 65700 OVERSEAS HWY |  | PVC | Yes |  | 2023-03-15 |  | PVC | 1973 | Yes |  | 2023-03-15 |  | Non-lead
022846 | APT 5 100 IROQUOIS DR |  | Polytube | Yes |  | 2022-06-30 |  | PVC | 1973 | Yes |  | 2022-06-30 |  | Non-lead
022847 | 179 OJIBWAY AVE |  | Polytube | Yes |  | 2022-06-03 |  | PVC | 1973 | Yes |  | 2022-06-03 |  | Non-lead
022848 | 153 RIDGE ST |  | Polytube | Yes |  | 2022-06-10 |  | PVC | 1974 | Yes |  | 2022-06-10 |  | Non-lead
022849 | 173 INDIAN MOUND TR |  | Unknown, Non-Lead | Yes |  | 2024-02-22 |  | Unknown, Non-Lead | 2021 | Yes |  | 2024-02-22 |  | Non-lead
022850 | 109 CALOOSA ST |  | Copper | Yes |  | 2022-06-03 |  | PVC | 1973 | Yes |  | 2022-06-03 |  | Non-lead
022851 | 107 BAYVIEW ISLE DR |  | Polytube | Yes |  | 2024-06-17 |  | PVC | 1972 | Yes |  | 2024-06-17 |  | Non-lead
022852 | 107 SNAPPER CREEK RD |  | Polytube | Yes |  | 2022-06-27 |  | PVC | 1973 | Yes |  | 2022-06-27 |  | Non-lead
022853 | 183 TAMPA DR |  | Unknown, Non-Lead | No |  |  |  | Unknown, Non-Lead | 1999 | No |  |  |  | Non-lead
022854 | 52 RUSSELL LN N |  | Polytube | Yes |  | 2022-06-28 |  | PVC | 1973 | Yes |  | 2022-06-28 |  | Non-lead
022855 | 117 BAY VIEW ISLE DR |  | Polytube | Yes |  | 2022-06-21 |  | PVC | 1976 | Yes |  | 2022-06-21 |  | Non-lead
022856 | 184 OCEAN DR |  | Copper | Yes |  | 2019-08-19 |  | PVC | 1992 | Yes |  | 2019-08-19 |  | Non-lead
022858 | 141 ORCHID ST |  | Unknown, Non-Lead | Yes |  | 2019-04-30 |  | PVC | 2009 | Yes |  | 2019-04-30 |  | Non-lead
022859 | 107 SANDS LN |  | Polytube | Yes |  | 2023-12-08 |  | PVC | 2018 | Yes |  | 2023-12-08 |  | Non-lead
022860 | 132 PEARL AVE |  | Polytube | Yes |  | 2022-06-09 |  | PVC | 1987 | Yes |  | 2022-06-09 |  | Non-lead
022861 | 87971 OVERSEAS HWY |  | Polytube | Yes |  | 2022-07-19 |  | PVC |  | Yes |  | 2022-07-19 |  | Non-lead
022862 | 10 TIKI LN |  | Polytube | Yes |  | 2024-08-20 |  | PVC | 1977 | Yes |  | 2024-08-20 |  | Non-lead
022863 | 150 REDWING RD |  | Polytube | Yes |  | 2023-02-01 |  | PVC | 1973 | Yes |  | 2023-02-01 |  | Non-lead
022864 | 120 PALO DE ORO DR |  | Polytube | Yes |  | 2022-06-08 |  | PVC | 1974 | Yes |  | 2022-06-08 |  | Non-lead
022865 | 152 VENETIAN DR |  | Polytube | Yes |  | 2022-10-11 |  | PVC | 1963 | Yes |  | 2022-10-11 |  | Non-lead
022866 | 148 REDWING RD |  | Polytube | Yes |  | 2022-06-09 |  | PVC | 1973 | Yes |  | 2022-06-09 |  | Non-lead
022867 | 105 GUMBO LIMBO RD |  | Polytube | Yes |  | 2024-09-16 |  | PVC | 1973 | Yes |  | 2024-09-16 |  | Non-lead
022868 | 116 ATLANTIC LN |  | Polytube | Yes |  | 2022-07-05 |  | PVC | 1976 | Yes |  | 2022-07-05 |  | Non-lead
022869 | 108 ATLANTIC LN |  | Polytube | Yes |  | 2022-07-05 |  | PVC | 1966 | Yes |  | 2022-07-05 |  | Non-lead
022870 | 322 TOLLGATE SHORES BLVD |  | Copper | Yes |  | 2022-10-11 |  | PVC | 1973 | Yes |  | 2022-10-11 |  | Non-lead
022871 | 163 AZALEA ST |  | Polytube | Yes |  | 2022-06-21 |  | PVC | 1987 | Yes |  | 2022-06-21 |  | Non-lead
022872 | 139 PALO DE ORO DR |  | Polytube | Yes |  | 2022-06-08 |  | PVC | 1973 | Yes |  | 2022-06-08 |  | Non-lead
022873 | 108 NAVAJO ST |  | Polytube | Yes |  | 2022-06-03 |  | PVC | 1973 | Yes |  | 2022-06-03 |  | Non-lead
022874 | 170 GULFVIEW DR |  | Polytube | Yes |  | 2022-06-29 |  | PVC | 1984 | Yes |  | 2022-06-29 |  | Non-lead
022875 | 205 BOUGAINVILLEA ST |  | Polytube | Yes |  | 2022-08-12 |  | PVC | 1975 | Yes |  | 2022-08-12 |  | Non-lead
022876 | 139 INDIAN MOUND TR |  | Polytube | Yes |  | 2022-06-03 |  | PVC | 1974 | Yes |  | 2022-06-03 |  | Non-lead
022877 | 114 PEARL AVE |  | Polytube | Yes |  | 2022-05-13 |  | PVC |  | Yes |  | 2022-05-13 |  | Non-lead
022878 | 144 N ROLLING HILL RD |  | Unknown, Non-Lead | No |  |  |  | Unknown, Non-Lead | 2008 | No |  |  |  | Non-lead
022879 | 160 SIOUX ST |  | Polytube | Yes |  | 2022-06-03 |  | PVC | 1973 | Yes |  | 2022-06-03 |  | Non-lead
022880 | 269 E CARIBBEAN DR |  | Polytube | Yes |  | 2023-04-24 |  | PVC | 1973 | Yes |  | 2023-04-24 |  | Non-lead
022881 | UNIT 1 UP 1315 WHITEHEAD ST |  | Polytube | Yes |  | 2022-07-25 |  | PVC | 1938 | Yes |  | 2022-07-25 |  | Non-lead
022882 | 31531 G AVE |  | Unknown, Non-Lead | Yes |  | 2024-06-24 |  | Unknown, Non-Lead | 2000 | Yes |  | 2024-06-24 |  | Non-lead
022883 | APT 3 909 THOMAS ST |  | Polytube | Yes |  | 2022-08-01 |  | PVC | 1976 | Yes |  | 2022-08-01 |  | Non-lead
022884 | UNIT B 908 FRANCES ST |  | Polytube | Yes |  | 2023-03-23 |  | PVC | 1939 | Yes |  | 2023-03-23 |  | Non-lead
022885 | APT A 908 FRANCES ST |  | Polytube | Yes |  | 2023-03-23 |  | PVC | 1986 | Yes |  | 2023-03-23 |  | Non-lead
022886 | 90 FREEDOM LN |  | Polytube | Yes |  | 2022-11-14 |  | PVC | 1973 | Yes |  | 2022-11-14 |  | Non-lead
022887 | 26976 ANGELFISH RD |  | Polytube | Yes |  | 2022-11-08 |  | Copper | 1973 | Yes |  | 2022-11-08 |  | Non-lead
022888 | 30989 BAILEYS LN |  | Polytube | Yes |  | 2023-04-21 |  | PVC | 1973 | Yes |  | 2023-04-21 |  | Non-lead
022889 | 1646 PINE CHANNEL DR |  | Copper | Yes |  | 2023-01-24 |  | PVC | 1973 | Yes |  | 2023-01-24 |  | Non-lead
022890 | 235 GEIGER RD |  | Polytube | Yes |  | 2022-08-31 |  | PVC | 1975 | Yes |  | 2022-08-31 |  | Non-lead
022891 | 1616 JOHNSON ST |  | Copper | Yes |  | 2023-04-26 |  | Copper | 1972 | Yes |  | 2023-04-26 |  | Non-lead
022892 | 1620 BAHAMA DR |  | Polytube | Yes |  | 2023-04-24 |  | PVC | 1972 | Yes |  | 2023-04-24 |  | Non-lead
022893 | 449 PINE LN |  | Polytube | Yes |  | 2022-11-14 |  | PVC | 1973 | Yes |  | 2022-11-14 |  | Non-lead
022894 | 1121 HERON RD |  | Polytube | Yes |  | 2022-07-21 |  | PVC | 1970 | Yes |  | 2022-07-21 |  | Non-lead
022895 | 7 SEXTON COVE RD |  | Unknown, Non-Lead | No |  |  |  | Unknown, Non-Lead | 2012 | No |  |  |  | Non-lead
022896 | 722 GARDEN STATE LN |  | Polytube | Yes |  | 2023-05-04 |  | PVC | 1987 | Yes |  | 2023-05-04 |  | Non-lead
022897 | 230 CAMELOT DR |  | Unknown, Non-Lead | No |  |  |  | PVC | 2006 | No |  |  |  | Non-lead
022900 | 2 DRURY DR |  | Polytube | Yes |  | 2023-02-02 |  | PVC | 1973 | Yes |  | 2023-02-02 |  | Non-lead
022901 | 1113 GRAND ST |  | Polytube | Yes |  | 2023-02-01 |  | PVC | 1973 | Yes |  | 2023-02-01 |  | Non-lead
022902 | 209 HUMPTY DUMPTY DR |  | Polytube | Yes |  | 2023-02-06 |  | PVC | 1968 | Yes |  | 2023-02-06 |  | Non-lead
022903 | 110 CORAL WAY |  | Unknown, Non-Lead | No |  |  |  | Unknown, Non-Lead | 2006 | No |  |  |  | Non-lead
022904 | 80 CORAL WAY |  | Polytube | Yes |  | 2022-04-27 |  | None |  | Yes |  | 2022-04-27 |  | Non-lead
022905 | 90 CORAL WAY |  | Unknown, Non-Lead | Yes |  | 2021-02-23 |  | PVC | 2020 | Yes |  | 2021-02-23 |  | Non-lead
022906 | 1416 CALDER RD |  | Unknown, Non-Lead | Yes |  | 2022-07-05 |  | Unknown, Non-Lead | 2010 | Yes |  | 2022-07-05 |  | Non-lead
022907 | 19 FLAMINGO RD |  | Polytube | Yes |  | 2023-05-04 |  | PVC | 1972 | Yes |  | 2023-05-04 |  | Non-lead
022908 | 42 ORANGE DR |  | Polytube | Yes |  | 2022-05-17 |  | PVC | 1972 | Yes |  | 2022-05-17 |  | Non-lead
022909 | 1636 MONMOUTH LN |  | Copper | Yes |  | 2023-05-04 |  | PVC | 1982 | Yes |  | 2023-05-04 |  | Non-lead
022910 | 298 BUTTONWOOD SHORES DR |  | Polytube | Yes |  | 2021-06-03 |  | PVC | 1973 | Yes |  | 2021-06-03 |  | Non-lead
022911 | 126 PEACE AVE |  | Polytube | Yes |  | 2022-07-19 |  | PVC | 1973 | Yes |  | 2022-07-19 |  | Non-lead
022912 | 318 OLEANDER DR |  | Polytube | Yes |  | 2023-02-13 |  | PVC | 1973 | Yes |  | 2023-02-13 |  | Non-lead
022913 | 240 UPPER MATECUMBE RD |  | Polytube | Yes |  | 2023-05-04 |  | PVC | 1985 | Yes |  | 2023-05-04 |  | Non-lead
022915 | 2518 STAPLES AVE |  | Polytube | Yes |  | 2022-08-15 |  | PVC | 1974 | Yes |  | 2022-08-15 |  | Non-lead
022916 | E41 12TH AVE |  | Polytube | Yes |  | 2023-03-08 |  | PVC | 1972 | Yes |  | 2023-03-08 |  | Non-lead
022917 | 1626 PINE CHANNEL DR |  | Polytube | Yes |  | 2023-03-22 |  | PVC | 1979 | Yes |  | 2023-03-22 |  | Non-lead
022918 | 17253 LA BRISA LN |  | Polytube | Yes |  | 2022-05-20 |  | PVC | 1961 | Yes |  | 2022-05-20 |  | Non-lead
022919 | 25163 OVERSEAS HWY |  | Polytube | Yes |  | 2023-07-24 |  | PVC | 1975 | Yes |  | 2023-07-24 |  | Non-lead
022920 | 27 CYPRESS AVE |  | Polytube | Yes |  | 2023-10-04 |  | PVC | 1972 | Yes |  | 2023-10-04 |  | Non-lead
022922 | 28230 COUNTY RD |  | Polytube | Yes |  | 2023-01-25 |  | PVC | 1974 | Yes |  | 2023-01-25 |  | Non-lead
022924 | 1417-19 OVERSEAS HWY |  | Copper | Yes |  | 2023-05-02 |  | PVC | 1963 | Yes |  | 2023-05-02 |  | Non-lead
022925 | 1421 OVERSEAS HWY |  | Polytube | Yes |  | 2024-01-31 |  | PVC | 1963 | Yes |  | 2024-01-31 |  | Non-lead
022926 | 1415 OVERSEAS HWY |  | Copper | Yes |  | 2024-04-22 |  | PVC | 1963 | Yes |  | 2024-04-22 |  | Non-lead
022928 | 58069 MORTON ST |  | Polytube | Yes |  | 2022-10-22 |  | PVC | 1972 | Yes |  | 2022-10-22 |  | Non-lead
022929 | 11399 OVERSEAS HWY |  | Copper | Yes |  | 2022-08-15 |  | Copper | 1973 | Yes |  | 2022-08-15 |  | Non-lead
022930 | 100 1ST ST |  | Polytube | Yes |  | 2024-03-05 |  | PVC | 1970 | Yes |  | 2024-03-05 |  | Non-lead
022931 | 22 TREASURE RD |  | Copper | Yes |  | 2024-06-14 |  | PVC | 1973 | Yes |  | 2024-06-14 |  | Non-lead
022932 | 204 107TH GULF ST |  | Polytube | Yes |  | 2022-05-13 |  | PVC | 1973 | Yes |  | 2022-05-13 |  | Non-lead
022933 | 148 N INDIES DR |  | Polytube | Yes |  | 2022-10-22 |  | PVC | 1973 | Yes |  | 2022-10-22 |  | Non-lead
022934 | 16 CLARA BLVD |  | Polytube | Yes |  | 2024-09-25 |  | PVC | 1973 | Yes |  | 2024-09-25 |  | Non-lead
022935 | 901 46TH St |  | Polytube | Yes |  | 2023-02-13 |  | PVC | 1962 | Yes |  | 2023-02-13 |  | Non-lead
022936 | 301 2ND ST |  | Polytube | Yes |  | 2022-10-22 |  | PVC | 1984 | Yes |  | 2022-10-22 |  | Non-lead
022937 | 311 2ND ST |  | Unknown, Non-Lead | Yes |  | 2021-04-26 |  | PVC | 1997 | Yes |  | 2021-04-26 |  | Non-lead
022938 | #A 300 E 63RD OCEAN ST |  | Polytube | Yes |  | 2023-02-28 |  | PVC | 1972 | Yes |  | 2023-02-28 |  | Non-lead
022939 | 1039 82ND OCEAN ST |  | Polytube | Yes |  | 2023-02-23 |  | PVC | 2019 | Yes |  | 2023-02-23 |  | Non-lead
022940 | 827 BAY DR |  | Polytube | Yes |  | 2023-08-03 |  | Copper | 1973 | Yes |  | 2023-08-03 |  | Non-lead
022941 | 5 AVENUE F |  | Polytube | Yes |  | 2024-02-21 |  | PVC | 1973 | Yes |  | 2024-02-21 |  | Non-lead
022942 | 541 5TH ST |  | Copper | Yes |  | 2022-06-08 |  | PVC | 1971 | Yes |  | 2022-06-08 |  | Non-lead
022943 | 59781 OVERSEAS HWY |  | Copper | Yes |  | 2022-10-22 |  | PVC | 1972 | Yes |  | 2022-10-22 |  | Non-lead
022945 | 2040 DOLPHIN DR |  | Polytube | Yes |  | 2022-08-05 |  | PVC | 1977 | Yes |  | 2022-08-05 |  | Non-lead
022946 | 855 101ST OCEAN ST |  | Polytube | Yes |  | 2024-08-07 |  | PVC | 1973 | Yes |  | 2024-08-07 |  | Non-lead
022947 | 2133 YELLOWTAIL DR |  | Polytube | Yes |  | 2024-05-01 |  | PVC | 1973 | Yes |  | 2024-05-01 |  | Non-lead
022948 | 515 PALM DR |  | Polytube | Yes |  | 2022-07-06 |  | PVC | 1965 | Yes |  | 2022-07-06 |  | Non-lead
022949 | 1 ALLAMANDA TER |  | Polytube | Yes |  | 2022-05-05 |  | Copper | 1972 | Yes |  | 2022-05-05 |  | Non-lead
022950 | 29162 IRIS DR |  | Polytube | Yes |  | 2022-12-21 |  | PVC | 1975 | Yes |  | 2022-12-21 |  | Non-lead
022951 | LOT 037 6800 MALONEY AVE |  | PVC | Yes |  | 2023-05-11 |  | PVC | 1972 | Yes |  | 2023-05-11 |  | Non-lead
022952 | 29073 IRIS DR |  | Polytube | Yes |  | 2022-12-21 |  | PVC | 1974 | Yes |  | 2022-12-21 |  | Non-lead
022954 | APT 3 301 AVE B |  | Unknown, Non-Lead | No |  |  |  | Unknown, Non-Lead | 2005 | No |  |  |  | Non-lead
022955 | LOT 036 6800 MALONEY AVE |  | PVC | Yes |  | 2023-05-11 |  | PVC | 1972 | Yes |  | 2023-05-11 |  | Non-lead
022956 | 269 MARS LN |  | Polytube | Yes |  | 2024-04-29 |  | PVC | 1972 | Yes |  | 2024-04-29 |  | Non-lead
022957 | LOT 11 21585 OLD STATE RD |  | Unknown, Non-Lead | No |  |  |  | Unknown, Non-Lead | 2015 | No |  |  |  | Non-lead
022958 | LOT 15 21585 OLD STATE RD |  | Unknown, Non-Lead | Yes |  | 2023-12-22 |  | PVC | 2015 | Yes |  | 2023-12-22 |  | Non-lead
022959 | A20 12TH AVE |  | Polytube | Yes |  | 2023-03-08 |  | PVC | 1972 | Yes |  | 2023-03-08 |  | Non-lead
022960 | 21 6TH AVE |  | Polytube | Yes |  | 2023-03-08 |  | PVC | 1973 | Yes |  | 2023-03-08 |  | Non-lead
022961 | 869 LAGOON DR |  | Polytube | Yes |  | 2020-01-10 |  | PVC | 1973 | Yes |  | 2020-01-10 |  | Non-lead
022962 | 36 SEXTON COVE RD |  | Polytube | Yes |  | 2023-05-04 |  | PVC | 1970 | Yes |  | 2023-05-04 |  | Non-lead
022963 | 141 DOVE LAKE DR |  | Polytube | Yes |  | 2022-07-20 |  | PVC | 1975 | Yes |  | 2022-07-20 |  | Non-lead
022964 | 931 TROPICAL LN |  | Polytube | Yes |  | 2023-05-04 |  | PVC | 1968 | Yes |  | 2023-05-04 |  | Non-lead
022965 | 13 PELICAN RD |  | Unknown, Non-Lead | No |  |  |  | Unknown, Non-Lead | 1999 | No |  |  |  | Non-lead
022966 | 9 PELICAN RD |  | Polytube | Yes |  | 2023-05-04 |  | PVC | 1967 | Yes |  | 2023-05-04 |  | Non-lead
022967 | 132 HILSON CT |  | Polytube | Yes |  | 2022-05-19 |  | PVC | 1976 | Yes |  | 2022-05-19 |  | Non-lead
022968 | 11 PELICAN RD |  | Polytube | Yes |  | 2023-05-04 |  | PVC | 1977 | Yes |  | 2023-05-04 |  | Non-lead
022969 | 283 ST THOMAS AVE |  | Polytube | Yes |  | 2022-05-06 |  | PVC | 1974 | Yes |  | 2022-05-06 |  | Non-lead
022971 | APT B REAR 213 ATLANTIC BLVD |  | Polytube | Yes |  | 2022-06-30 |  | PVC | 1987 | Yes |  | 2022-06-30 |  | Non-lead
022972 | 382 OLEANDER |  | Polytube | Yes |  | 2023-02-13 |  | PVC | 1974 | Yes |  | 2023-02-13 |  | Non-lead
022973 | 12 SEXTON COVE RD |  | Polytube | Yes |  | 2023-05-04 |  | PVC | 1973 | Yes |  | 2023-05-04 |  | Non-lead
022974 | 244 BAY DR |  | Polytube | Yes |  | 2022-12-12 |  | PVC | 1973 | Yes |  | 2022-12-12 |  | Non-lead
022975 | 229 LANCE LN |  | Polytube | Yes |  | 2022-11-03 |  | PVC | 1973 | Yes |  | 2022-11-03 |  | Non-lead
022976 | 931 PLANTATION RD |  | Unknown | Yes |  | 2022-09-14 |  | Polytube | 1974 | Yes |  | 2022-09-14 |  | Lead Status Unknown
022977 | 1313 MOCKINGBIRD |  | Polytube | Yes |  | 2022-07-21 |  | PVC | 1973 | Yes |  | 2022-07-21 |  | Non-lead
022978 | 307 BELMONT LN |  | Unknown, Non-Lead | Yes |  | 2020-06-01 |  | PVC | 1996 | Yes |  | 2020-06-01 |  | Non-lead
022979 | UNIT 1 103200 OVERSEAS TR/A S/2 HWY |  | Polytube | Yes |  | 2024-08-30 |  | PVC | 1983 | Yes |  | 2024-08-30 |  | Non-lead
022981 | 709 GARDEN STATE LN |  | Polytube | Yes |  | 2022-09-08 |  | PVC | 1973 | Yes |  | 2022-09-08 |  | Non-lead
022982 | 1208 SARATOGA LN |  | Copper | Yes |  | 2023-05-04 |  | PVC | 1973 | Yes |  | 2023-05-04 |  | Non-lead
022983 | 104701 OVERSEAS HWY |  | Unknown, Non-Lead | Yes |  | 2019-06-05 |  | Unknown, Non-Lead | 1989 | Yes |  | 2019-06-05 |  | Non-lead
022984 | 609 SANTA ANITA LN |  | Copper | Yes |  | 2023-05-04 |  | PVC | 1973 | Yes |  | 2023-05-04 |  | Non-lead
022985 | 120 S BAY HARBOR DR |  | Polytube | Yes |  | 2022-07-21 |  | PVC | 1980 | Yes |  | 2022-07-21 |  | Non-lead
022987 | 1527 AQUEDUCT LN |  | Copper | Yes |  | 2023-05-04 |  | PVC | 1973 | Yes |  | 2023-05-04 |  | Non-lead
022988 | 354 MAHOGANY DR |  | Polytube | Yes |  | 2023-01-23 |  | PVC | 1975 | Yes |  | 2023-01-23 |  | Non-lead
022989 | 114 WESTMINISTER DR |  | Copper | Yes |  | 2022-07-19 |  | PVC | 1984 | Yes |  | 2022-07-19 |  | Non-lead
022990 | 117 ELLINGTON CT |  | Unknown, Non-Lead | Yes |  | 2023-03-08 |  | Unknown, Non-Lead | 1995 | Yes |  | 2023-03-08 |  | Non-lead
022991 | 102 OLEANDER CIRCLE |  | Polytube | Yes |  | 2023-01-31 |  | PVC | 1967 | Yes |  | 2023-01-31 |  | Non-lead
022992 | 352 MAHOGANY DR |  | Polytube | Yes |  | 2023-01-23 |  | PVC | 1975 | Yes |  | 2023-01-23 |  | Non-lead
022993 | 189 ATLANTIC BLVD APT A |  | Polytube | Yes |  | 2022-06-15 |  | PVC | 1973 | Yes |  | 2022-06-15 |  | Non-lead
023003 | APT 4 308 BUTTONWOOD CIR |  | Polytube | Yes |  | 2023-01-31 |  | PVC | 1968 | Yes |  | 2023-01-31 |  | Non-lead
023004 | APT 1 308 BUTTONWOOD CIR |  | Polytube | Yes |  | 2023-12-19 |  | PVC | 1968 | Yes |  | 2023-12-19 |  | Non-lead
023005 | APT 2 308 BUTTONWOOD CIR |  | Polytube | Yes |  | 2023-06-29 |  | PVC | 1968 | Yes |  | 2023-06-29 |  | Non-lead
023006 | 1633 MONMOUTH LN |  | Unknown, Non-Lead | Yes |  | 2017-08-02 |  | PVC | 2014 | Yes |  | 2017-08-02 |  | Non-lead
023007 | 1514 AQUEDUCT LN |  | Copper | Yes |  | 2023-05-04 |  | PVC | 1972 | Yes |  | 2023-05-04 |  | Non-lead
023008 | 701 GARDEN STATE LN |  | Unknown, Non-Lead | Yes |  | 2020-01-02 |  | PVC | 2006 | Yes |  | 2020-01-02 |  | Non-lead
023009 | 107 HILSON CT |  | Unknown, Non-Lead | Yes |  | 2020-07-15 |  | Unknown, Non-Lead | 1990 | Yes |  | 2020-07-15 |  | Non-lead
023010 | 103300 OVERSEAS HWY |  | Polytube | Yes |  | 2023-05-04 |  | PVC | 1972 | Yes |  | 2023-05-04 |  | Non-lead
023012 | 23 TORTUGA DR |  | Polytube | Yes |  | 2023-02-01 |  | PVC | 1970 | Yes |  | 2023-02-01 |  | Non-lead
023013 | 571 SAWYER DR |  | Polytube | Yes |  | 2022-11-09 |  | PVC | 1972 | Yes |  | 2022-11-09 |  | Non-lead
023014 | 1923 E NARCISUS AVE |  | Polytube | Yes |  | 2022-12-15 |  | PVC | 1974 | Yes |  | 2022-12-15 |  | Non-lead
023015 | 31349 C AVE |  | Unknown | Yes |  | 2024-02-12 |  | Unknown | 1974 | Yes |  | 2024-02-12 |  | Lead Status Unknown
023016 | 31357 C AVE |  | Polytube | Yes |  | 2023-04-21 |  | PVC | 1987 | Yes |  | 2023-04-21 |  | Non-lead
023017 | 1627 VENETIAN DR |  | Polytube | Yes |  | 2023-04-24 |  | Copper | 1972 | Yes |  | 2023-04-24 |  | Non-lead
023018 | 17113 W BUTTONWOOD DR |  | Polytube | Yes |  | 2022-12-08 |  | PVC | 1973 | Yes |  | 2022-12-08 |  | Non-lead
023019 | 1118 18TH ST |  | Polytube | Yes |  | 2022-05-19 |  | Copper | 1970 | Yes |  | 2022-05-19 |  | Non-lead
023020 | 734 SAWYER DR |  | Polytube | Yes |  | 2022-11-09 |  | PVC | 1972 | Yes |  | 2022-11-09 |  | Non-lead
023021 | 29111 WATSON BLVD |  | Polytube | Yes |  | 2022-12-19 |  | PVC | 1980 | Yes |  | 2022-12-19 |  | Non-lead
023022 | 29095 IRIS DR |  | Polytube | Yes |  | 2022-12-21 |  | PVC | 1970 | Yes |  | 2022-12-21 |  | Non-lead
023023 | 1 W CYPRESS TERR |  | Polytube | Yes |  | 2023-01-17 |  | Polytube | 1974 | Yes |  | 2023-01-17 |  | Non-lead
023024 | 2619 HARRIS AVE |  | Polytube | Yes |  | 2022-06-17 |  | Copper | 1974 | Yes |  | 2022-06-17 |  | Non-lead
023025 | 2620 FOGARTY AVE |  | Copper | Yes |  | 2024-09-13 |  | Copper | 1973 | Yes |  | 2024-09-13 |  | Non-lead
023026 | 30876 MALAGA LANE |  | Polytube | Yes |  | 2022-11-17 |  | PVC | 1975 | Yes |  | 2022-11-17 |  | Non-lead
023027 | 31534 AVENUE B |  | Unknown, Non-Lead | Yes |  | 2023-01-31 |  | Unknown, Non-Lead | 2020 | Yes |  | 2023-01-31 |  | Non-lead
023029 | STE BAR 1128 SIMONTON ST |  | Polytube | Yes |  | 2022-10-31 |  | Copper | 1983 | Yes |  | 2022-10-31 |  | Non-lead
023030 | 1709 BAHAMA DR |  | Polytube | Yes |  | 2023-04-24 |  | PVC | 1972 | Yes |  | 2023-04-24 |  | Non-lead
023032 | UNIT 505B 2601 S ROOSEVELT BLVD |  | Copper | Yes |  | 2023-08-23 |  | Copper | 1967 | Yes |  | 2023-08-23 |  | Non-lead
023033 | 195 E CAHILL COURT |  | Polytube | Yes |  | 2022-12-12 |  | PVC | 1975 | Yes |  | 2022-12-12 |  | Non-lead
023035 | 558 SOMBRERO BEACH RD |  | Polytube | Yes |  | 2024-04-22 |  | PVC | 1973 | Yes |  | 2024-04-22 |  | Non-lead
023036 | 625 27TH OCEAN ST |  | Polytube | Yes |  | 2022-04-28 |  | PVC | 1957 | Yes |  | 2022-04-28 |  | Non-lead
023037 | 59764 BLUE ISLE BLVD |  | Unknown, Non-Lead | No |  |  |  | Unknown, Non-Lead | 1997 | No |  |  |  | Non-lead
023038 | 1100 E 75TH OCEAN ST |  | Polytube | Yes |  | 2023-03-25 |  | PVC | 1976 | Yes |  | 2023-03-25 |  | Non-lead
023039 | 279 W SEAVIEW DR |  | Polytube | Yes |  | 2022-10-22 |  | PVC | 1986 | Yes |  | 2022-10-22 |  | Non-lead
023040 | 640 99TH OCEAN ST |  | Polytube | Yes |  | 2024-10-01 |  | PVC | 1973 | Yes |  | 2024-10-01 |  | Non-lead
023041 | 989 75TH OCEAN ST |  | Polytube | Yes |  | 2024-08-01 |  | PVC | 1976 | Yes |  | 2024-08-01 |  | Non-lead
023042 | 735 26TH OCEAN ST |  | Polytube | Yes |  | 2023-05-12 |  | PVC | 1973 | Yes |  | 2023-05-12 |  | Non-lead
023043 | 304 N ANGLERS DR |  | Copper | Yes |  | 2024-06-21 |  | PVC | 1973 | Yes |  | 2024-06-21 |  | Non-lead
023044 | 1010 79TH OCEAN ST |  | Polytube | Yes |  | 2024-09-16 |  | PVC | 1976 | Yes |  | 2024-09-16 |  | Non-lead
023045 | 280 9TH ST |  | Copper | Yes |  | 2023-10-24 |  | PVC | 1973 | Yes |  | 2023-10-24 |  | Non-lead
023046 | 290 9TH ST |  | Copper | Yes |  | 2022-10-22 |  | PVC | 1973 | Yes |  | 2022-10-22 |  | Non-lead
023047 | OCEAN 960 95TH ST |  | Polytube | Yes |  | 2022-07-29 |  | PVC | 1973 | Yes |  | 2022-07-29 |  | Non-lead
023048 | 261 B 66TH OCEAN ST |  | Unknown, Non-Lead | Yes |  | 2020-01-22 |  | PVC | 2002 | Yes |  | 2020-01-22 |  | Non-lead
023049 | 282 W SEAVIEW DR |  | Polytube | Yes |  | 2022-10-22 |  | PVC | 1974 | Yes |  | 2022-10-22 |  | Non-lead
023050 | 310 85TH ST |  | Polytube | Yes |  | 2023-06-12 |  | PVC | 1973 | Yes |  | 2023-06-12 |  | Non-lead
023051 | 8040 AVIATION BLVD |  | Polytube | Yes |  | 2023-07-12 |  | PVC | 1973 | Yes |  | 2023-07-12 |  | Non-lead
023052 | 705 100TH ST |  | Polytube | Yes |  | 2023-08-15 |  | PVC | 1976 | Yes |  | 2023-08-15 |  | Non-lead
023053 | 321 E 66TH OCEAN ST |  | Polytube | Yes |  | 2023-03-08 |  | PVC | 1973 | Yes |  | 2023-03-08 |  | Non-lead
023054 | LS 10865 4TH GULF AVE |  | Polytube | Yes |  | 2024-08-15 |  | PVC | 1981 | Yes |  | 2024-08-15 |  | Non-lead
023055 | 10863 4TH GULF AVE |  | Polytube | Yes |  | 2024-01-30 |  | PVC | 1976 | Yes |  | 2024-01-30 |  | Non-lead
023056 | 290 4TH ST |  | Polytube | Yes |  | 2023-06-01 |  | PVC | 1971 | Yes |  | 2023-06-01 |  | Non-lead
023057 | 825 26TH OCEAN ST |  | Polytube | Yes |  | 2023-01-17 |  | PVC | 1964 | Yes |  | 2023-01-17 |  | Non-lead
023058 | 999 15TH ST |  | Polytube | Yes |  | 2023-04-21 |  | PVC | 1979 | Yes |  | 2023-04-21 |  | Non-lead
023059 | 551 W INDIES DR |  | Polytube | Yes |  | 2022-10-26 |  | PVC | 1973 | Yes |  | 2022-10-26 |  | Non-lead
023060 | 164 MARS LN |  | Polytube | Yes |  | 2022-09-26 |  | PVC | 1978 | Yes |  | 2022-09-26 |  | Non-lead
023061 | 851 WEST INDIES DR |  | Polytube | Yes |  | 2022-10-26 |  | PVC | 1976 | Yes |  | 2022-10-26 |  | Non-lead
023062 | 2911 VENETIAN DR |  | Polytube | Yes |  | 2023-04-24 |  | Copper | 1972 | Yes |  | 2023-04-24 |  | Non-lead
023063 | 29016 CEDAR DR |  | Polytube | Yes |  | 2022-12-21 |  | PVC | 1984 | Yes |  | 2022-12-21 |  | Non-lead
023064 | 24510 US 1 HWY |  | Polytube | Yes |  | 2024-07-29 |  | PVC | 1980 | Yes |  | 2024-07-29 |  | Non-lead
023065 | 1617 BAHAMA DR |  | Polytube | Yes |  | 2023-04-24 |  | PVC | 1972 | Yes |  | 2023-04-24 |  | Non-lead
023069 | 29787 HENRY LN |  | Polytube | Yes |  | 2022-12-05 |  | PVC | 1973 | Yes |  | 2022-12-05 |  | Non-lead
023070 | 12 GRASSY RD |  | Polytube | Yes |  | 2023-05-04 |  | PVC | 1975 | Yes |  | 2023-05-04 |  | Non-lead
023072 | 155 INDIAN AVE |  | Polytube | Yes |  | 2022-07-19 |  | PVC | 1973 | Yes |  | 2022-07-19 |  | Non-lead
023073 | 54 SNAPPER AVE |  | Polytube | Yes |  | 2022-10-31 |  | PVC | 1973 | Yes |  | 2022-10-31 |  | Non-lead
023074 | 97220 OVERSEAS HWY |  | Polytube | Yes |  | 2023-05-04 |  | PVC | 1973 | Yes |  | 2023-05-04 |  | Non-lead
023075 | 25 JUDY PL |  | Polytube | Yes |  | 2022-11-01 |  | PVC | 1973 | Yes |  | 2022-11-01 |  | Non-lead
023076 | 924 TROPICAL LANE |  | Copper | Yes |  | 2023-05-04 |  | PVC | 1970 | Yes |  | 2023-05-04 |  | Non-lead
023077 | 60 SHORELAND DR |  | Polytube | Yes |  | 2022-10-31 |  | PVC | 1976 | Yes |  | 2022-10-31 |  | Non-lead
023078 | #202 102900 OVERSEAS HWY |  | Copper | Yes |  | 2024-03-04 |  | PVC | 1972 | Yes |  | 2024-03-04 |  | Non-lead
023079 | 623 BOYD DR |  | Copper | Yes |  | 2022-12-05 |  | PVC |  | Yes |  | 2022-12-05 |  | Non-lead
023080 | 303 OLEANDER |  | Polytube | Yes |  | 2023-02-13 |  | PVC | 1971 | Yes |  | 2023-02-13 |  | Non-lead
023081 | 238 SECOND RD |  | Polytube | Yes |  | 2022-10-17 |  | PVC | 1974 | Yes |  | 2022-10-17 |  | Non-lead
023082 | 269 LANCE LANE |  | Polytube | Yes |  | 2022-10-24 |  | PVC | 1967 | Yes |  | 2022-10-24 |  | Non-lead
023083 | 102 GUMBO LIMBO |  | Polytube | Yes |  | 2023-02-08 |  | PVC | 1973 | Yes |  | 2023-02-08 |  | Non-lead
023084 | 907 TROPICAL LANE |  | Polytube | Yes |  | 2023-05-04 |  | PVC | 1979 | Yes |  | 2023-05-04 |  | Non-lead
023085 | 310 OLEANDER DR |  | Polytube | Yes |  | 2023-02-13 |  | PVC | 1979 | Yes |  | 2023-02-13 |  | Non-lead
023086 | 16 GRASSY RD |  | Polytube | Yes |  | 2023-05-04 |  | PVC | 1970 | Yes |  | 2023-05-04 |  | Non-lead
023087 | 214 BANYON LANE |  | Polytube | Yes |  | 2023-02-13 |  | PVC | 1971 | Yes |  | 2023-02-13 |  | Non-lead
023088 | 36 S E MARLIN AVE |  | Polytube | Yes |  | 2023-07-06 |  | PVC | 1974 | Yes |  | 2023-07-06 |  | Non-lead
023089 | 404 BOWIE LANE |  | Copper | Yes |  | 2023-05-04 |  | PVC | 1985 | Yes |  | 2023-05-04 |  | Non-lead
023090 | 1201 CALDER RD |  | Polytube | Yes |  | 2022-12-05 |  | PVC | 2006 | Yes |  | 2022-12-05 |  | Non-lead
023091 | 221 SECOND ST |  | Polytube | Yes |  | 2022-10-17 |  | PVC | 1974 | Yes |  | 2022-10-17 |  | Non-lead
023092 | 162 DUBONNET RD |  | Polytube | Yes |  | 2022-08-12 |  | PVC | 1979 | Yes |  | 2022-08-12 |  | Non-lead
023093 | 150 DOVE LAKE DR |  | Polytube | Yes |  | 2022-07-20 |  | PVC | 1973 | Yes |  | 2022-07-20 |  | Non-lead
023094 | 411 BOWIE LN |  | Copper | Yes |  | 2023-05-04 |  | PVC | 1978 | Yes |  | 2023-05-04 |  | Non-lead
023096 | 183 BLACKBEARD RD |  | Polytube | Yes |  | 2023-01-24 |  | PVC | 1975 | Yes |  | 2023-01-24 |  | Non-lead
023097 | 750 W INDIES DR |  | Polytube | Yes |  | 2024-06-28 |  | PVC | 1974 | Yes |  | 2024-06-28 |  | Non-lead
023098 | 29570 W CAHILL CT |  | Unknown, Non-Lead | Yes |  | 2021-06-16 |  | Unknown, Non-Lead | 2019 | Yes |  | 2021-06-16 |  | Non-lead
023099 | 210 OLIVIA ST |  | Polytube | Yes |  | 2022-07-13 |  | PVC | 1938 | Yes |  | 2022-07-13 |  | Non-lead
023100 | 1 GALE PL |  | Unknown, Non-Lead | No |  |  |  | Unknown, Non-Lead | 2008 | No |  |  |  | Non-lead
023101 | 31217 D AVE |  | Polytube | Yes |  | 2024-05-31 |  | PVC | 1979 | Yes |  | 2024-05-31 |  | Non-lead
023102 | 262 MARS LN |  | Unknown, Non-Lead | No |  |  |  | Unknown, Non-Lead | 2020 | No |  |  |  | Non-lead
023103 | REAR 1700 PATRICIA ST |  | Polytube | Yes |  | 2023-04-26 |  | PVC | 1958 | Yes |  | 2023-04-26 |  | Non-lead
023104 | E40 12TH AVE |  | Polytube | Yes |  | 2023-03-08 |  | PVC | 1972 | Yes |  | 2023-03-08 |  | Non-lead
023105 | 1014 18TH TERR |  | Polytube | Yes |  | 2022-05-19 |  | PVC | 1973 | Yes |  | 2022-05-19 |  | Non-lead
023106 | 1606 PINE CHANNEL DR |  | Unknown, Non-Lead | Yes |  | 2022-04-07 |  | Unknown, Non-Lead | 2000 | Yes |  | 2022-04-07 |  | Non-lead
023107 | 48 BAY DR |  | Polytube | Yes |  | 2023-08-29 |  | PVC | 1972 | Yes |  | 2023-08-29 |  | Non-lead
023108 | 1607 VENETIAN DR |  | Polytube | Yes |  | 2023-04-24 |  | PVC | 1972 | Yes |  | 2023-04-24 |  | Non-lead
023109 | 431 FRONT- UNIT 4,5,6 ST |  | Polytube | Yes |  | 2022-10-31 |  | PVC | 1976 | Yes |  | 2022-10-31 |  | Non-lead
023110 | 431 FRONT STREET UNIT2 |  | Polytube | Yes |  | 2024-02-07 |  | PVC | 1976 | Yes |  | 2024-02-07 |  | Non-lead
023111 | 19626 CANAL DR |  | Polytube | Yes |  | 2022-07-08 |  | PVC | 1972 | Yes |  | 2022-07-08 |  | Non-lead
023112 | 1609 BAHAMA DR |  | Unknown | Yes |  | 2023-04-24 |  | Unknown | 1972 | Yes |  | 2023-04-24 |  | Lead Status Unknown
023114 | 862 ELLEN DR |  | Polytube | Yes |  | 2023-02-16 |  | PVC | 1973 | Yes |  | 2023-02-16 |  | Non-lead
023115 | 258 MARS LN |  | Polytube | Yes |  | 2022-09-26 |  | PVC | 1972 | Yes |  | 2022-09-26 |  | Non-lead
023116 | 14 ALLAMANDA TERR |  | Polytube | Yes |  | 2022-05-05 |  | Copper | 1973 | Yes |  | 2022-05-05 |  | Non-lead
023117 | 31255 G AVE |  | Polytube | Yes |  | 2023-04-14 |  | PVC | 1985 | Yes |  | 2023-04-14 |  | Non-lead
023119 | 7575 GULFSTREAM BLVD |  | Polytube | Yes |  | 2023-11-29 |  | PVC | 1973 | Yes |  | 2023-11-29 |  | Non-lead
023121 | 91875 OVERSEAS Hwy |  | Polytube | Yes |  | 2023-02-08 |  | PVC | 1972 | Yes |  | 2023-02-08 |  | Non-lead
023122 | 914 TROPICAL LANE |  | Copper | Yes |  | 2023-05-04 |  | Copper | 1970 | Yes |  | 2023-05-04 |  | Non-lead
023123 | 24 VILLAGE DR |  | Polytube | Yes |  | 2023-01-05 |  | PVC | 1972 | Yes |  | 2023-01-05 |  | Non-lead
023124 | 108 ELLINGTON CT |  | Copper | Yes |  | 2024-08-14 |  | PVC | 1972 | Yes |  | 2024-08-14 |  | Non-lead
023125 | 101611 OVERSEAS HWY |  | Polytube | Yes |  | 2023-01-31 |  | PVC | 1965 | Yes |  | 2023-01-31 |  | Non-lead
023126 | 357 KING AVE |  | Polytube | Yes |  | 2022-10-24 |  | Polytube | 1972 | Yes |  | 2022-10-24 |  | Non-lead
023127 | 337 VACA RD |  | Polytube | Yes |  | 2022-07-25 |  | PVC | 1975 | Yes |  | 2022-07-25 |  | Non-lead
023128 | 127 SECOND CT |  | Unknown, Non-Lead | No |  |  |  | Unknown, Non-Lead | 2020 | No |  |  |  | Non-lead
023129 | 99609 OVERSEAS HWY WALDORF |  | Polytube | Yes |  | 2023-02-02 |  | PVC | 1972 | Yes |  | 2023-02-02 |  | Non-lead
023130 | 216 PIMLICO LN |  | Copper | Yes |  | 2023-05-04 |  | PVC | 1974 | Yes |  | 2023-05-04 |  | Non-lead
023131 | 532 PALM DR |  | Polytube | Yes |  | 2023-02-14 |  | PVC | 1974 | Yes |  | 2023-02-14 |  | Non-lead
023132 | 2 MADIERA DR |  | Copper | Yes |  | 2024-02-05 |  | PVC | 1964 | Yes |  | 2024-02-05 |  | Non-lead
023133 | 316 LANCE LN |  | Polytube | Yes |  | 2022-10-13 |  | PVC | 1989 | Yes |  | 2022-10-13 |  | Non-lead
023134 | 71 CORAL DR |  | Polytube | Yes |  | 2022-11-29 |  | PVC | 1977 | Yes |  | 2022-11-29 |  | Non-lead
023135 | 1001 HIALEAH LN |  | Polytube | Yes |  | 2023-06-08 |  | PVC | 1980 | Yes |  | 2023-06-08 |  | Non-lead
023136 | 44 BONEFISH AVE |  | Polytube | Yes |  | 2022-10-27 |  | PVC | 1973 | Yes |  | 2022-10-27 |  | Non-lead
023137 | 1108 GRAND ST |  | Polytube | Yes |  | 2024-06-11 |  | PVC | 1982 | Yes |  | 2024-06-11 |  | Non-lead
023138 | 360 SOUND DR |  | Polytube | Yes |  | 2022-10-31 |  | PVC | 1976 | Yes |  | 2022-10-31 |  | Non-lead
023140 | 18 ROSE PL |  | Polytube | Yes |  | 2022-06-16 |  | PVC | 1987 | Yes |  | 2022-06-16 |  | Non-lead
023142 | 11 N OCEAN DR |  | Polytube | Yes |  | 2022-10-03 |  | PVC | 1976 | Yes |  | 2022-10-03 |  | Non-lead
023143 | 238 CUBA RD |  | Polytube | Yes |  | 2022-07-20 |  | PVC | 1972 | Yes |  | 2022-07-20 |  | Non-lead
023144 | 111 OLEANDER CIR |  | Polytube | Yes |  | 2022-05-31 |  | PVC | 1988 | Yes |  | 2022-05-31 |  | Non-lead
023145 | 308 BELMONT LN |  | Polytube | Yes |  | 2023-05-04 |  | PVC | 1984 | Yes |  | 2023-05-04 |  | Non-lead
023146 | 124 FAIRWICH CT |  | Unknown, Non-Lead | No |  |  |  | Unknown, Non-Lead | 2004 | No |  |  |  | Non-lead
023149 | 123 HILSON CT |  | Polytube | Yes |  | 2022-05-19 |  | PVC | 2000 | Yes |  | 2022-05-19 |  | Non-lead
023150 | 615 SANTA ANITA LN |  | Copper | Yes |  | 2024-05-24 |  | PVC | 1971 | Yes |  | 2024-05-24 |  | Non-lead
023151 | 27 SE MARLIN AVE |  | Polytube | Yes |  | 2024-05-02 |  | PVC | 1973 | Yes |  | 2024-05-02 |  | Non-lead
023152 | 25 SE MARLIN AVE |  | Polytube | Yes |  | 2022-10-31 |  | PVC | 1973 | Yes |  | 2022-10-31 |  | Non-lead
023153 | 2 SE MARLIN AVE |  | Polytube | Yes |  | 2022-09-29 |  | PVC | 1973 | Yes |  | 2022-09-29 |  | Non-lead
023154 | 122 GUMBO LIMBO DR |  | Polytube | Yes |  | 2023-02-08 |  | PVC | 1975 | Yes |  | 2023-02-08 |  | Non-lead
023155 | 705 LARGO RD |  | Unknown, Non-Lead | Yes |  | 2022-10-22 |  | No Piping | Vacant | Yes |  | 2022-10-22 |  | Non-lead
023156 | 1515 AQUEDUCT LN |  | Unknown, Non-Lead | Yes |  | 2023-09-06 |  | Unknown, Non-Lead | 2012 | Yes |  | 2023-09-06 |  | Non-lead
023157 | 124 DOVE AVE |  | Polytube | Yes |  | 2022-07-19 |  | PVC | 1986 | Yes |  | 2022-07-19 |  | Non-lead
023158 | 583 BONITO AVE |  | Polytube | Yes |  | 2022-10-24 |  | PVC | 1973 | Yes |  | 2022-10-24 |  | Non-lead
023159 | 895 TROPICAL LANE |  | Polytube | Yes |  | 2022-10-22 |  | PVC | 1974 | Yes |  | 2022-10-22 |  | Non-lead
023160 | 1321 CALDER RD |  | Copper | Yes |  | 2023-05-04 |  | PVC | 1982 | Yes |  | 2023-05-04 |  | Non-lead
023161 | 5 PELICAN RD |  | Polytube | Yes |  | 2023-05-04 |  | PVC | 1967 | Yes |  | 2023-05-04 |  | Non-lead
023162 | 7 PELICAN RD |  | Polytube | Yes |  | 2023-05-04 |  | PVC | 1967 | Yes |  | 2023-05-04 |  | Non-lead
023163 | 421 BAHIA HONDA RD |  | Polytube | Yes |  | 2024-05-20 |  | PVC | 1972 | Yes |  | 2024-05-20 |  | Non-lead
023164 | 155 LONG KEY RD |  | Polytube | Yes |  | 2023-05-04 |  | PVC | 1973 | Yes |  | 2023-05-04 |  | Non-lead
023165 | 235 HISPANOLA RD |  | Polytube | Yes |  | 2022-07-20 |  | PVC | 1973 | Yes |  | 2022-07-20 |  | Non-lead
023166 | 24 N OCEAN DR |  | Polytube | Yes |  | 2022-10-03 |  | PVC | 1973 | Yes |  | 2022-10-03 |  | Non-lead
023167 | 100 BURTON Dr |  | Unknown, Non-Lead | No |  |  |  | Unknown, Non-Lead | 2011 | No |  |  |  | Non-lead
023168 | 1660 CHURCHILL DOWNS |  | Unknown, Non-Lead | Yes |  | 2018-12-17 |  | PVC | 2010 | Yes |  | 2018-12-17 |  | Non-lead
023169 | 14 DRURY DR |  | Polytube | Yes |  | 2023-01-31 |  | PVC | 1973 | Yes |  | 2023-01-31 |  | Non-lead
023170 | 4 DRURY DR |  | Polytube | Yes |  | 2022-06-29 |  | PVC | 1973 | Yes |  | 2022-06-29 |  | Non-lead
023171 | 28541 BUCCANEER RD |  | Polytube | Yes |  | 2023-01-24 |  | PVC | 1978 | Yes |  | 2023-01-24 |  | Non-lead
023172 | 15 SAPPHIRE DR |  | Polytube | Yes |  | 2024-05-30 |  | PVC | 1978 | Yes |  | 2024-05-30 |  | Non-lead
023173 | 3848 DONNA RD |  | Polytube | Yes |  | 2024-04-22 |  | PVC | 1979 | Yes |  | 2024-04-22 |  | Non-lead
023174 | 30572 OVERSEAS (WILDER & US1 CORNER) HWY |  | Polytube | Yes |  | 2022-12-08 |  | PVC | 1978 | Yes |  | 2022-12-08 |  | Non-lead
023175 | 24843 OVERSEAS HWY |  | Unknown, Non-Lead | Yes |  | 2018-07-10 |  | PVC | 2015 | Yes |  | 2018-07-10 |  | Non-lead
023176 | APT B 1 AQUAMARINE DR |  | Polytube | Yes |  | 2022-08-17 |  | PVC | 1981 | Yes |  | 2022-08-17 |  | Non-lead
023177 | APT A 1 AQUAMARINE DR |  | Polytube | Yes |  | 2022-08-17 |  | PVC | 1981 | Yes |  | 2022-08-17 |  | Non-lead
023179 | 877 BAY DR |  | Polytube | Yes |  | 2023-04-24 |  | PVC | 1980 | Yes |  | 2023-04-24 |  | Non-lead
023180 | 286 SCORPIO LN |  | Polytube | Yes |  | 2022-09-26 |  | PVC | 1978 | Yes |  | 2022-09-26 |  | Non-lead
023181 | 765 SHORE AVE |  | Polytube | Yes |  | 2023-07-05 |  | PVC | 1979 | Yes |  | 2023-07-05 |  | Non-lead
023182 | 19591 INDIAN MOUNDS DR |  | Unknown, Non-Lead | Yes |  | 2021-10-21 |  | Unknown, Non-Lead | 2020 | Yes |  | 2021-10-21 |  | Non-lead
023183 | APT B 626 FLEMING ST |  | Polytube | Yes |  | 2023-03-06 |  | PVC | 1980 | Yes |  | 2023-03-06 |  | Non-lead
023184 | APT B 624 FLEMING ST |  | Polytube | Yes |  | 2023-03-06 |  | PVC | 1938 | Yes |  | 2023-03-06 |  | Non-lead
023185 | APT A 626 FLEMING ST |  | Polytube | Yes |  | 2023-03-06 |  | PVC | 1980 | Yes |  | 2023-03-06 |  | Non-lead
023186 | 31221 AVE F |  | Polytube | Yes |  | 2022-11-08 |  | PVC | 1982 | Yes |  | 2022-11-08 |  | Non-lead
023187 | 27858 LOBSTER TAIL Trl |  | Copper | Yes |  | 2023-01-24 |  | PVC | 1980 | Yes |  | 2023-01-24 |  | Non-lead
023188 | 257 AVE A |  | Polytube | Yes |  | 2024-08-21 |  | PVC | 1982 | Yes |  | 2024-08-21 |  | Non-lead
023189 | 1412 BOCA CHICA RD |  | Polytube | Yes |  | 2022-09-26 |  | PVC | 1979 | Yes |  | 2022-09-26 |  | Non-lead
023190 | 12 MACAW LN |  | Polytube | Yes |  | 2022-09-26 |  | PVC | 1980 | Yes |  | 2022-09-26 |  | Non-lead
023191 | 8 MACAW LANE |  | Polytube | Yes |  | 2022-09-26 |  | PVC | 1980 | Yes |  | 2022-09-26 |  | Non-lead
023192 | 4 MACAW LN |  | Polytube | Yes |  | 2024-02-08 |  | PVC | 1980 | Yes |  | 2024-02-08 |  | Non-lead
023193 | 345 SOUTH POINT DR |  | Polytube | Yes |  | 2022-07-08 |  | PVC | 1973 | Yes |  | 2022-07-08 |  | Non-lead
023194 | 16842 E POINT DR |  | Polytube | Yes |  | 2022-07-11 |  | PVC | 1973 | Yes |  | 2022-07-11 |  | Non-lead
023195 | 27407 MARTINQUE LN |  | Polytube | Yes |  | 2022-10-13 |  | PVC | 1987 | Yes |  | 2022-10-13 |  | Non-lead
023196 | 21052 E FIRST AVE |  | Polytube | Yes |  | 2022-10-31 |  | PVC | 1973 | Yes |  | 2022-10-31 |  | Non-lead
023197 | #UP 901 FLAGLER AVE |  | Polytube | Yes |  | 2024-07-12 |  | PVC | 1900 | Yes |  | 2024-07-12 |  | Non-lead
023198 | 418 CACTUS DR |  | Polytube | Yes |  | 2022-05-09 |  | Copper | 1972 | Yes |  | 2022-05-09 |  | Non-lead
023199 | 3740 SUNRISE LN |  | Unknown, Non-Lead | Yes |  | 2019-01-18 |  | Unknown, Non-Lead | 2005 | Yes |  | 2019-01-18 |  | Non-lead
023200 | 337 BLACKBEARD RD |  | Polytube | Yes |  | 2023-01-31 |  | PVC | 1977 | Yes |  | 2023-01-31 |  | Non-lead
023201 | 550 PINE LANE |  | Polytube | Yes |  | 2024-08-23 |  | PVC | 1970 | Yes |  | 2024-08-23 |  | Non-lead
023203 | 80221 OVERSEAS HWY |  | Polytube | Yes |  | 2022-06-22 |  | PVC | 1974 | Yes |  | 2022-06-22 |  | Non-lead
023204 | 59794 BLUE ISLE BLVD |  | Polytube | Yes |  | 2024-02-07 |  | PVC | 1978 | Yes |  | 2024-02-07 |  | Non-lead
023205 | 214 W SEAVIEW DR |  | Polytube | Yes |  | 2022-10-22 |  | PVC | 1973 | Yes |  | 2022-10-22 |  | Non-lead
023206 | 800 11TH ST |  | Unknown, Non-Lead | Yes |  | 2022-06-01 |  | Unknown, Non-Lead | 2014 | Yes |  | 2022-06-01 |  | Non-lead
023207 | 171 2ND ST |  | Copper | Yes |  | 2024-03-04 |  | PVC | 1973 | Yes |  | 2024-03-04 |  | Non-lead
023208 | 59754 BLUE ISLE BLVD |  | Copper | Yes |  | 2022-10-22 |  | PVC | 1973 | Yes |  | 2022-10-22 |  | Non-lead
023209 | 7616 GULFSTREAM BLVD |  | Polytube | Yes |  | 2023-01-24 |  | PVC | 1973 | Yes |  | 2023-01-24 |  | Non-lead
023211 | #1 5301 OCEAN TER |  | Polytube | Yes |  | 2023-02-08 |  | PVC | 1971 | Yes |  | 2023-02-08 |  | Non-lead
023212 | APT 2 5301 OCEAN TER |  | Polytube | Yes |  | 2023-02-08 |  | PVC | 1971 | Yes |  | 2023-02-08 |  | Non-lead
023213 | APT 3 5301 OCEAN TER |  | Polytube | Yes |  | 2022-10-25 |  | PVC | 1971 | Yes |  | 2022-10-25 |  | Non-lead
023214 | #4 5301 OCEAN TER |  | Polytube | Yes |  | 2023-07-27 |  | PVC | 1971 | Yes |  | 2023-07-27 |  | Non-lead
023215 | #5 5301 OCEAN TER |  | Polytube | Yes |  | 2023-04-24 |  | PVC | 1971 | Yes |  | 2023-04-24 |  | Non-lead
023216 | #6 5301 OCEAN TER |  | Polytube | Yes |  | 2022-03-21 |  | PVC | 1971 | Yes |  | 2022-03-21 |  | Non-lead
023217 | UNIT 7 5301 OCEAN TER |  | Polytube | Yes |  | 2022-08-26 |  | PVC | 1971 | Yes |  | 2022-08-26 |  | Non-lead
023218 | #8 5301 OCEAN TER |  | Polytube | Yes |  | 2023-04-24 |  | PVC | 1971 | Yes |  | 2023-04-24 |  | Non-lead
023219 | APT 9 5301 OCEAN TER |  | Polytube | Yes |  | 2024-06-21 |  | PVC | 1971 | Yes |  | 2024-06-21 |  | Non-lead
023220 | #10 5301 OCEAN TER |  | Polytube | Yes |  | 2023-11-07 |  | PVC | 1971 | Yes |  | 2023-11-07 |  | Non-lead
023221 | APT 11 5301 OCEAN TER |  | Polytube | Yes |  | 2023-04-24 |  | PVC | 1971 | Yes |  | 2023-04-24 |  | Non-lead
023222 | UNIT 12 5301 OCEAN TER |  | Polytube | Yes |  | 2023-04-24 |  | PVC | 1971 | Yes |  | 2023-04-24 |  | Non-lead
023223 | #13 5301 OCEAN TER |  | Polytube | Yes |  | 2023-04-24 |  | PVC | 1971 | Yes |  | 2023-04-24 |  | Non-lead
023224 | #14 5301 OCEAN TER |  | Polytube | Yes |  | 2023-11-22 |  | PVC | 1971 | Yes |  | 2023-11-22 |  | Non-lead
023225 | #15 5301 OCEAN TER |  | Polytube | Yes |  | 2022-03-18 |  | PVC | 1971 | Yes |  | 2022-03-18 |  | Non-lead
023226 | #16 5301 OCEAN TER |  | Polytube | Yes |  | 2023-11-08 |  | PVC | 1971 | Yes |  | 2023-11-08 |  | Non-lead
023228 | 7800 GULFSTREAM BLVD |  | Polytube | Yes |  | 2023-08-04 |  | PVC | 1975 | Yes |  | 2023-08-04 |  | Non-lead
023229 | 627 27TH OCEAN ST |  | Polytube | Yes |  | 2023-03-16 |  | PVC | 1960 | Yes |  | 2023-03-16 |  | Non-lead
023230 | 62 SOMBRERO RD |  | Polytube | Yes |  | 2024-08-15 |  | PVC | 1973 | Yes |  | 2024-08-15 |  | Non-lead
023231 | 317 95TH OCEAN ST |  | Polytube | Yes |  | 2023-01-19 |  | PVC | 1973 | Yes |  | 2023-01-19 |  | Non-lead
023232 | 549 95TH ST OCEAN |  | Polytube | Yes |  | 2024-01-31 |  | PVC | 1973 | Yes |  | 2024-01-31 |  | Non-lead
023233 | 2201 GROUPER DR |  | Polytube | Yes |  | 2024-07-03 |  | PVC | 1973 | Yes |  | 2024-07-03 |  | Non-lead
023236 | 1550 YELLOWTAIL DR |  | Polytube | Yes |  | 2023-01-26 |  | PVC | 1973 | Yes |  | 2023-01-26 |  | Non-lead
023237 | 830 89TH St |  | Polytube | Yes |  | 2021-01-29 |  | PVC | 2021 | Yes |  | 2021-01-29 |  | Non-lead
023238 | 566 SOMBRERO BEACH RD |  | Polytube | Yes |  | 2023-01-26 |  | PVC | 1974 | Yes |  | 2023-01-26 |  | Non-lead
023239 | 38 TREASURE RD |  | Unknown, Non-Lead | Yes |  | 2022-09-15 |  | PVC | 1989 | Yes |  | 2022-09-15 |  | Non-lead
023240 | 121 10TH ST |  | Polytube | Yes |  | 2022-10-22 |  | PVC | 1972 | Yes |  | 2022-10-22 |  | Non-lead
023241 | 9400 AVIATION BLVD |  | Polytube | Yes |  | 2023-01-31 |  | PVC | 1976 | Yes |  | 2023-01-31 |  | Non-lead
023243 | 9300 AVIATION Blvd |  | Polytube | Yes |  | 2023-02-09 |  | PVC | 1978 | Yes |  | 2023-02-09 |  | Non-lead
023244 | 1881 NARCISSUS AVE |  | Unknown, Non-Lead | Yes |  | 2023-08-31 |  | Unknown, Non-Lead | 1989 | Yes |  | 2023-08-31 |  | Non-lead
023245 | 29135 CAMELLIA LN |  | Unknown, Non-Lead | No |  |  |  | Unknown, Non-Lead | 1988 | No |  |  |  | Non-lead
023246 | APT B 257 66TH OCEAN ST |  | Unknown, Non-Lead | Yes |  | 2017-10-23 |  | Unknown, Non-Lead | 1998 | Yes |  | 2017-10-23 |  | Non-lead
023247 | APT A 257 66TH OCEAN ST |  | Polytube | Yes |  | 2023-03-14 |  | PVC | 1973 | Yes |  | 2023-03-14 |  | Non-lead
023248 | 550 E 63RD ST OCEAN |  | Polytube | Yes |  | 2024-01-11 |  | PVC | 1973 | Yes |  | 2024-01-11 |  | Non-lead
023249 | DUPLEX 500 E 63RD ST |  | Polytube | Yes |  | 2023-03-09 |  | PVC | 1972 | Yes |  | 2023-03-09 |  | Non-lead
023250 | 109 AVE E |  | Unknown, Non-Lead | No |  |  |  | Unknown, Non-Lead | 2020 | No |  |  |  | Non-lead
023251 | 444 99TH OCEAN ST |  | Unknown, Non-Lead | Yes |  | 2024-10-01 |  | Unknown, Non-Lead | 1988 | Yes |  | 2024-10-01 |  | Non-lead
023252 | 234 W SEAVIEW CIR |  | Polytube | Yes |  | 2022-10-22 |  | PVC | 1976 | Yes |  | 2022-10-22 |  | Non-lead
023253 | 725 26TH OCEAN ST |  | Polytube | Yes |  | 2024-09-13 |  | PVC | 1967 | Yes |  | 2024-09-13 |  | Non-lead
023254 | 2020 DOLPHIN DR |  | Polytube | Yes |  | 2023-01-26 |  | PVC | 1973 | Yes |  | 2023-01-26 |  | Non-lead
023255 | 2002 DOLPHIN DRIVE |  | Polytube | Yes |  | 2023-02-09 |  | PVC | 1981 | Yes |  | 2023-02-09 |  | Non-lead
023257 | 57540 MORTON ST |  | Polytube | Yes |  | 2022-10-22 |  | Polytube | 1975 | Yes |  | 2022-10-22 |  | Non-lead
023258 | 211 A 120TH GULF ST |  | Polytube | Yes |  | 2024-05-31 |  | PVC | 1973 | Yes |  | 2024-05-31 |  | Non-lead
023259 | UNIT B 211 120TH GULF ST |  | Polytube | Yes |  | 2022-09-13 |  | PVC | 1973 | Yes |  | 2022-09-13 |  | Non-lead
023260 | 620 99TH OCEAN ST |  | Polytube | Yes |  | 2024-10-01 |  | PVC | 1973 | Yes |  | 2024-10-01 |  | Non-lead
023261 | 11253 3RD GULF AVE |  | Polytube | Yes |  | 2024-04-10 |  | PVC | 1974 | Yes |  | 2024-04-10 |  | Non-lead
023262 | 140 1ST ST |  | Copper | Yes |  | 2024-03-05 |  | PVC | 1970 | Yes |  | 2024-03-05 |  | Non-lead
023263 | 5190 OVERSEAS HWY |  | PVC | Yes |  | 2025-09-15 |  | PVC | 1973 | Yes |  | 2023-02-15 |  | Non-lead
023264 | 12648 OVERSEAS HWY |  | Polytube | Yes |  | 2023-08-10 |  | PVC | 1987 | Yes |  | 2023-08-10 |  | Non-lead
023265 | 3210 RIVIERA DR |  | Polytube | Yes |  | 2022-06-01 |  | PVC | 1973 | Yes |  | 2022-06-01 |  | Non-lead
023266 | D23 10TH AVE |  | Unknown, Non-Lead | Yes |  | 2023-06-27 |  | PVC | 2020 | Yes |  | 2023-06-27 |  | Non-lead
023267 | 131 SEA LANE |  | Unknown, Non-Lead | No |  |  |  | Unknown, Non-Lead | 2018 | No |  |  |  | Non-lead
023268 | 29047 PALMETTO DR |  | Polytube | Yes |  | 2023-01-10 |  | PVC | 1974 | Yes |  | 2023-01-10 |  | Non-lead
023269 | 12 DOLPHIN RD |  | Polytube | Yes |  | 2022-08-17 |  | PVC | 1976 | Yes |  | 2022-08-17 |  | Non-lead
023270 | 30335 WARBLER LANE |  | Polytube | Yes |  | 2022-11-16 |  | PVC | 1973 | Yes |  | 2022-11-16 |  | Non-lead
023271 | 1591 STATE RD 4A |  | Polytube | Yes |  | 2023-05-04 |  | Unknown, Non-Lead | 2007 | Yes |  | 2023-05-04 |  | Non-lead
023272 | 1581 STATE 4A RD |  | Unknown, Non-Lead | Yes |  | 2024-01-26 |  | Unknown, Non-Lead | 2007 | Yes |  | 2024-01-26 |  | Non-lead
023273 | 20 AZALEA DR |  | Polytube | Yes |  | 2022-05-05 |  | PVC | 1973 | Yes |  | 2022-05-05 |  | Non-lead
023275 | 31331 F AVE |  | Polytube | Yes |  | 2022-11-08 |  | PVC | 1974 | Yes |  | 2022-11-08 |  | Non-lead
023277 | 31339 F AVE |  | Unknown, Non-Lead | Yes |  | 2024-02-26 |  | Unknown, Non-Lead | 2006 | Yes |  | 2024-02-26 |  | Non-lead
023278 | 31355 F AVE |  | Unknown, Non-Lead | Yes |  | 2021-04-16 |  | Unknown, Non-Lead | 2006 | Yes |  | 2021-04-16 |  | Non-lead
023279 | 31379 F AVE |  | Polytube | Yes |  | 2022-05-23 |  | PVC | 1988 | Yes |  | 2022-05-23 |  | Non-lead
023280 | 29144 CAMAS LANE |  | Polytube | Yes |  | 2022-12-15 |  | PVC | 1973 | Yes |  | 2022-12-15 |  | Non-lead
023282 | 264 MARS LN |  | Polytube | Yes |  | 2022-09-26 |  | PVC | 1987 | Yes |  | 2022-09-26 |  | Non-lead
023283 | 202 VENUS LANE TAMAR PK |  | Polytube | Yes |  | 2022-09-26 |  | PVC | 1987 | Yes |  | 2022-09-26 |  | Non-lead
023284 | 30440 EGRET LN |  | Polytube | Yes |  | 2022-11-16 |  | PVC | 1974 | Yes |  | 2022-11-16 |  | Non-lead
023285 | 1619 LONG BEACH DR |  | Polytube | Yes |  | 2024-08-05 |  | PVC | 1977 | Yes |  | 2024-08-05 |  | Non-lead
023286 | 17046 ALAMANDA DR W |  | Polytube | Yes |  | 2024-05-31 |  | PVC | 1972 | Yes |  | 2024-05-31 |  | Non-lead
023287 | 22522 JOLLY ROGER DR |  | Polytube | Yes |  | 2022-11-07 |  | PVC | 1973 | Yes |  | 2022-11-07 |  | Non-lead
023290 | 25330 1ST STREET LOT B&C |  | Polytube | Yes |  | 2023-04-24 |  | PVC | 1963 | Yes |  | 2023-04-24 |  | Non-lead
023291 | 29120 PALM AVE |  | Polytube | Yes |  | 2022-12-21 |  | PVC | 1973 | Yes |  | 2022-12-21 |  | Non-lead
023292 | 11 W CYPRESS TER |  | Polytube | Yes |  | 2022-11-07 |  | Polytube | 1973 | Yes |  | 2022-11-07 |  | Non-lead
023293 | 1361 OVERSEAS HWY |  | Polytube | Yes |  | 2022-11-23 |  | PVC | 1949 | Yes |  | 2022-11-23 |  | Non-lead
023294 | 31438 E AVE |  | Unknown, Non-Lead | Yes |  | 2018-08-14 |  | Unknown, Non-Lead | 2007 | Yes |  | 2018-08-14 |  | Non-lead
023295 | 29849 NEWFOUND HARBOR BLVD |  | Copper | Yes |  | 2022-12-08 |  | PVC | 1977 | Yes |  | 2022-12-08 |  | Non-lead
023296 | 404 CACTUS DR |  | Polytube | Yes |  | 2023-11-29 |  | PVC | 1975 | Yes |  | 2023-11-29 |  | Non-lead
023297 | LOT 054 6800 MALONEY AVE |  | PVC | Yes |  | 2023-05-11 |  | PVC | 1976 | Yes |  | 2023-05-11 |  | Non-lead
023298 | 88657 OLD HWY |  | Unknown, Non-Lead | Yes |  | 2021-09-01 |  | Unknown, Non-Lead | 2021 | Yes |  | 2021-09-01 |  | Non-lead
023299 | 114 AZALEA ST |  | Unknown, Non-Lead | Yes |  | 2021-10-29 |  | PVC | 1999 | Yes |  | 2021-10-29 |  | Non-lead
023300 | 80401 OLD L2 (7 UNITS) UPP HWY |  | Polytube | Yes |  | 2022-05-31 |  | PVC | 1957 | Yes |  | 2022-05-31 |  | Non-lead
023301 | 131 REDWING RD |  | Polytube | Yes |  | 2022-06-09 |  | PVC | 1973 | Yes |  | 2022-06-09 |  | Non-lead
023302 | 130 GIMPY GULCH DR |  | Polytube | Yes |  | 2022-06-21 |  | PVC | 1973 | Yes |  | 2022-06-21 |  | Non-lead
023303 | 90184 OVERSEAS HWY |  | Ductile Iron | Yes |  | 2022-06-22 |  | Polytube | 1973 | Yes |  | 2022-06-22 |  | Non-lead
023304 | 131 IROQUOIS ST |  | Polytube | Yes |  | 2022-05-31 |  | PVC | 1973 | Yes |  | 2022-05-31 |  | Non-lead
023305 | 114 ROYAL POINCIANA |  | Polytube | Yes |  | 2022-06-16 |  | PVC | 1973 | Yes |  | 2022-06-16 |  | Non-lead
023306 | 210 OCEAN DR |  | Polytube | Yes |  | 2022-06-14 |  | PVC | 1967 | Yes |  | 2022-06-14 |  | Non-lead
023307 | 89651 OLD RD |  | Polytube | Yes |  | 2022-06-21 |  | PVC | 1973 | Yes |  | 2022-06-21 |  | Non-lead
023308 | 940 VENETIAN BLVD |  | Polytube | Yes |  | 2022-06-08 |  | PVC | 1973 | Yes |  | 2022-06-08 |  | Non-lead
023309 | UNIT 5 119 MONROE DR |  | PVC | Yes |  | 2022-06-13 |  | PVC | 1972 | Yes |  | 2022-06-13 |  | Non-lead
023310 | 149 HARBOR DR |  | Polytube | Yes |  | 2023-01-24 |  | PVC | 1974 | Yes |  | 2023-01-24 |  | Non-lead
023311 | 257 SUNSET DR |  | Polytube | Yes |  | 2022-06-29 |  | PVC | 1976 | Yes |  | 2022-06-29 |  | Non-lead
023312 | 240 TIDE AVE |  | Polytube | Yes |  | 2022-06-13 |  | PVC |  | Yes |  | 2022-06-13 |  | Non-lead
023313 | 127 AZALEA ST |  | Polytube | Yes |  | 2022-06-16 |  | PVC | 1973 | Yes |  | 2022-06-16 |  | Non-lead
023314 | 570 CROTON LANE |  | Polytube | Yes |  | 2023-07-17 |  | PVC | 1986 | Yes |  | 2023-07-17 |  | Non-lead
023315 | 3718 PEARLMAN TER |  | Polytube | Yes |  | 2022-05-20 |  | Copper | 1973 | Yes |  | 2022-05-20 |  | Non-lead
023316 | 253 MARS LN |  | Unknown, Non-Lead | Yes |  | 2023-12-22 |  | Unknown, Non-Lead | 2015 | Yes |  | 2023-12-22 |  | Non-lead
023317 | 31053 AVENUE I |  | Polytube | Yes |  | 2022-11-09 |  | PVC | 1973 | Yes |  | 2022-11-09 |  | Non-lead
023318 | E42 12TH AVE |  | Polytube | Yes |  | 2023-03-08 |  | PVC | 1973 | Yes |  | 2023-03-08 |  | Non-lead
023319 | 25 SHIPSWAY CORNER |  | Polytube | Yes |  | 2022-12-08 |  | PVC |  | Yes |  | 2022-12-08 |  | Non-lead
023320 | 30440 COCONUT HWY |  | Polytube | Yes |  | 2024-09-20 |  | PVC | 1974 | Yes |  | 2024-09-20 |  | Non-lead
023321 | 30233 PINE WAY |  | Polytube | Yes |  | 2022-11-16 |  | PVC | 1987 | Yes |  | 2022-11-16 |  | Non-lead
023322 | L13 B1 1036 FLAGSHIP DR |  | Polytube | Yes |  | 2023-04-24 |  | PVC | 1974 | Yes |  | 2023-04-24 |  | Non-lead
023323 | 1400 JOHNSON ST |  | Polytube | Yes |  | 2022-11-03 |  | Polytube | 1958 | Yes |  | 2022-11-03 |  | Non-lead
023324 | 302 SCORPIO LN |  | Polytube | Yes |  | 2022-09-26 |  | PVC | 1971 | Yes |  | 2022-09-26 |  | Non-lead
023325 | 6 DRURY DR |  | Polytube | Yes |  | 2023-01-31 |  | PVC | 1973 | Yes |  | 2023-01-31 |  | Non-lead
023326 | 8 DRURY DR |  | Polytube | Yes |  | 2023-02-02 |  | PVC | 1973 | Yes |  | 2023-02-02 |  | Non-lead
023327 | 10 DRURY DR |  | Polytube | Yes |  | 2023-02-02 |  | PVC | 1973 | Yes |  | 2023-02-02 |  | Non-lead
023328 | 916 LAPALOMA RD |  | Polytube | Yes |  | 2023-01-26 |  | PVC | 1972 | Yes |  | 2023-01-26 |  | Non-lead
023329 | 476 BIG PINE RD |  | Polytube | Yes |  | 2024-05-21 |  | PVC | 2006 | Yes |  | 2024-05-21 |  | Non-lead
023330 | 116 POINCIANA |  | Polytube | Yes |  | 2022-11-10 |  | PVC | 1973 | Yes |  | 2022-11-10 |  | Non-lead
023331 | 109 HIBISCUS DR |  | Polytube | Yes |  | 2022-11-14 |  | PVC | 1973 | Yes |  | 2022-11-14 |  | Non-lead
023332 | 26 SEXTON COVE RD |  | Unknown, Non-Lead | Yes |  | 2021-04-06 |  | PVC | 1996 | Yes |  | 2021-04-06 |  | Non-lead
023333 | 313 BELMONT LN |  | Unknown, Non-Lead | No |  |  |  | Unknown, Non-Lead | 1995 | No |  |  |  | Non-lead
023334 | 800 BROWN ST |  | Polytube | Yes |  | 2023-02-27 |  | PVC | 1971 | Yes |  | 2023-02-27 |  | Non-lead
023335 | 1011 GIBRALTAR RD |  | Polytube | Yes |  | 2023-01-27 |  | PVC | 1975 | Yes |  | 2023-01-27 |  | Non-lead
023336 | 1 CINDY PLACE |  | Polytube | Yes |  | 2023-02-16 |  | PVC | 1968 | Yes |  | 2023-02-16 |  | Non-lead
023337 | 429 FOURTH RD |  | Polytube | Yes |  | 2022-10-17 |  | PVC | 1973 | Yes |  | 2022-10-17 |  | Non-lead
023338 | 1023 ADAMS DR |  | Polytube | Yes |  | 2023-05-04 |  | PVC | 1974 | Yes |  | 2023-05-04 |  | Non-lead
023339 | 122 LONG KEY RD |  | Unknown, Non-Lead | No |  |  |  | Unknown, Non-Lead | 1996 | No |  |  |  | Non-lead
023340 | 1136 GULFSTREAM LN |  | Copper | Yes |  | 2023-01-11 |  | PVC | 1975 | Yes |  | 2023-01-11 |  | Non-lead
023341 | 358 OLEANDER AVE |  | Polytube | Yes |  | 2023-02-13 |  | PVC | 1974 | Yes |  | 2023-02-13 |  | Non-lead
023342 | 268 CAMELOT DR |  | Polytube | Yes |  | 2022-07-12 |  | PVC | 1973 | Yes |  | 2022-07-12 |  | Non-lead
023343 | 105500 OVERSEAS HWY SO OF SEXTON COVE |  | Polytube | Yes |  | 2023-05-04 |  | PVC | 1973 | Yes |  | 2023-05-04 |  | Non-lead
023344 | 11 SNAPPER AVE |  | Polytube | Yes |  | 2022-10-31 |  | PVC | 1971 | Yes |  | 2022-10-31 |  | Non-lead
023345 | 103 LONG KEY RD |  | Unknown, Non-Lead | Yes |  | 2024-01-22 |  | PVC | 2006 | Yes |  | 2024-01-22 |  | Non-lead
023346 | 1512 AQUEDUCT LANE |  | Copper | Yes |  | 2023-05-04 |  | PVC | 1972 | Yes |  | 2023-05-04 |  | Non-lead
023347 | 236 ATLANTIC BLVD |  | Polytube | Yes |  | 2022-06-10 |  | PVC | 1975 | Yes |  | 2022-06-10 |  | Non-lead
023348 | 594 BEACH RD |  | Polytube | Yes |  | 2022-07-20 |  | PVC | 1973 | Yes |  | 2022-07-20 |  | Non-lead
023349 | 10 BUNTING DR |  | Polytube | Yes |  | 2023-05-04 |  | PVC | 1973 | Yes |  | 2023-05-04 |  | Non-lead
023350 | 12 BUNTING DR |  | Polytube | Yes |  | 2023-05-04 |  | PVC | 1987 | Yes |  | 2023-05-04 |  | Non-lead
023351 | 284 ST THOMAS AVE |  | Polytube | Yes |  | 2022-05-06 |  | PVC | 1977 | Yes |  | 2022-05-06 |  | Non-lead
023352 | 589 BOYD DR |  | Polytube | Yes |  | 2023-01-27 |  | PVC | 1969 | Yes |  | 2023-01-27 |  | Non-lead
023353 | 21 MARLIN AVE |  | Polytube | Yes |  | 2022-10-31 |  | PVC | 1974 | Yes |  | 2022-10-31 |  | Non-lead
023354 | APT A 219 ST CROIX PL |  | Polytube | Yes |  | 2022-07-08 |  | Copper | 1974 | Yes |  | 2022-07-08 |  | Non-lead
023355 | 240 TAYLOR DR |  | Polytube | Yes |  | 2025-07-23 |  | PVC | 2005 | Yes |  | 2025-07-23 |  | Non-lead
023356 | 250 TAYLOR DR |  | Polytube | Yes |  | 2022-10-17 |  | PVC | 1972 | Yes |  | 2022-10-17 |  | Non-lead
023357 | 214 WILDWOOD CIR |  | Polytube | Yes |  | 2023-01-31 |  | PVC | 1975 | Yes |  | 2023-01-31 |  | Non-lead
023358 | APT C 189 ATLANTIC BLVD |  | Polytube | Yes |  | 2022-06-15 |  | PVC | 1973 | Yes |  | 2022-06-15 |  | Non-lead
023359 | B 188 ATLANTIC BLVD |  | Polytube | Yes |  | 2022-06-15 |  | PVC | 1971 | Yes |  | 2022-06-15 |  | Non-lead
023360 | 22 SHORELAND DR |  | Polytube | Yes |  | 2022-10-27 |  | PVC | 1973 | Yes |  | 2022-10-27 |  | Non-lead
023361 | 354 OLEANDER DR |  | Polytube | Yes |  | 2023-02-13 |  | PVC | 1974 | Yes |  | 2023-02-13 |  | Non-lead
023362 | 1315 CALDER DR |  | Copper | Yes |  | 2023-05-04 |  | PVC | 1967 | Yes |  | 2023-05-04 |  | Non-lead
023363 | 240 BAY DR |  | Polytube | Yes |  | 2022-12-12 |  | PVC | 1973 | Yes |  | 2022-12-12 |  | Non-lead
023364 | 1317 CALDER RD |  | Unknown, Non-Lead | Yes |  | 2021-03-24 |  | Unknown, Non-Lead | 2013 | Yes |  | 2021-03-24 |  | Non-lead
023365 | 7 POISONWOOD RD |  | PVC | Yes |  | 2022-09-30 |  | Polytube | 1973 | Yes |  | 2022-09-30 |  | Non-lead
023366 | 315 BELMONT LN |  | Unknown, Non-Lead | No |  |  |  | Unknown, Non-Lead | 2007 | No |  |  |  | Non-lead
023367 | 235 BUTTONWOOD SHORES DR |  | Unknown, Non-Lead | Yes |  | 2021-02-23 |  | Unknown, Non-Lead | 1999 | Yes |  | 2021-02-23 |  | Non-lead
023368 | 29 N BLACKWATER LN |  | Polytube | Yes |  | 2019-04-03 |  | PVC | 1993 | Yes |  | 2019-04-03 |  | Non-lead
023369 | 926 TROPICAL LANE |  | Polytube | Yes |  | 2023-05-04 |  | PVC | 1970 | Yes |  | 2023-05-04 |  | Non-lead
023370 | 38 S BLACKWATER LN |  | Polytube | Yes |  | 2022-07-25 |  | PVC | 1977 | Yes |  | 2022-07-25 |  | Non-lead
023371 | 1622 MONMOUTH LN |  | Unknown, Non-Lead | Yes |  | 2022-07-18 |  | Unknown, Non-Lead | 2005 | Yes |  | 2022-07-18 |  | Non-lead
023372 | 900 TROPICAL LANE |  | Polytube | Yes |  | 2023-05-04 |  | PVC | 1972 | Yes |  | 2023-05-04 |  | Non-lead
023373 | 342 OLEANDER |  | Unknown, Non-Lead | Yes |  | 2019-05-16 |  | Unknown, Non-Lead | 2017 | Yes |  | 2019-05-16 |  | Non-lead
023374 | 30 SHORELAND DR |  | Polytube | Yes |  | 2022-10-27 |  | PVC | 1975 | Yes |  | 2022-10-27 |  | Non-lead
023375 | 28 SHORELAND DR |  | Polytube | Yes |  | 2022-10-27 |  | PVC | 1973 | Yes |  | 2022-10-27 |  | Non-lead
023376 | 244 N KEY LARGO NEAR R RD |  | Unknown, Non-Lead | Yes |  | 2023-05-04 |  | No Piping | Vacant | Yes |  | 2023-05-04 |  | Non-lead
023377 | 230 SECOND RD |  | Polytube | Yes |  | 2022-10-17 |  | PVC | 1972 | Yes |  | 2022-10-17 |  | Non-lead
023378 | 1025 18TH TERRACE |  | Polytube | Yes |  | 2022-08-12 |  | PVC | 1973 | Yes |  | 2022-08-12 |  | Non-lead
023379 | HOUSE 410 AVE C |  | Polytube | Yes |  | 2024-02-09 |  | PVC | 1958 | Yes |  | 2024-02-09 |  | Non-lead
023380 | 30366 FALCON LANE |  | Polytube | Yes |  | 2022-11-16 |  | PVC | 1979 | Yes |  | 2022-11-16 |  | Non-lead
023381 | 31348 AVENUE G |  | Polytube | Yes |  | 2023-04-20 |  | PVC |  | Yes |  | 2023-04-20 |  | Non-lead
023382 | 30337 EAGLE LANE |  | Copper | Yes |  | 2022-11-16 |  | PVC | 1974 | Yes |  | 2022-11-16 |  | Non-lead
023385 | 839 COPA D'ORO |  | Polytube | Yes |  | 2022-06-21 |  | PVC | 1980 | Yes |  | 2022-06-21 |  | Non-lead
023386 | 30515 SW OVERSEAS HWY |  | Polytube | Yes |  | 2022-12-08 |  | PVC | 1973 | Yes |  | 2022-12-08 |  | Non-lead
023387 | 31153 HOLLERICH DR |  | Polytube | Yes |  | 2022-11-14 |  | PVC | 1976 | Yes |  | 2022-11-14 |  | Non-lead
023388 | 5501 3RD AVE |  | Ductile Iron | Yes |  | 2023-12-11 |  | PVC | 1973 | Yes |  | 2023-12-11 |  | Non-lead
023389 | 1017 18TH ST |  | Polytube | Yes |  | 2023-05-04 |  | Copper | 1973 | Yes |  | 2023-05-04 |  | Non-lead
023390 | #UP 1117 VON PHISTER ST |  | Polytube | Yes |  | 2022-11-04 |  | PVC | 1946 | Yes |  | 2022-11-04 |  | Non-lead
023391 | D24 10TH AVE |  | Unknown, Non-Lead | No |  |  |  | Unknown, Non-Lead | 2020 | No |  |  |  | Non-lead
023392 | 133 COCO PLUM DR |  | Polytube | Yes |  | 2023-09-15 |  | PVC | 1974 | Yes |  | 2023-09-15 |  | Non-lead
023393 | 102400 INN OVERSEAS HWY |  | Polytube | Yes |  | 2023-02-08 |  | Copper | 1969 | Yes |  | 2023-02-08 |  | Non-lead
023394 | LOT 060 6800 MALONEY AVE |  | PVC | Yes |  | 2023-05-11 |  | PVC | 1971 | Yes |  | 2023-05-11 |  | Non-lead
023395 | 23 CYPRESS AVE |  | Polytube | Yes |  | 2020-09-08 |  | PVC | 1973 | Yes |  | 2020-09-08 |  | Non-lead
023396 | 11335 6TH AVE OCEAN |  | Polytube | Yes |  | 2024-08-15 |  | PVC | 1973 | Yes |  | 2024-08-15 |  | Non-lead
023398 | STORE DOWN 1206 DUVAL ST |  | Polytube | Yes |  | 2022-09-26 |  | PVC | 1953 | Yes |  | 2022-09-26 |  | Non-lead
023399 | C7 9TH AVE |  | Unknown, Non-Lead | Yes |  | 2018-07-31 |  | Unknown, Non-Lead | 2006 | Yes |  | 2018-07-31 |  | Non-lead
023401 | 1121 W OCEAN DR |  | Polytube | Yes |  | 2022-05-23 |  | PVC | 1986 | Yes |  | 2022-05-23 |  | Non-lead
023402 | OCEAN 11339 6TH AVE |  | Unknown | Yes |  | 2023-06-15 |  | PVC | 1953 | Yes |  | 2023-06-15 |  | Lead Status Unknown
023403 | 800 12TH ST |  | Polytube | Yes |  | 2022-10-22 |  | PVC | 1973 | Yes |  | 2022-10-22 |  | Non-lead
023404 | 59783 PARADISE LANE |  | Unknown, Non-Lead | Yes |  | 2022-04-22 |  | Unknown, Non-Lead | 2018 | Yes |  | 2022-04-22 |  | Non-lead
023406 | 235 66TH OCEAN ST |  | Copper | Yes |  | 2023-03-17 |  | PVC | 1973 | Yes |  | 2023-03-17 |  | Non-lead
023407 | 241 3RD ST |  | Polytube | Yes |  | 2024-03-05 |  | PVC | 1973 | Yes |  | 2024-03-05 |  | Non-lead
023408 | 251 3RD ST |  | Polytube | Yes |  | 2022-10-22 |  | PVC | 1966 | Yes |  | 2022-10-22 |  | Non-lead
023409 | 31472 H AVE |  | Unknown, Non-Lead | Yes |  | 2018-05-24 |  | PVC | 2019 | Yes |  | 2018-05-24 |  | Non-lead
023410 | 7775 WAHOO DR |  | Polytube | Yes |  | 2023-02-21 |  | PVC | 1974 | Yes |  | 2023-02-21 |  | Non-lead
023411 | 420 81ST OCEAN ST |  | Polytube | Yes |  | 2023-01-24 |  | PVC | 1972 | Yes |  | 2023-01-24 |  | Non-lead
023412 | 161 2ND ST |  | Copper | Yes |  | 2024-02-12 |  | PVC | 1973 | Yes |  | 2024-02-12 |  | Non-lead
023413 | 59734 BLUE ISLE BLVD |  | PVC | Yes |  | 2022-10-22 |  | PVC | 1973 | Yes |  | 2022-10-22 |  | Non-lead
023414 | 7TH ST |  | Unknown | Yes |  | 2022-10-22 |  | None |  | Yes |  | 2022-10-22 |  | No Service Line
023415 | 10724 3RD GULF AVE |  | Polytube | Yes |  | 2023-06-07 |  | PVC | 1974 | Yes |  | 2023-06-07 |  | Non-lead
023416 | GULF 10722 3RD AVE |  | Polytube | Yes |  | 2023-04-25 |  | PVC | 1974 | Yes |  | 2023-04-25 |  | Non-lead
023417 | GULF 10733 3RD AVE |  | Polytube | Yes |  | 2022-12-05 |  | PVC | 1976 | Yes |  | 2022-12-05 |  | Non-lead
023418 | GULF 10731 3RD AVE |  | Polytube | Yes |  | 2022-12-05 |  | PVC | 1976 | Yes |  | 2022-12-05 |  | Non-lead
023419 | 10747 3RD GULF AVE |  | Polytube | Yes |  | 2023-08-24 |  | PVC | 1974 | Yes |  | 2023-08-24 |  | Non-lead
023420 | 10749 3RD GULF AVE |  | Polytube | Yes |  | 2024-02-29 |  | PVC | 1974 | Yes |  | 2024-02-29 |  | Non-lead
023421 | 10889 3RD AVE GULF |  | Polytube | Yes |  | 2022-11-22 |  | PVC | 1974 | Yes |  | 2022-11-22 |  | Non-lead
023422 | 10887 3RD GULF AVE |  | Polytube | Yes |  | 2024-01-04 |  | PVC | 1974 | Yes |  | 2024-01-04 |  | Non-lead
023423 | 7955 GULFSTREAM BLVD |  | Polytube | Yes |  | 2023-03-17 |  | PVC | 1989 | Yes |  | 2023-03-17 |  | Non-lead
023425 | 17114 BUTTONWOOD DR |  | Polytube | Yes |  | 2023-05-04 |  | PVC | 1973 | Yes |  | 2023-05-04 |  | Non-lead
023426 | LOT 040 6800 MALONEY AVE |  | PVC | Yes |  | 2023-08-29 |  | PVC | 1972 | Yes |  | 2023-08-29 |  | Non-lead
023427 | 1565 SUNRISE DR |  | Polytube | Yes |  | 2022-11-16 |  | PVC | 1980 | Yes |  | 2022-11-16 |  | Non-lead
023428 | APT 1 6336 2ND ST |  | Polytube | Yes |  | 2023-03-06 |  | PVC | 1974 | Yes |  | 2023-03-06 |  | Non-lead
023429 | APT 3 6336 2ND ST |  | Polytube | Yes |  | 2023-09-27 |  | PVC | 1974 | Yes |  | 2023-09-27 |  | Non-lead
023430 | APT 2 6336 2ND ST |  | Polytube | Yes |  | 2023-03-06 |  | PVC | 1974 | Yes |  | 2023-03-06 |  | Non-lead
023431 | APT 4 UP 6336 2ND ST |  | Polytube | Yes |  | 2023-03-06 |  | PVC | 1974 | Yes |  | 2023-03-06 |  | Non-lead
023432 | 1020 18TH ST |  | Polytube | Yes |  | 2022-07-20 |  | PVC | 1970 | Yes |  | 2022-07-20 |  | Non-lead
023433 | E43 12TH AVE |  | Polytube | No |  |  |  | PVC | 1973 | No |  |  |  | Non-lead
023434 | A22 12TH AVE |  | Polytube | Yes |  | 2023-03-08 |  | PVC | 1973 | Yes |  | 2023-03-08 |  | Non-lead
023435 | 7 AZALEA DR |  | Polytube | Yes |  | 2022-05-05 |  | Copper | 1968 | Yes |  | 2022-05-05 |  | Non-lead
023437 | 144 N HAMMOCK RD |  | Polytube | Yes |  | 2024-07-19 |  | PVC | 1981 | Yes |  | 2024-07-19 |  | Non-lead
023438 | 118 FONTAINE DR |  | Polytube | Yes |  | 2022-06-14 |  | PVC | 1973 | Yes |  | 2022-06-14 |  | Non-lead
023439 | 114 FONTAINE DR |  | Polytube | Yes |  | 2023-02-01 |  | PVC | 1973 | Yes |  | 2023-02-01 |  | Non-lead
023440 | 117 VILLA BELLA DR |  | Polytube | Yes |  | 2022-06-10 |  | PVC | 1974 | Yes |  | 2022-06-10 |  | Non-lead
023441 | 109 VILLA BELLA DR |  | Polytube | Yes |  | 2022-06-10 |  | PVC | 1983 | Yes |  | 2022-06-10 |  | Non-lead
023442 | 186 JASMINE ST |  | Polytube | Yes |  | 2022-06-16 |  | PVC | 1974 | Yes |  | 2022-06-16 |  | Non-lead
023443 | 160 PLANTATION SHORES DR |  | Polytube | Yes |  | 2022-06-10 |  | PVC | 1973 | Yes |  | 2022-06-10 |  | Non-lead
023444 | 119 CORTEZ DR |  | Polytube | Yes |  | 2022-07-07 |  | PVC | 1980 | Yes |  | 2022-07-07 |  | Non-lead
023445 | 119 CORTEZ DR |  | Polytube | Yes |  | 2022-07-07 |  | PVC | 1980 | Yes |  | 2022-07-07 |  | Non-lead
023446 | 128 GIARDINO DR |  | Polytube | Yes |  | 2021-03-17 |  | PVC | 2010 | Yes |  | 2021-03-17 |  | Non-lead
023447 | 110 GARDENIA AVE |  | Polytube | Yes |  | 2022-06-09 |  | PVC | 1976 | Yes |  | 2022-06-09 |  | Non-lead
023448 | 153 PUEBLO ST |  | Polytube | Yes |  | 2022-06-02 |  | PVC | 1973 | Yes |  | 2022-06-02 |  | Non-lead
023449 | 182 BISCAYNE BLVD |  | Polytube | Yes |  | 2022-06-30 |  | PVC | 1981 | Yes |  | 2022-06-30 |  | Non-lead
023450 | Unit 4 119 MONROE DR |  | PVC | Yes |  | 2022-06-13 |  | PVC | 1972 | Yes |  | 2022-06-13 |  | Non-lead
023451 | Unit 7 119 MONROE DR |  | PVC | Yes |  | 2022-06-13 |  | PVC | 1972 | Yes |  | 2022-06-13 |  | Non-lead
023452 | 151 OCEAN DR |  | Polytube | Yes |  | 2022-06-17 |  | PVC | 1973 | Yes |  | 2022-06-17 |  | Non-lead
023453 | 144 GIARDINO DR |  | Polytube | Yes |  | 2023-07-24 |  | PVC | 1973 | Yes |  | 2023-07-24 |  | Non-lead
023454 | 183 AZALEA ST |  | Polytube | Yes |  | 2022-06-21 |  | PVC | 1974 | Yes |  | 2022-06-21 |  | Non-lead
023455 | 151 GARDENIA ST |  | Polytube | Yes |  | 2022-06-16 |  | PVC | 1984 | Yes |  | 2022-06-16 |  | Non-lead
023456 | 155 GARDENIA ST |  | Polytube | Yes |  | 2023-03-06 |  | PVC | 1984 | Yes |  | 2023-03-06 |  | Non-lead
023457 | 392 S COCONUT PALM BLVD |  | Polytube | Yes |  | 2022-06-14 |  | PVC | 1982 | Yes |  | 2022-06-14 |  | Non-lead
023458 | 114 MILANO DR |  | Polytube | Yes |  | 2018-04-17 |  | PVC | 1997 | Yes |  | 2018-04-17 |  | Non-lead
023459 | 212 ORCHID ST |  | Polytube | Yes |  | 2022-06-09 |  | PVC | 1986 | Yes |  | 2022-06-09 |  | Non-lead
023461 | 145 SEVERINO DR |  | Polytube | Yes |  | 2022-06-10 |  | PVC | 1984 | Yes |  | 2022-06-10 |  | Non-lead
023462 | 368 S COCONUT PALM BLVD |  | Polytube | Yes |  | 2022-06-14 |  | PVC | 1974 | Yes |  | 2022-06-14 |  | Non-lead
023463 | 80900 OLD Hwy |  | PVC | Yes |  | 2022-06-22 |  | PVC | 1961 | Yes |  | 2022-06-22 |  | Non-lead
023464 | LOT 15 80900 OLD HWY |  | PVC | Yes |  | 2022-06-22 |  | PVC | 1963 | Yes |  | 2022-06-22 |  | Non-lead
023465 | 166 REDWING RD |  | Polytube | Yes |  | 2022-06-09 |  | PVC | 1974 | Yes |  | 2022-06-09 |  | Non-lead
023466 | 191 INDIAN MOUND TR |  | Polytube | Yes |  | 2023-09-29 |  | PVC | 1974 | Yes |  | 2023-09-29 |  | Non-lead
023467 | 105 SEVERINO DR |  | Polytube | Yes |  | 2022-06-10 |  | PVC | 1973 | Yes |  | 2022-06-10 |  | Non-lead
023468 | UNIT B 74960 OVERSEAS HWY |  | Polytube | Yes |  | 2022-07-26 |  | PVC |  | Yes |  | 2022-07-26 |  | Non-lead
023469 | 393 S COCONUT PALM BLVD |  | Polytube | Yes |  | 2022-06-14 |  | PVC | 1973 | Yes |  | 2022-06-14 |  | Non-lead
023471 | 276 COSTA BRAVO Dr |  | Polytube | Yes |  | 2022-06-30 |  | PVC | 1985 | Yes |  | 2022-06-30 |  | Non-lead
023472 | 161 TOLLGATE LN |  | Polytube | Yes |  | 2022-06-28 |  | PVC | 1974 | Yes |  | 2022-06-28 |  | Non-lead
023473 | 101 COLUMBUS DR |  | Polytube | Yes |  | 2022-07-07 |  | PVC | 1962 | Yes |  | 2022-07-07 |  | Non-lead
023474 | Unit 2 133 MONROE DR |  | PVC | Yes |  | 2022-06-13 |  | PVC | 1972 | Yes |  | 2022-06-13 |  | Non-lead
023475 | Unit 4 133 MONROE DR |  | PVC | Yes |  | 2022-06-13 |  | PVC | 1972 | Yes |  | 2022-06-13 |  | Non-lead
023476 | UNIT 1 133 MONROE DR |  | PVC | Yes |  | 2024-02-22 |  | PVC | 1972 | Yes |  | 2024-02-22 |  | Non-lead
023477 | UNIT 3 133 MONROE DR |  | PVC | Yes |  | 2024-05-02 |  | PVC | 1972 | Yes |  | 2024-05-02 |  | Non-lead
023478 | 304 S COCONUT PALM BLVD |  | Polytube | Yes |  | 2022-06-14 |  | Copper | 1975 | Yes |  | 2022-06-14 |  | Non-lead
023479 | 132 ZANE GREY CREEK DR |  | Polytube | Yes |  | 2023-10-04 |  | PVC | 1976 | Yes |  | 2023-10-04 |  | Non-lead
023481 | 134 TEQUESTA ST |  | Polytube | Yes |  | 2024-07-10 |  | PVC | 1982 | Yes |  | 2024-07-10 |  | Non-lead
023482 | 144 PLANTATION DR |  | Polytube | Yes |  | 2022-06-14 |  | PVC | 1974 | Yes |  | 2022-06-14 |  | Non-lead
023483 | 152 PLANTATION DR |  | Polytube | Yes |  | 2022-06-14 |  | PVC | 1973 | Yes |  | 2022-06-14 |  | Non-lead
023484 | 276 S COCONUT PALM BLVD |  | Unknown, Non-Lead | Yes |  | 2021-11-17 |  | PVC | 1988 | Yes |  | 2021-11-17 |  | Non-lead
023485 | 114 LISBON CT |  | Unknown, Non-Lead | Yes |  | 2021-04-12 |  | PVC | 1990 | Yes |  | 2021-04-12 |  | Non-lead
023486 | 161 SUNSET DR |  | Unknown, Non-Lead | Yes |  | 2021-07-13 |  | Unknown, Non-Lead | 1988 | Yes |  | 2021-07-13 |  | Non-lead
023487 | 207 TOLLGATE BLVD |  | Polytube | Yes |  | 2024-02-02 |  | None | 1974 | Yes |  | 2024-02-02 |  | Non-lead
023488 | 429 SAWYER DR |  | Polytube | Yes |  | 2022-11-09 |  | PVC | 1974 | Yes |  | 2022-11-09 |  | Non-lead
023489 | 469 SAWYER DR |  | Polytube | Yes |  | 2022-11-09 |  | PVC | 1974 | Yes |  | 2022-11-09 |  | Non-lead
023490 | 5950 PENINSULAR AVE |  | Unknown, Non-Lead | Yes |  | 2016-09-20 |  | Unknown, Non-Lead | 2020 | Yes |  | 2016-09-20 |  | Non-lead
023491 | 1613 JAMAICA DR |  | Polytube | Yes |  | 2023-04-24 |  | PVC | 1973 | Yes |  | 2023-04-24 |  | Non-lead
023492 | 314 BOCA CHICA RD |  | Polytube | Yes |  | 2022-09-26 |  | PVC | 1978 | Yes |  | 2022-09-26 |  | Non-lead
023493 | 318 BOCA CHICA RD |  | Polytube | Yes |  | 2022-07-05 |  | PVC | 1978 | Yes |  | 2022-07-05 |  | Non-lead
023494 | 3340 N ROOSEVELT BLVD |  | Polytube | Yes |  | 2024-10-04 |  | PVC | 1971 | Yes |  | 2024-10-04 |  | Non-lead
023495 | APT A 116 GERALDINE ST |  | Polytube | Yes |  | 2022-07-13 |  | PVC | 1928 | Yes |  | 2022-07-13 |  | Non-lead
023496 | APT B 116 GERALDINE ST |  | Polytube | Yes |  | 2023-06-14 |  | PVC | 1928 | Yes |  | 2023-06-14 |  | Non-lead
023497 | 1/2 1212 VARELA ST |  | Polytube | Yes |  | 2023-03-23 |  | PVC | 1942 | Yes |  | 2023-03-23 |  | Non-lead
023498 | 614 GREENE ST |  | Polytube | Yes |  | 2022-10-31 |  | Copper | 1928 | Yes |  | 2022-10-31 |  | Non-lead
023499 | 21 ALLAMANDA TERR |  | Polytube | Yes |  | 2022-05-05 |  | PVC | 1974 | Yes |  | 2022-05-05 |  | Non-lead
023500 | 185 DOVE LAKE DR |  | Polytube | Yes |  | 2022-07-20 |  | PVC | 1974 | Yes |  | 2022-07-20 |  | Non-lead
023501 | 206 TRINIDAD RD |  | Copper | Yes |  | 2022-07-20 |  | PVC | 1969 | Yes |  | 2022-07-20 |  | Non-lead
023502 | 2 GRASSY RD |  | Unknown, Non-Lead | Yes |  | 2022-04-07 |  | Unknown, Non-Lead | 2007 | Yes |  | 2022-04-07 |  | Non-lead
023503 | 13 SILVER SPRINGS DR |  | Polytube | Yes |  | 2023-01-24 |  | PVC | 1973 | Yes |  | 2023-01-24 |  | Non-lead
023504 | 15 SILVER SPRINGS |  | Polytube | Yes |  | 2022-11-17 |  | PVC | 1973 | Yes |  | 2022-11-17 |  | Non-lead
023505 | 1624 MONMOUTH LN |  | Unknown, Non-Lead | No |  |  |  | Unknown, Non-Lead | 2007 | No |  |  |  | Non-lead
023506 | 148 DOVE AVE |  | Polytube | Yes |  | 2022-07-19 |  | PVC | 1975 | Yes |  | 2022-07-19 |  | Non-lead
023507 | 100400 OVERSEAS HWY |  | Polytube | Yes |  | 2022-11-17 |  | PVC | 1969 | Yes |  | 2022-11-17 |  | Non-lead
023508 | 1 SEXTON COVE RD |  | Polytube | Yes |  | 2023-05-04 |  | PVC | 1970 | Yes |  | 2023-05-04 |  | Non-lead
023509 | 6 PELICAN RD |  | Unknown, Non-Lead | Yes |  | 2017-08-03 |  | PVC | 2008 | Yes |  | 2017-08-03 |  | Non-lead
023510 | 128 FAIRWICH CT |  | Unknown, Non-Lead | Yes |  | 2019-02-12 |  | PVC | 2004 | Yes |  | 2019-02-12 |  | Non-lead
023511 | 84 CORAL WAY |  | Copper | Yes |  | 2022-08-15 |  | PVC | 1973 | Yes |  | 2022-08-15 |  | Non-lead
023512 | 118 WESTMINISTER DR |  | Copper | Yes |  | 2022-07-19 |  | PVC | 1980 | Yes |  | 2022-07-19 |  | Non-lead
023513 | 1307 CALDER RD |  | Copper | Yes |  | 2023-11-06 |  | PVC | 1975 | Yes |  | 2023-11-06 |  | Non-lead
023514 | 19 POMPANO AVE |  | Polytube | Yes |  | 2022-07-25 |  | PVC | 1958 | Yes |  | 2022-07-25 |  | Non-lead
023515 | 214 PIMLICO LANE |  | Polytube | Yes |  | 2023-05-04 |  | PVC | 1973 | Yes |  | 2023-05-04 |  | Non-lead
023516 | 204 PIMLICO LN |  | Copper | Yes |  | 2023-05-04 |  | PVC | 1966 | Yes |  | 2023-05-04 |  | Non-lead
023517 | 473 BARRACUDA |  | Polytube | Yes |  | 2022-10-24 |  | PVC | 1983 | Yes |  | 2022-10-24 |  | Non-lead
023518 | 130 WESTMINSTER DR |  | Unknown, Non-Lead | No |  |  |  | Unknown, Non-Lead | 2007 | No |  |  |  | Non-lead
023519 | 1208 MOCKINGBIRD RD |  | Polytube | Yes |  | 2022-07-21 |  | PVC | 1973 | Yes |  | 2022-07-21 |  | Non-lead
023520 | 24 SEXTON COVE RD |  | Polytube | Yes |  | 2023-05-03 |  | PVC | 1970 | Yes |  | 2023-05-03 |  | Non-lead
023521 | 921 PLANTATION RD |  | Polytube | Yes |  | 2023-05-04 |  | PVC | 1980 | Yes |  | 2023-05-04 |  | Non-lead
023522 | 720 LARGO RD |  | Unknown, Non-Lead | No |  |  |  | Unknown, Non-Lead | 2006 | No |  |  |  | Non-lead
023523 | 1111 CALDER RD |  | Copper | Yes |  | 2023-06-28 |  | PVC | 1973 | Yes |  | 2023-06-28 |  | Non-lead
023524 | L16 32 SEXTON COVE RD |  | Polytube | Yes |  | 2023-05-04 |  | PVC | 1970 | Yes |  | 2023-05-04 |  | Non-lead
023525 | 25 CORMORANT DR |  | Polytube | Yes |  | 2023-05-04 |  | PVC | 1975 | Yes |  | 2023-05-04 |  | Non-lead
023526 | 306 OLEANDER DR |  | Unknown, Non-Lead | Yes |  | 2021-06-07 |  | Unknown, Non-Lead | 2003 | Yes |  | 2021-06-07 |  | Non-lead
023527 | 185 BUTTONWOOD AVE |  | Polytube | Yes |  | 2023-02-01 |  | PVC | 1973 | Yes |  | 2023-02-01 |  | Non-lead
023528 | 16 SEXTON COVE RD |  | Polytube | Yes |  | 2023-05-04 |  | PVC | 1973 | Yes |  | 2023-05-04 |  | Non-lead
023529 | 21 OCEAN BAY DR |  | Polytube | Yes |  | 2022-06-28 |  | PVC | 1974 | Yes |  | 2022-06-28 |  | Non-lead
023530 | 233 ANNE BONNY DR |  | Polytube | Yes |  | 2023-01-31 |  | PVC | 1971 | Yes |  | 2023-01-31 |  | Non-lead
023531 | 2 SNIPE RD |  | Polytube | Yes |  | 2022-08-04 |  | PVC | 1984 | Yes |  | 2022-08-04 |  | Non-lead
023532 | 206 LEE AVE |  | Polytube | Yes |  | 2022-10-24 |  | PVC | 1971 | Yes |  | 2022-10-24 |  | Non-lead
023533 | 1114 HERON RD |  | Polytube | Yes |  | 2022-07-21 |  | Galvanized | 1973 | Yes |  | 2022-07-21 |  | Galvanized Requiring Replacement
023534 | 185 ATLANTIC BLVD |  | Polytube | Yes |  | 2022-12-29 |  | PVC | 2000 | Yes |  | 2022-12-29 |  | Non-lead
023535 | 828 NARRAGANSETT LN |  | Unknown, Non-Lead | Yes |  | 2021-06-02 |  | Unknown, Non-Lead | 1995 | Yes |  | 2021-06-02 |  | Non-lead
023536 | 411 THIRD ST |  | Polytube | Yes |  | 2022-10-17 |  | PVC | 1974 | Yes |  | 2022-10-17 |  | Non-lead
023537 | L14 98701 OVERSEAS HWY |  | Copper | Yes |  | 2023-02-07 |  | PVC | 1965 | Yes |  | 2023-02-07 |  | Non-lead
023538 | 23 SWALLOW RD |  | Unknown, Non-Lead | No |  |  |  | Unknown, Non-Lead | 1989 | No |  |  |  | Non-lead
023539 | 809 NARRAGANSETT LN |  | Copper | Yes |  | 2023-05-04 |  | PVC | 1974 | Yes |  | 2023-05-04 |  | Non-lead
023540 | 811 NARRAGANSETT LN |  | Polytube | Yes |  | 2022-08-31 |  | PVC | 1974 | Yes |  | 2022-08-31 |  | Non-lead
023542 | 800 NARRAGANSETT LN |  | Copper | Yes |  | 2023-05-04 |  | PVC | 1978 | Yes |  | 2023-05-04 |  | Non-lead
023544 | 55 N BLACKWATER LN |  | Unknown, Non-Lead | Yes |  | 2021-08-04 |  | Unknown, Non-Lead | 2006 | Yes |  | 2021-08-04 |  | Non-lead
023545 | 346 OLEANDER DR |  | Unknown, Non-Lead | Yes |  | 2021-08-09 |  | PVC | 2017 | Yes |  | 2021-08-09 |  | Non-lead
023546 | 26 PIGEON DR |  | Polytube | Yes |  | 2023-05-04 |  | PVC | 1972 | Yes |  | 2023-05-04 |  | Non-lead
023547 | 1323 CALDER RD |  | Polytube | Yes |  | 2022-10-22 |  | PVC | 1977 | Yes |  | 2022-10-22 |  | Non-lead
023548 | 13 EAGLE DR |  | Unknown, Non-Lead | Yes |  | 2017-05-30 |  | Unknown, Non-Lead | 2000 | Yes |  | 2017-05-30 |  | Non-lead
023550 | 245 UPPER MATECUMBE RD |  | Polytube | Yes |  | 2023-05-04 |  | PVC | 1975 | Yes |  | 2023-05-04 |  | Non-lead
023551 | 8 W CYPRESS TERR |  | Polytube | Yes |  | 2024-04-22 |  | Copper | 1973 | Yes |  | 2024-04-22 |  | Non-lead
023552 | 6 W CYPRESS TERR |  | Polytube | Yes |  | 2022-11-07 |  | Copper | 1974 | Yes |  | 2022-11-07 |  | Non-lead
023553 | B31 9TH AVE |  | Polytube | Yes |  | 2022-07-08 |  | PVC | 1976 | Yes |  | 2022-07-08 |  | Non-lead
023554 | 31052 HOLLERICH DR |  | Polytube | Yes |  | 2022-11-14 |  | PVC | 1970 | Yes |  | 2022-11-14 |  | Non-lead
023555 | D21 10TH AVE |  | Unknown, Non-Lead | No |  |  |  | Unknown, Non-Lead | 2006 | No |  |  |  | Non-lead
023557 | D20 10TH AVE |  | Polytube | Yes |  | 2023-09-29 |  | PVC | 1981 | Yes |  | 2023-09-29 |  | Non-lead
023558 | 30822 MALAGA LN |  | Polytube | Yes |  | 2022-11-17 |  | PVC | 1977 | Yes |  | 2022-11-17 |  | Non-lead
023559 | 17116 ALLAMANDA DR |  | Polytube | Yes |  | 2022-07-12 |  | PVC | 1975 | Yes |  | 2022-07-12 |  | Non-lead
023560 | 120 BIMINI DR |  | Polytube | Yes |  | 2022-10-22 |  | Polytube | 1979 | Yes |  | 2022-10-22 |  | Non-lead
023561 | 387 E SEAVIEW DR |  | Polytube | Yes |  | 2023-02-06 |  | PVC | 1974 | Yes |  | 2023-02-06 |  | Non-lead
023562 | 219 SCHOONER LANE |  | Polytube | Yes |  | 2023-05-22 |  | PVC | 1973 | Yes |  | 2023-05-22 |  | Non-lead
023563 | 210 SCHOONER LANE |  | Polytube | Yes |  | 2023-03-01 |  | PVC | 1973 | Yes |  | 2023-03-01 |  | Non-lead
023564 | 237 W SEAVIEW DR |  | Polytube | Yes |  | 2022-10-22 |  | PVC | 1973 | Yes |  | 2022-10-22 |  | Non-lead
023565 | 601 W OCEAN DR |  | Polytube | Yes |  | 2022-10-22 |  | PVC | 1975 | Yes |  | 2022-10-22 |  | Non-lead
023566 | 4 AVE F |  | Polytube | Yes |  | 2024-09-16 |  | PVC | 1976 | Yes |  | 2024-09-16 |  | Non-lead
023567 | 1104 26TH OCEAN ST |  | Polytube | Yes |  | 2024-04-18 |  | PVC | 1973 | Yes |  | 2024-04-18 |  | Non-lead
023568 | 970 95TH ST OCEAN |  | Polytube | Yes |  | 2023-01-25 |  | PVC | 1973 | Yes |  | 2023-01-25 |  | Non-lead
023569 | UNIT 2 11907 1ST AVE GULF |  | Polytube | Yes |  | 2023-03-21 |  | PVC | 1973 | Yes |  | 2023-03-21 |  | Non-lead
023570 | UNIT 1 11907 1ST AVE GULF |  | Polytube | Yes |  | 2022-09-30 |  | PVC | 1973 | Yes |  | 2022-09-30 |  | Non-lead
023571 | GULF 11955 1ST AVE |  | Polytube | Yes |  | 2024-04-25 |  | PVC | 1973 | Yes |  | 2024-04-25 |  | Non-lead
023572 | 11955 1ST GULF APT 1 AVE |  | Polytube | Yes |  | 2024-09-19 |  | PVC | 1973 | Yes |  | 2024-09-19 |  | Non-lead
023573 | 870 64TH OCEAN ST |  | Polytube | Yes |  | 2023-02-22 |  | PVC | 1973 | Yes |  | 2023-02-22 |  | Non-lead
023574 | 31526 AVENUE B |  | Polytube | Yes |  | 2023-05-23 |  | PVC | 1956 | Yes |  | 2023-05-23 |  | Non-lead
023575 | 11611 6TH OCEAN AVE |  | Polytube | Yes |  | 2022-09-02 |  | Polytube | 1973 | Yes |  | 2022-09-02 |  | Non-lead
023576 | 5208 DOGWOOD DELL |  | Polytube | Yes |  | 2023-05-22 |  | PVC | 1974 | Yes |  | 2023-05-22 |  | Non-lead
023578 | 500 CORTA DEL BRISAS |  | Polytube | Yes |  | 2022-06-09 |  | PVC | 1973 | Yes |  | 2022-06-09 |  | Non-lead
023579 | 8006 PORPOISE DR |  | Polytube | Yes |  | 2023-01-31 |  | PVC | 1973 | Yes |  | 2023-01-31 |  | Non-lead
023580 | 84 SANDS RD |  | Polytube | Yes |  | 2022-11-09 |  | PVC | 1978 | Yes |  | 2022-11-09 |  | Non-lead
023581 | 1570 BLUEFIN DR |  | Polytube | Yes |  | 2023-10-24 |  | PVC | 1973 | Yes |  | 2023-10-24 |  | Non-lead
023582 | 9 47TH GULF ST |  | Copper | Yes |  | 2023-02-13 |  | PVC | 1979 | Yes |  | 2023-02-13 |  | Non-lead
023583 | 10 47TH GULF ST |  | Copper | Yes |  | 2024-08-23 |  | PVC | 1973 | Yes |  | 2024-08-23 |  | Non-lead
023584 | 901 W 75TH OCEAN ST |  | Polytube | Yes |  | 2024-07-29 |  | PVC | 1973 | Yes |  | 2024-07-29 |  | Non-lead
023585 | 7 OCEAN EAST DR |  | Polytube | Yes |  | 2023-03-17 |  | PVC | 1973 | Yes |  | 2023-03-17 |  | Non-lead
023586 | 132 STAR LN |  | Polytube | Yes |  | 2022-10-31 |  | PVC | 1979 | Yes |  | 2022-10-31 |  | Non-lead
023587 | 31463 G AVE |  | Polytube | Yes |  | 2022-06-24 |  | Polytube | 1975 | Yes |  | 2022-06-24 |  | Non-Lead
023588 | 1409 GRINNELL ST |  | Polytube | Yes |  | 2022-10-18 |  | PVC | 1972 | Yes |  | 2022-10-18 |  | Non-lead
023589 | 650 UNITED ST |  | Polytube | Yes |  | 2023-04-25 |  | PVC | 1973 | Yes |  | 2023-04-25 |  | Non-lead
023590 | 283 LEO LN |  | Polytube | Yes |  | 2022-09-26 |  | PVC | 1975 | Yes |  | 2022-09-26 |  | Non-lead
023591 | 2905 VENETIAN DR |  | Polytube | Yes |  | 2023-12-11 |  | PVC | 1972 | Yes |  | 2023-12-11 |  | Non-lead
023592 | LOT 048 6800 MALONEY AVE |  | PVC | Yes |  | 2023-05-11 |  | PVC | 1987 | Yes |  | 2023-05-11 |  | Non-lead
023593 | 27428 HAITI LN |  | Polytube | Yes |  | 2022-08-15 |  | PVC | 1988 | Yes |  | 2022-08-15 |  | Non-lead
023594 | 860 ELLEN DR |  | Polytube | Yes |  | 2023-02-16 |  | PVC | 1973 | Yes |  | 2023-02-16 |  | Non-lead
023595 | 81 BAY DR |  | Unknown | Yes |  | 2023-08-30 |  | Unknown | 1973 | Yes |  | 2023-08-30 |  | Lead Status Unknown
023596 | 27999 LOBSTER TAIL TRL |  | Polytube | Yes |  | 2023-01-23 |  | PVC |  | Yes |  | 2023-01-23 |  | Non-lead
023597 | 29662 W CAHILL CT |  | Polytube | Yes |  | 2023-06-21 |  | PVC | 1975 | Yes |  | 2023-06-21 |  | Non-lead
023598 | 9 COCONUT DR |  | Polytube | Yes |  | 2022-05-06 |  | PVC | 1974 | Yes |  | 2022-05-06 |  | Non-lead
023599 | 30487 HAWK LANE |  | Polytube | Yes |  | 2023-04-26 |  | PVC | 1987 | Yes |  | 2023-04-26 |  | Non-lead
023600 | 1952 CORAL WAY |  | Polytube | Yes |  | 2023-07-27 |  | PVC | 1984 | Yes |  | 2023-07-27 |  | Non-lead
023601 | 1416 WHITE ST |  | Unknown, Non-Lead | Yes |  | 2020-07-14 |  | Unknown, Non-Lead | 2004 | Yes |  | 2020-07-14 |  | Non-lead
023603 | E45 12TH AVE |  | Polytube | Yes |  | 2023-10-27 |  | PVC | 1973 | Yes |  | 2023-10-27 |  | Non-lead
023604 | 805 1/2 PEACOCK PLAZA |  | Copper | Yes |  | 2023-05-04 |  | Copper | 1973 | Yes |  | 2023-05-04 |  | Non-lead
023605 | 805 PEACOCK PLAZA |  | Copper | Yes |  | 2022-05-20 |  | Copper |  | Yes |  | 2022-05-20 |  | Non-lead
023606 | 807 PEACOCK PLAZA |  | Polytube | Yes |  | 2018-09-24 |  | Copper | 1973 | Yes |  | 2018-09-24 |  | Non-lead
023607 | 809 PEACOCK PLAZA |  | Copper | Yes |  | 2023-05-04 |  | Copper | 1969 | Yes |  | 2023-05-04 |  | Non-lead
023608 | 811 PEACOCK PLAZA |  | Copper | Yes |  | 2023-05-04 |  | Copper | 1973 | Yes |  | 2023-05-04 |  | Non-lead
023609 | 813 PEACOCK PLAZA |  | Copper | Yes |  | 2023-05-04 |  | Copper | 1973 | Yes |  | 2023-05-04 |  | Non-lead
023610 | 815 PEACOCK PLAZA |  | Copper | Yes |  | 2024-09-27 |  | Copper | 1973 | Yes |  | 2024-09-27 |  | Non-lead
023611 | 817 PEACOCK PLAZA |  | Polytube | Yes |  | 2024-06-13 |  | Copper | 1973 | Yes |  | 2024-06-13 |  | Non-lead
023612 | 50 PALMETTO DR |  | Polytube | Yes |  | 2023-07-19 |  | PVC | 1973 | Yes |  | 2023-07-19 |  | Non-lead
023613 | D22 10TH AVE |  | Unknown, Non-Lead | Yes |  | 2019-06-25 |  | Unknown, Non-Lead | 2006 | Yes |  | 2019-06-25 |  | Non-lead
023615 | 517 TRUMAN AVE |  | Polytube | Yes |  | 2024-06-10 |  | PVC | 1963 | Yes |  | 2024-06-10 |  | Non-lead
023617 | 1503 AQUEDUCT LN |  | Copper | Yes |  | 2023-11-06 |  | PVC | 1973 | Yes |  | 2023-11-06 |  | Non-lead
023618 | 302 OLEANDER DR |  | Unknown, Non-Lead | Yes |  | 2023-05-23 |  | Unknown, Non-Lead | 2003 | Yes |  | 2023-05-23 |  | Non-lead
023619 | 50 BAHAMA AVE |  | Polytube | Yes |  | 2022-11-30 |  | PVC | 1973 | Yes |  | 2022-11-30 |  | Non-lead
023620 | 134 LONG KEY RD |  | Polytube | Yes |  | 2023-05-03 |  | PVC | 1972 | Yes |  | 2023-05-03 |  | Non-lead
023621 | 170 LONG KEY RD |  | Polytube | Yes |  | 2023-05-03 |  | PVC | 1973 | Yes |  | 2023-05-03 |  | Non-lead
023622 | 28 PIGEON DR |  | Polytube | Yes |  | 2023-05-04 |  | PVC |  | Yes |  | 2023-05-04 |  | Non-lead
023623 | 24 SHORELAND DR |  | Polytube | Yes |  | 2022-10-27 |  | PVC | 1973 | Yes |  | 2022-10-27 |  | Non-lead
023624 | 9800 DOCKSIDE DR |  | Polytube | Yes |  | 2022-08-17 |  | PVC | 1981 | Yes |  | 2022-08-17 |  | Non-lead
023625 | 1408 SUFFOLK L CIR |  | Polytube | Yes |  | 2023-05-04 |  | PVC | 1973 | Yes |  | 2023-05-04 |  | Non-lead
023626 | 107 ARTIC AVE |  | Copper | Yes |  | 2022-07-19 |  | PVC | 1976 | Yes |  | 2022-07-19 |  | Non-lead
023627 | 24 SNAPPER AVE |  | Polytube | Yes |  | 2022-10-31 |  | PVC | 1975 | Yes |  | 2022-10-31 |  | Non-lead
023628 | 92550 OVERSEAS HWY |  | Polytube | Yes |  | 2023-02-13 |  | PVC | 1975 | Yes |  | 2023-02-13 |  | Non-lead
023629 | 174 CORRINE PL |  | Polytube | Yes |  | 2023-02-01 |  | PVC | 1978 | Yes |  | 2023-02-01 |  | Non-lead
023630 | 25 EAGLE DR |  | Polytube | Yes |  | 2023-05-04 |  | PVC | 1973 | Yes |  | 2023-05-04 |  | Non-lead
023631 | 607 SANTA ANITA LN |  | Polytube | Yes |  | 2023-05-04 |  | PVC | 1972 | Yes |  | 2023-05-04 |  | Non-lead
023632 | 562 PALM DR |  | Polytube | Yes |  | 2023-01-26 |  | PVC | 1974 | Yes |  | 2023-01-26 |  | Non-lead
023633 | 343 OLEANDER DR |  | Polytube | Yes |  | 2023-02-13 |  | PVC | 1979 | Yes |  | 2023-02-13 |  | Non-lead
023634 | 308 ATLANTIC BLVD |  | Polytube | Yes |  | 2022-06-15 |  | PVC | 1973 | Yes |  | 2022-06-15 |  | Non-lead
023635 | 412 THIRD ST |  | Polytube | Yes |  | 2022-06-09 |  | PVC | 1973 | Yes |  | 2022-06-09 |  | Non-lead
023636 | 416 THIRD ST |  | Unknown, Non-Lead | No |  |  |  | Unknown, Non-Lead | 2003 | No |  |  |  | Non-lead
023637 | 410 THIRD ST |  | Polytube | Yes |  | 2022-10-17 |  | PVC | 1973 | Yes |  | 2022-10-17 |  | Non-lead
023638 | 332 THIRD RD |  | Unknown, Non-Lead | Yes |  | 2023-10-19 |  | Unknown, Non-Lead | 1990 | Yes |  | 2023-10-19 |  | Non-lead
023639 | 21 SOUTH DR |  | Polytube | Yes |  | 2023-05-04 |  | PVC | 1983 | Yes |  | 2023-05-04 |  | Non-lead
023640 | 255 ATLANTIC BLVD |  | Polytube | Yes |  | 2022-06-10 |  | PVC | 1971 | Yes |  | 2022-06-10 |  | Non-lead
023641 | 720 BOYD DR |  | Unknown, Non-Lead | Yes |  | 2020-10-28 |  | Unknown, Non-Lead | 2007 | Yes |  | 2020-10-28 |  | Non-lead
023642 | 1328 CALDER RD |  | Copper | Yes |  | 2023-06-08 |  | PVC | 1976 | Yes |  | 2023-06-08 |  | Non-lead
023643 | 163 CORT LN |  | Polytube | Yes |  | 2022-12-07 |  | PVC | 1973 | Yes |  | 2022-12-07 |  | Non-lead
023644 | 1219 MOCKINGBIRD RD |  | Polytube | Yes |  | 2022-07-21 |  | PVC | 1973 | Yes |  | 2022-07-21 |  | Non-lead
023645 | 1223 MOCKINGBIRD RD |  | Polytube | Yes |  | 2022-07-21 |  | PVC | 1973 | Yes |  | 2022-07-21 |  | Non-lead
023646 | 7 SOUTH DR |  | Polytube | Yes |  | 2022-10-12 |  | PVC | 1977 | Yes |  | 2022-10-12 |  | Non-lead
023647 | 223 LOWER MATECUMBE RD |  | Polytube | Yes |  | 2023-02-08 |  | PVC | 1973 | Yes |  | 2023-02-08 |  | Non-lead
023648 | 1013 ADAMS DR |  | Polytube | Yes |  | 2023-06-23 |  | PVC | 1973 | Yes |  | 2023-06-23 |  | Non-lead
023649 | 12 SNIPE RD |  | Unknown, Non-Lead | Yes |  | 2019-03-04 |  | Unknown, Non-Lead | 1994 | Yes |  | 2019-03-04 |  | Non-lead
023650 | APT 1 91421 OVERSEAS HWY |  | Polytube | Yes |  | 2023-02-09 |  | PVC | 1985 | Yes |  | 2023-02-09 |  | Non-lead
023651 | 104 GEORGE ST |  | Polytube | Yes |  | 2023-05-04 |  | PVC | 1984 | Yes |  | 2023-05-04 |  | Non-lead
023652 | 203 WILDWOOD CIR |  | Polytube | Yes |  | 2023-01-31 |  | PVC | 1975 | Yes |  | 2023-01-31 |  | Non-lead
023653 | 38 SEXTON COVE RD |  | Unknown, Non-Lead | Yes |  | 2019-02-05 |  | PVC | 2009 | Yes |  | 2019-02-05 |  | Non-lead
023654 | 215 PIMLICO LN |  | Copper | Yes |  | 2023-05-04 |  | PVC | 1972 | Yes |  | 2023-05-04 |  | Non-lead
023655 | 99201 OVERSEAS HWY |  | Polytube | Yes |  | 2023-02-01 |  | PVC | 1954 | Yes |  | 2023-02-01 |  | Non-lead
023656 | 338 OLEANDER DR |  | Polytube | Yes |  | 2023-02-13 |  | PVC | 1974 | Yes |  | 2023-02-13 |  | Non-lead
023657 | 1107 CALDER RD |  | Copper | Yes |  | 2023-05-04 |  | PVC | 1973 | Yes |  | 2023-05-04 |  | Non-lead
023658 | 23 OCEAN DR |  | Copper | Yes |  | 2022-08-15 |  | PVC | 1973 | Yes |  | 2022-08-15 |  | Non-lead
023659 | APT 1 19 SEAGATE BLVD |  | Unknown | Yes |  | 2022-11-21 |  | Unknown | 1958 | Yes |  | 2022-11-21 |  | Lead Status Unknown
023660 | APT 3 19 SEAGATE BLVD |  | Polytube | Yes |  | 2022-07-12 |  | PVC | 1958 | Yes |  | 2022-07-12 |  | Non-lead
023661 | 4 SEXTON COVE RD |  | Polytube | Yes |  | 2023-05-04 |  | PVC | 1973 | Yes |  | 2023-05-04 |  | Non-lead
023662 | 45 HIBISCUS LN |  | Polytube | Yes |  | 2022-10-03 |  | PVC | 1976 | Yes |  | 2022-10-03 |  | Non-lead
023663 | 102 NORMANDY DR |  | Polytube | Yes |  | 2023-01-30 |  | PVC | 1981 | Yes |  | 2023-01-30 |  | Non-lead
023664 | 1606 MONMOUTH LN |  | Unknown | Yes |  | 2023-09-06 |  | Unknown | 1979 | Yes |  | 2023-09-06 |  | Lead Status Unknown
023665 | 41 NORTH DR |  | Polytube | Yes |  | 2023-05-04 |  | PVC | 1975 | Yes |  | 2023-05-04 |  | Non-lead
023666 | 1526 AQUEDUCT LN |  | Copper | Yes |  | 2023-05-04 |  | PVC | 1973 | Yes |  | 2023-05-04 |  | Non-lead
023667 | 126 LONG BEN DR |  | Polytube | Yes |  | 2023-01-31 |  | PVC | 1973 | Yes |  | 2023-01-31 |  | Non-lead
023668 | 439 POWELL AVE |  | Polytube | Yes |  | 2024-04-17 |  | PVC | 2010 | Yes |  | 2024-04-17 |  | Non-lead
023669 | 546 EAST CARRIBEAN DR |  | Polytube | Yes |  | 2024-10-04 |  | PVC | 1985 | Yes |  | 2024-10-04 |  | Non-lead
023670 | MORADA B 81640 OVERSEAS HWY |  | Polytube | Yes |  | 2022-06-23 |  | PVC | 1977 | Yes |  | 2022-06-23 |  | Non-lead
023671 | APT REAR 733 1/2 OLIVIA ST |  | Polytube | Yes |  | 2023-01-12 |  | PVC | 1933 | Yes |  | 2023-01-12 |  | Non-lead
023672 | 30842 WATSON BLVD |  | Polytube | Yes |  | 2022-11-17 |  | PVC | 1975 | Yes |  | 2022-11-17 |  | Non-lead
023673 | 31479 G AVE |  | Unknown, Non-Lead | Yes |  | 2022-10-24 |  | Unknown, Non-Lead | 1999 | Yes |  | 2022-10-24 |  | Non-lead
023674 | 715 E CARIBBEAN DR |  | Polytube | Yes |  | 2023-04-24 |  | PVC | 1975 | Yes |  | 2023-04-24 |  | Non-lead
023675 | 27883 CORAL SHORES RD |  | Copper | Yes |  | 2023-01-25 |  | PVC | 1985 | Yes |  | 2023-01-25 |  | Non-lead
023676 | 31480 H AVE |  | Unknown, Non-Lead | Yes |  | 2019-05-02 |  | PVC | 2020 | Yes |  | 2019-05-02 |  | Non-lead
023677 | 273 MARS LN |  | Polytube | No |  |  |  | PVC | 1975 | No |  |  |  | Non-lead
023678 | 31033 HIBISCUS DR |  | Polytube | Yes |  | 2023-07-21 |  | PVC | 1973 | Yes |  | 2023-07-21 |  | Non-lead
023679 | 332 SPICA LN |  | Polytube | Yes |  | 2023-06-28 |  | PVC | 1978 | Yes |  | 2023-06-28 |  | Non-lead
023680 | 88 BAY DR |  | Polytube | Yes |  | 2023-01-25 |  | PVC | 1973 | Yes |  | 2023-01-25 |  | Non-lead
023681 | 7 W CYPRESS TER |  | Polytube | Yes |  | 2022-05-06 |  | Copper | 1976 | Yes |  | 2022-05-06 |  | Non-lead
023682 | 24846 CALLE REAL DR |  | Polytube | Yes |  | 2023-04-24 |  | PVC | 1974 | Yes |  | 2023-04-24 |  | Non-lead
023683 | 832 CAROLINE ST |  | Unknown, Non-Lead | No |  |  |  | Unknown, Non-Lead | 2007 | No |  |  |  | Non-lead
023684 | APT REAR 3 HUTCHINSON LN |  | Polytube | Yes |  | 2022-07-13 |  | PVC | 1938 | Yes |  | 2022-07-13 |  | Non-lead
023685 | 30352 HERON LANE |  | Unknown, Non-Lead | Yes |  | 2018-05-31 |  | PVC | 1989 | Yes |  | 2018-05-31 |  | Non-lead
023686 | 104 AVE E |  | Unknown, Non-Lead | Yes |  | 2021-10-29 |  | PVC | 1993 | Yes |  | 2021-10-29 |  | Non-lead
023687 | 9200 AVIATION BLVD |  | Polytube | Yes |  | 2023-01-30 |  | PVC | 1976 | Yes |  | 2023-01-30 |  | Non-lead
023688 | 700 42ND ST |  | Polytube | Yes |  | 2023-02-10 |  | PVC | 1986 | Yes |  | 2023-02-10 |  | Non-lead
023689 | 945 98TH OCEAN ST |  | Polytube | Yes |  | 2022-12-02 |  | PVC | 1979 | Yes |  | 2022-12-02 |  | Non-lead
023690 | 8151 OVERSEAS IRRIGATION HWY |  | Polytube | Yes |  | 2022-07-15 |  | PVC | 1972 | Yes |  | 2022-07-15 |  | Non-lead
023692 | 1300 52ND GULF ST |  | Unknown, Non-Lead | Yes |  | 2023-11-06 |  | PVC | 1974 | Yes |  | 2023-11-06 |  | Non-lead
023693 | 2895 HARBOR DR |  | Polytube | Yes |  | 2024-06-21 |  | PVC | 1973 | Yes |  | 2024-06-21 |  | Non-lead
023694 | 104 41ST GULF ST |  | Polytube | Yes |  | 2023-02-10 |  | PVC | 1978 | Yes |  | 2023-02-10 |  | Non-lead
023697 | 136 GULFWINDS LANE |  | Polytube | Yes |  | 2023-02-01 |  | PVC | 1980 | Yes |  | 2023-02-01 |  | Non-lead
023699 | 1101 W OCEAN DR |  | PVC | Yes |  | 2024-05-13 |  | PVC | 1973 | Yes |  | 2024-05-13 |  | Non-lead
023700 | 9501 OVERSEAS HWY |  | Polytube | Yes |  | 2023-01-19 |  | PVC | 1973 | Yes |  | 2023-01-19 |  | Non-lead
023701 | 31033 HOLLERICH DR |  | Unknown, Non-Lead | Yes |  | 2019-11-27 |  | Unknown, Non-Lead | 1988 | Yes |  | 2019-11-27 |  | Non-lead
023702 | 31045 HOLLERICH DR |  | Polytube | Yes |  | 2024-04-18 |  | PVC | 2021 | Yes |  | 2024-04-18 |  | Non-lead
023703 | OCEAN 1408 92ND ST |  | Polytube | Yes |  | 2022-06-21 |  | PVC | 2001 | Yes |  | 2022-06-21 |  | Non-lead
023705 | 31 COCO PLUM DR |  | Polytube | Yes |  | 2022-10-22 |  | PVC | 1977 | Yes |  | 2022-10-22 |  | Non-lead
023706 | 371 3RD ST |  | Polytube | Yes |  | 2022-10-22 |  | PVC | 1973 | Yes |  | 2022-10-22 |  | Non-lead
023707 | 361 3RD St |  | Polytube | Yes |  | 2022-10-22 |  | PVC | 1973 | Yes |  | 2022-10-22 |  | Non-lead
023708 | 600 MANOR LANE |  | Copper | Yes |  | 2023-05-12 |  | PVC | 1973 | Yes |  | 2023-05-12 |  | Non-lead
023709 | 306 ALAMANDA DR |  | Polytube | Yes |  | 2023-05-19 |  | PVC | 1981 | Yes |  | 2023-05-19 |  | Non-lead
023710 | 29056 PALMETTO DR |  | Polytube | Yes |  | 2023-01-10 |  | PVC | 1973 | Yes |  | 2023-01-10 |  | Non-lead
023711 | 1980 N ROOSEVELT BLVD |  | Polytube | Yes |  | 2022-11-21 |  | PVC | 1976 | Yes |  | 2022-11-21 |  | Non-lead
023712 | 5500 OVERSEAS Hwy |  | Unknown, Non-Lead | Yes |  | 2023-03-08 |  | PVC | 2010 | Yes |  | 2023-03-08 |  | Non-lead
023713 | APT 1 1021 MARGARET ST |  | Polytube | Yes |  | 2023-03-15 |  | PVC | 1958 | Yes |  | 2023-03-15 |  | Non-lead
023714 | 1100 KENNEDY DR |  | Unknown | Yes |  | 2023-05-04 |  | Unknown | 1985 | Yes |  | 2023-05-04 |  | Lead Status Unknown
023715 | 904 DUVAL ST |  | Polytube | Yes |  | 2022-09-26 |  | PVC | 1938 | Yes |  | 2022-09-26 |  | Non-lead
023716 | LOT A 16 FIRST ST |  | Unknown, Non-Lead | No |  |  |  | No Piping | 1938 | No |  |  |  | Non-lead
023717 | 22562 JOLLY ROGER DR |  | Polytube | Yes |  | 2022-11-07 |  | PVC | 1987 | Yes |  | 2022-11-07 |  | Non-lead
023718 | 590 BLACKBEARD RD |  | Polytube | Yes |  | 2022-07-25 |  | PVC | 1995 | Yes |  | 2022-07-25 |  | Non-lead
023719 | 819 PEACOCK PLAZA |  | Copper | Yes |  | 2022-05-20 |  | Copper | 1973 | Yes |  | 2022-05-20 |  | Non-lead
023720 | 760 BIG PINE AVE |  | Polytube | Yes |  | 2024-09-18 |  | PVC | 1973 | Yes |  | 2024-09-18 |  | Non-lead
023722 | E47 12TH AVE |  | Polytube | Yes |  | 2022-04-27 |  | PVC | 1973 | Yes |  | 2022-04-27 |  | Non-lead
023723 | E46 12TH AVE |  | Polytube | Yes |  | 2023-03-08 |  | PVC | 1973 | Yes |  | 2023-03-08 |  | Non-lead
023724 | COMMON 611 GRINNELL ST |  | Polytube | Yes |  | 2023-02-10 |  | PVC | 1938 | Yes |  | 2023-02-10 |  | Non-lead
023727 | 29118 IRIS DR |  | Polytube | Yes |  | 2022-12-21 |  | PVC | 1975 | Yes |  | 2022-12-21 |  | Non-lead
023728 | 29034 GERANIUM DR |  | Polytube | Yes |  | 2023-01-10 |  | PVC | 1980 | Yes |  | 2023-01-10 |  | Non-lead
023729 | 21220 CONCH DR |  | Unknown, Non-Lead | Yes |  | 2022-03-24 |  | PVC | 1998 | Yes |  | 2022-03-24 |  | Non-lead
023730 | 1059 GULF DR |  | Polytube | Yes |  | 2024-07-12 |  | Copper | 1975 | Yes |  | 2024-07-12 |  | Non-lead
023731 | GULF 11275 6TH AVE |  | Polytube | Yes |  | 2022-09-08 |  | PVC | 1973 | Yes |  | 2022-09-08 |  | Non-lead
023732 | 5669 MAN O WAR DR |  | Polytube | Yes |  | 2023-10-19 |  | Polytube | 1970 | Yes |  | 2023-10-19 |  | Non-lead
023733 | 531 107TH GULF ST |  | Polytube | Yes |  | 2023-08-21 |  | PVC | 1976 | Yes |  | 2023-08-21 |  | Non-lead
023734 | 7546 GULFSTREAM BLVD |  | Unknown, Non-Lead | Yes |  | 2021-02-22 |  | Unknown, Non-Lead | 2018 | Yes |  | 2021-02-22 |  | Non-lead
023735 | RSIDE 11910 2ND GULF AVE |  | Polytube | Yes |  | 2024-04-16 |  | PVC | 1973 | Yes |  | 2024-04-16 |  | Non-lead
023736 | LS 11945 2ND GULF AVE |  | Polytube | Yes |  | 2022-08-31 |  | PVC | 1973 | Yes |  | 2022-08-31 |  | Non-lead
023737 | 11967 2ND GULF AVE |  | Copper | Yes |  | 2022-08-22 |  | Copper | 1976 | Yes |  | 2022-08-22 |  | Non-lead
023738 | 7940 PORPOISE DR |  | Polytube | Yes |  | 2023-01-25 |  | PVC | 1973 | Yes |  | 2023-01-25 |  | Non-lead
023739 | 1 CLARA BLVD |  | Polytube | Yes |  | 2022-10-22 |  | PVC | 1973 | Yes |  | 2022-10-22 |  | Non-lead
023741 | W BLDG 15 SOMBRERO BLVD |  | Polytube | Yes |  | 2023-06-12 |  | PVC | 1972 | Yes |  | 2023-06-12 |  | Non-lead
023742 | 218 66TH OCEAN ST |  | Polytube | Yes |  | 2023-02-22 |  | PVC | 1973 | Yes |  | 2023-02-22 |  | Non-lead
023743 | 220 66TH OCEAN ST |  | Polytube | Yes |  | 2023-03-14 |  | PVC | 1973 | Yes |  | 2023-03-14 |  | Non-lead
023744 | BOTANICAL GARDENS 7435 OVERSEAS HWY |  | Unknown, Non-Lead | Yes |  | 2024-03-22 |  | PVC | 1991 | Yes |  | 2024-03-22 |  | Non-lead
023745 | UP 10883 7TH AVE |  | Polytube | Yes |  | 2024-07-16 |  | PVC | 1973 | Yes |  | 2024-07-16 |  | Non-lead
023746 | DOWN 10881 7TH GULF AVE |  | Polytube | Yes |  | 2024-05-09 |  | PVC | 1973 | Yes |  | 2024-05-09 |  | Non-lead
023747 | 1350 92ND OCEAN Ct |  | Polytube | Yes |  | 2024-02-16 |  | PVC | 2001 | Yes |  | 2024-02-16 |  | Non-lead
023748 | 1222 76TH OCEAN ST |  | Copper | Yes |  | 2023-01-20 |  | Copper | 1973 | Yes |  | 2023-01-20 |  | Non-lead
023749 | OCEAN 990 97TH ST |  | Polytube | Yes |  | 2022-11-17 |  | PVC | 1958 | Yes |  | 2022-11-17 |  | Non-lead
023750 | 488 88TH OCEAN ST |  | Polytube | Yes |  | 2024-09-11 |  | PVC | 1973 | Yes |  | 2024-09-11 |  | Non-lead
023751 | 3965 LOUISA ST |  | Polytube | Yes |  | 2023-02-08 |  | Polytube | 1972 | Yes |  | 2023-02-08 |  | Non-Lead
023752 | 570 SOMBRERO BEACH RD |  | Polytube | Yes |  | 2022-06-08 |  | PVC | 1974 | Yes |  | 2022-06-08 |  | Non-lead
023753 | 437 122ND OCEAN ST |  | Polytube | Yes |  | 2023-04-13 |  | PVC | 1974 | Yes |  | 2023-04-13 |  | Non-lead
023754 | GULF 520 60TH ST |  | Polytube | Yes |  | 2024-08-20 |  | PVC | 1973 | Yes |  | 2024-08-20 |  | Non-lead
023755 | RS 9202 AVIATION BLVD |  | Polytube | Yes |  | 2024-01-30 |  | PVC | 1976 | Yes |  | 2024-01-30 |  | Non-lead
023756 | 415 CACTUS DR |  | Polytube | Yes |  | 2022-11-07 |  | PVC | 1975 | Yes |  | 2022-11-07 |  | Non-lead
023757 | 27300 OVERSEAS HWY |  | Polytube | Yes |  | 2022-10-27 |  | PVC | 1974 | Yes |  | 2022-10-27 |  | Non-lead
023758 | 37 NORTH DR |  | Polytube | Yes |  | 2023-12-06 |  | PVC | 1974 | Yes |  | 2023-12-06 |  | Non-lead
023759 | 209 NAUTILUS DR |  | Polytube | Yes |  | 2024-06-26 |  | PVC | 1974 | Yes |  | 2024-06-26 |  | Non-lead
023760 | 400 KEY DEER BLVD |  | Unknown, Non-Lead | Yes |  | 2021-06-18 |  | PVC | 1990 | Yes |  | 2021-06-18 |  | Non-lead
023763 | 4 W CYPRESS TERR |  | Polytube | Yes |  | 2022-11-07 |  | Copper | 1973 | Yes |  | 2022-11-07 |  | Non-lead
023764 | 31815 WARNER RD |  | Polytube | Yes |  | 2022-06-03 |  | PVC | 2006 | Yes |  | 2022-06-03 |  | Non-lead
023765 | 632 OLIVIA ST |  | Copper | Yes |  | 2023-01-12 |  | PVC | 1948 | Yes |  | 2023-01-12 |  | Non-lead
023766 | 30420 PALM DR |  | Polytube | No |  |  |  | PVC | 1973 | No |  |  |  | Non-lead
023767 | 24327 W CARRIBEAN LT12 B DR |  | Polytube | Yes |  | 2023-04-24 |  | PVC | 1965 | Yes |  | 2023-04-24 |  | Non-lead
023770 | REAR 29073 PINE AVE |  | Polytube | Yes |  | 2022-12-15 |  | PVC | 1970 | Yes |  | 2022-12-15 |  | Non-lead
023772 | 1403 12TH ST |  | Polytube | Yes |  | 2023-05-04 |  | PVC | 1973 | Yes |  | 2023-05-04 |  | Non-lead
023773 | 270 MARS LN |  | Polytube | Yes |  | 2022-09-26 |  | PVC | 1973 | Yes |  | 2022-09-26 |  | Non-lead
023774 | 30859 GRANADA LANE |  | Polytube | Yes |  | 2024-01-26 |  | PVC | 1982 | Yes |  | 2024-01-26 |  | Non-lead
023775 | L12B13 340 MUNSON |  | Polytube | Yes |  | 2022-10-13 |  | PVC | 1953 | Yes |  | 2022-10-13 |  | Non-lead
023776 | 163 BLACKBEARD RD |  | Polytube | Yes |  | 2023-01-24 |  | PVC | 1974 | Yes |  | 2023-01-24 |  | Non-lead
023777 | 738 WEST SHORE DR |  | Polytube | Yes |  | 2023-04-25 |  | PVC | 1973 | Yes |  | 2023-04-25 |  | Non-lead
023778 | 641 W INDIES DR |  | Polytube | Yes |  | 2022-10-26 |  | PVC | 1974 | Yes |  | 2022-10-26 |  | Non-lead
023779 | 29245 OLEANDER DR |  | Polytube | Yes |  | 2022-12-19 |  | PVC | 1975 | Yes |  | 2022-12-19 |  | Non-lead
023782 | 1619 SUNRISE DR |  | Unknown | Yes |  | 2024-08-07 |  | Unknown | 1975 | Yes |  | 2024-08-07 |  | Lead Status Unknown
023783 | 1607 SUNRISE DR |  | Polytube | Yes |  | 2024-08-22 |  | PVC | 1977 | Yes |  | 2024-08-22 |  | Non-lead
023784 | 31242 E AVE |  | Unknown, Non-Lead | Yes |  | 2017-10-10 |  | Unknown, Non-Lead | 2000 | Yes |  | 2017-10-10 |  | Non-lead
023785 | 31227 I AVE |  | Polytube | Yes |  | 2022-11-30 |  | Polytube | 1975 | Yes |  | 2022-11-30 |  | Non-lead
023786 | 31233 I AVE |  | Polytube | Yes |  | 2024-04-19 |  | PVC |  | Yes |  | 2024-04-19 |  | Non-lead
023787 | 30830 PALM DR |  | Polytube | Yes |  | 2024-05-24 |  | PVC | 1975 | Yes |  | 2024-05-24 |  | Non-lead
023788 | 31470 E AVE |  | Polytube | Yes |  | 2022-11-08 |  | PVC | 1969 | Yes |  | 2022-11-08 |  | Non-lead
023789 | 31250 AVENUE E |  | Unknown, Non-Lead | No |  |  |  | Unknown, Non-Lead | 2000 | No |  |  |  | Non-lead
023790 | 29030 IRIS DR |  | Polytube | Yes |  | 2024-02-26 |  | PVC | 1974 | Yes |  | 2024-02-26 |  | Non-lead
023792 | 668 E CARIBBEAN DR |  | Unknown, Non-Lead | Yes |  | 2021-09-24 |  | PVC | 2004 | Yes |  | 2021-09-24 |  | Non-lead
023794 | A26 12TH AVE |  | Polytube | Yes |  | 2024-08-26 |  | PVC | 1973 | Yes |  | 2024-08-26 |  | Non-lead
023795 | A23 12TH AVE |  | Polytube | Yes |  | 2023-03-08 |  | PVC | 1973 | Yes |  | 2023-03-08 |  | Non-lead
023796 | A5 12TH AVE |  | Polytube | Yes |  | 2024-03-26 |  | PVC | 1973 | Yes |  | 2024-03-26 |  | Non-lead
023797 | 31107 I AVE |  | Unknown, Non-Lead | No |  |  |  | Unknown, Non-Lead | 2019 | No |  |  |  | Non-lead
023798 | UNIT E 906 KENNEDY DR |  | Copper | Yes |  | 2022-08-31 |  | PVC | 1973 | Yes |  | 2022-08-31 |  | Non-lead
023799 | 328 SPICA LN |  | Unknown, Non-Lead | Yes |  | 2023-08-04 |  | Unknown, Non-Lead | 2007 | Yes |  | 2023-08-04 |  | Non-lead
023800 | 15 W CYPRESS TERR |  | Polytube | Yes |  | 2024-10-04 |  | PVC | 1973 | Yes |  | 2024-10-04 |  | Non-lead
023801 | 1411 TRUMAN AVE |  | Polytube | Yes |  | 2023-06-05 |  | PVC | 1943 | Yes |  | 2023-06-05 |  | Non-lead
023802 | 103 BAYVIEW ISLE DR |  | Polytube | Yes |  | 2022-05-19 |  | PVC | 1973 | Yes |  | 2022-05-19 |  | Non-lead
023803 | 20869 7TH WEST AVE |  | Polytube | Yes |  | 2022-10-31 |  | PVC | 1973 | Yes |  | 2022-10-31 |  | Non-lead
023804 | 27 MOCKINGBIRD RD |  | Polytube | Yes |  | 2023-05-04 |  | PVC | 1972 | Yes |  | 2023-05-04 |  | Non-lead
023805 | 11 FLAMINGO RD |  | Polytube | Yes |  | 2022-10-07 |  | PVC | 2003 | Yes |  | 2022-10-07 |  | Non-lead
023806 | 161 CORRINE PL |  | Polytube | Yes |  | 2024-07-03 |  | PVC | 1985 | Yes |  | 2024-07-03 |  | Non-lead
023807 | 30 SEXTON COVE RD |  | Unknown, Non-Lead | Yes |  | 2018-04-05 |  | PVC | 2019 | Yes |  | 2018-04-05 |  | Non-lead
023808 | 1628 MONMOUTH LN |  | Unknown, Non-Lead | Yes |  | 2020-10-08 |  | Unknown, Non-Lead | 2000 | Yes |  | 2020-10-08 |  | Non-lead
023809 | 345 99198 OVERSEAS HWY LTS 1-8 |  | Unknown | Yes |  | 2023-02-01 |  | PVC | 1973 | Yes |  | 2023-02-01 |  | Lead Status Unknown
023810 | 100 GEORGE ST |  | Polytube | Yes |  | 2023-05-04 |  | PVC | 1973 | Yes |  | 2023-05-04 |  | Non-lead
023811 | 434 COLLINS ST |  | Polytube | Yes |  | 2022-11-03 |  | PVC | 1977 | Yes |  | 2022-11-03 |  | Non-lead
023812 | 234 LOWER MATECUMBE RD |  | Unknown, Non-Lead | Yes |  | 2021-01-12 |  | Unknown, Non-Lead | 2014 | Yes |  | 2021-01-12 |  | Non-lead
023813 | 112 OLEANDER CIR |  | Polytube | Yes |  | 2022-08-01 |  | PVC | 1963 | Yes |  | 2022-08-01 |  | Non-lead
023814 | 238 ATLANTIC BLVD |  | Polytube | Yes |  | 2022-06-10 |  | PVC | 1974 | Yes |  | 2022-06-10 |  | Non-lead
023815 | 516 BOYD DRIVE |  | Unknown, Non-Lead | Yes |  | 2020-09-04 |  | PVC | 1993 | Yes |  | 2020-09-04 |  | Non-lead
023817 | 100460 OVERSEAS HWY |  | Polytube | Yes |  | 2022-11-28 |  | PVC | 1974 | Yes |  | 2022-11-28 |  | Non-lead
023818 | 38 S EXUMA RD |  | Polytube | Yes |  | 2022-10-03 |  | PVC | 1981 | Yes |  | 2022-10-03 |  | Non-lead
023819 | 92661 OVERSEAS HWY |  | Unknown | Yes |  | 2023-07-13 |  | Unknown | 1973 | Yes |  | 2023-07-13 |  | Lead Status Unknown
023820 | 806 NARRAGANSETT LN |  | Copper | Yes |  | 2023-05-04 |  | PVC | 1972 | Yes |  | 2023-05-04 |  | Non-lead
023821 | 182 ARBOR LN |  | Polytube | Yes |  | 2023-02-13 |  | PVC | 1973 | Yes |  | 2023-02-13 |  | Non-lead
023822 | 252 OLEANDER DR |  | Polytube | Yes |  | 2023-02-13 |  | PVC | 1985 | Yes |  | 2023-02-13 |  | Non-lead
023823 | 30 N OCEAN DR |  | Polytube | Yes |  | 2024-03-19 |  | PVC | 1973 | Yes |  | 2024-03-19 |  | Non-lead
023824 | 907 NARRAGANSETT LN |  | Unknown, Non-Lead | Yes |  | 2022-05-03 |  | PVC | 1990 | Yes |  | 2022-05-03 |  | Non-lead
023825 | 14 PIGEON DR |  | Polytube | Yes |  | 2022-07-05 |  | PVC | 1973 | Yes |  | 2022-07-05 |  | Non-lead
023827 | 38 AVE C |  | Polytube | Yes |  | 2024-06-28 |  | PVC | 1969 | Yes |  | 2024-06-28 |  | Non-lead
023828 | 40 SILVER SPRINGS DR |  | Polytube | Yes |  | 2022-11-29 |  | PVC | 1960 | Yes |  | 2022-11-29 |  | Non-lead
023829 | 928 LA PALOMA RD |  | Polytube | Yes |  | 2023-01-27 |  | PVC | 1973 | Yes |  | 2023-01-27 |  | Non-lead
023830 | 2 PIGEON DR |  | Polytube | Yes |  | 2023-05-04 |  | PVC | 1982 | Yes |  | 2023-05-04 |  | Non-lead
023831 | 43 JOLLY ROGER DR |  | Polytube | Yes |  | 2023-01-31 |  | PVC | 1973 | Yes |  | 2023-01-31 |  | Non-lead
023832 | 150 LONG KEY RD |  | Polytube | Yes |  | 2023-05-04 |  | PVC | 1964 | Yes |  | 2023-05-04 |  | Non-lead
023833 | 810 NARRAGANSETT LN |  | Polytube | Yes |  | 2023-05-04 |  | PVC | 1982 | Yes |  | 2023-05-04 |  | Non-lead
023834 | A&C 237 ATLANTIC BLVD |  | Polytube | Yes |  | 2022-06-10 |  | PVC | 1975 | Yes |  | 2022-06-10 |  | Non-lead
023835 | 234 PALM DR |  | Polytube | Yes |  | 2022-12-12 |  | PVC | 1972 | Yes |  | 2022-12-12 |  | Non-lead
023836 | 16 POISONWOOD DR |  | Polytube | Yes |  | 2022-08-15 |  | PVC | 1975 | Yes |  | 2022-08-15 |  | Non-lead
023837 | 289 ST THOMAS AVE |  | Polytube | Yes |  | 2022-05-06 |  | PVC | 1973 | Yes |  | 2022-05-06 |  | Non-lead
023838 | 10 FLAMINGO RD |  | Polytube | Yes |  | 2022-11-30 |  | PVC | 1981 | Yes |  | 2022-11-30 |  | Non-lead
023839 | 61 COCONUT DR |  | Polytube | Yes |  | 2022-11-17 |  | PVC | 1973 | Yes |  | 2022-11-17 |  | Non-lead
023840 | 60 SILVER SPRINGS L DR |  | Copper | Yes |  | 2022-11-17 |  | PVC | 1972 | Yes |  | 2022-11-17 |  | Non-lead
023841 | 102 ROCK HARBOR DR |  | Polytube | Yes |  | 2024-08-29 |  | PVC | 1974 | Yes |  | 2024-08-29 |  | Non-lead
023842 | 529 SOUND DR |  | Polytube | Yes |  | 2024-09-20 |  | PVC | 1976 | Yes |  | 2024-09-20 |  | Non-lead
023843 | 911 LA PALOMA RD |  | Polytube | Yes |  | 2023-11-29 |  | PVC | 1973 | Yes |  | 2023-11-29 |  | Non-lead
023844 | 913 LAPALOMA RD |  | Polytube | Yes |  | 2023-05-04 |  | PVC | 1973 | Yes |  | 2023-05-04 |  | Non-lead
023845 | 915 LAPALOMA RD |  | Polytube | Yes |  | 2023-03-21 |  | PVC | 1973 | Yes |  | 2023-03-21 |  | Non-lead
023846 | 917 LAPALOMA RD |  | Polytube | Yes |  | 2023-02-03 |  | PVC | 1973 | Yes |  | 2023-02-03 |  | Non-lead
023847 | 6 SOUTH DR |  | Polytube | Yes |  | 2023-05-04 |  | PVC | 1987 | Yes |  | 2023-05-04 |  | Non-lead
023848 | 154 FAIRWICH CT |  | Unknown, Non-Lead | Yes |  | 2018-04-11 |  | Polytube | 2019 | Yes |  | 2018-04-11 |  | Non-lead
023849 | 43 ROCK HARBOR DR |  | Polytube | Yes |  | 2022-05-20 |  | PVC | 1973 | Yes |  | 2022-05-20 |  | Non-lead
023850 | 140 SABLE PALM LN |  | Polytube | Yes |  | 2024-06-12 |  | PVC | 1968 | Yes |  | 2024-06-12 |  | Non-lead
023852 | 48 TINA PLACE |  | Polytube | Yes |  | 2022-12-05 |  | PVC | 1973 | Yes |  | 2022-12-05 |  | Non-lead
023853 | 227 ANTIGUA RD |  | Polytube | Yes |  | 2022-07-20 |  | PVC | 1973 | Yes |  | 2022-07-20 |  | Non-lead
023854 | 1502 AQUEDUCT LN |  | Copper | Yes |  | 2024-02-12 |  | PVC | 1976 | Yes |  | 2024-02-12 |  | Non-lead
023855 | 1205 20TH TERR |  | Polytube | Yes |  | 2023-12-15 |  | PVC | 1973 | Yes |  | 2023-12-15 |  | Non-lead
023856 | D7 10TH AVE |  | Polytube | Yes |  | 2023-03-08 |  | PVC | 1980 | Yes |  | 2023-03-08 |  | Non-lead
023857 | 2909 VENETIAN DR |  | Polytube | Yes |  | 2023-04-24 |  | PVC | 1972 | Yes |  | 2023-04-24 |  | Non-lead
023858 | 124 GIARDINO DR |  | Unknown | Yes |  | 2022-08-15 |  | PVC | 1974 | Yes |  | 2022-08-15 |  | Non-lead
023859 | 399 PALM DR |  | Copper | Yes |  | 2022-06-29 |  | PVC | 1981 | Yes |  | 2022-06-29 |  | Non-lead
023860 | 205 OCEAN DR |  | Copper | Yes |  | 2024-05-13 |  | PVC | 1968 | Yes |  | 2024-05-13 |  | Non-lead
023861 | 179 N COCONUT PALM BLVD |  | Polytube | Yes |  | 2022-06-14 |  | PVC | 1974 | Yes |  | 2022-06-14 |  | Non-lead
023862 | 115 PRIMROSE LN |  | Polytube | Yes |  | 2022-06-27 |  | PVC | 1974 | Yes |  | 2022-06-27 |  | Non-lead
023863 | 119 LONG KEY Dr |  | Polytube | Yes |  | 2022-06-27 |  | PVC | 1974 | Yes |  | 2022-06-27 |  | Non-lead
023864 | 188 BUTTONWOOD |  | Polytube | Yes |  | 2024-04-26 |  | PVC | 1974 | Yes |  | 2024-04-26 |  | Non-lead
023865 | 112 W PLAZA DEL LAGO L |  | Unknown, Non-Lead | Yes |  | 2020-07-21 |  | Unknown, Non-Lead | 1989 | Yes |  | 2020-07-21 |  | Non-lead
023866 | 217 CORAL RD |  | Polytube | Yes |  | 2022-06-10 |  | PVC | 1984 | Yes |  | 2022-06-10 |  | Non-lead
023867 | 146 MILANO DR |  | Polytube | Yes |  | 2022-06-10 |  | PVC | 1974 | Yes |  | 2022-06-10 |  | Non-lead
023868 | 127 BAYVIEW ISLE DR |  | Unknown | Yes |  | 2022-06-30 |  | Unknown | 1974 | Yes |  | 2022-06-30 |  | Lead Status Unknown
023869 | UNIT 6 119 MONROE DR |  | PVC | Yes |  | 2022-06-13 |  | PVC | 1972 | Yes |  | 2022-06-13 |  | Non-lead
023870 | 124 BEE ST |  | Polytube | Yes |  | 2022-06-10 |  | PVC | 1973 | Yes |  | 2022-06-10 |  | Non-lead
023871 | 133 BAYVIEW ISLE Dr |  | Polytube | Yes |  | 2022-05-19 |  | PVC | 1987 | Yes |  | 2022-05-19 |  | Non-lead
023872 | 126 COLUMBUS DR |  | Polytube | Yes |  | 2022-07-07 |  | PVC | 1974 | Yes |  | 2022-07-07 |  | Non-lead
023873 | 130 COLUMBUS DR |  | Copper | Yes |  | 2022-07-07 |  | PVC | 1974 | Yes |  | 2022-07-07 |  | Non-lead
023874 | 134 COLUMBUS DR |  | Polytube | Yes |  | 2022-07-07 |  | PVC | 1974 | Yes |  | 2022-07-07 |  | Non-lead
023875 | 138 COLUMBUS DR |  | Polytube | Yes |  | 2022-07-07 |  | PVC | 1974 | Yes |  | 2022-07-07 |  | Non-lead
023876 | 127 COLUMBUS DR |  | Unknown, Non-Lead | Yes |  | 2023-10-25 |  | Unknown, Non-Lead | 2020 | Yes |  | 2023-10-25 |  | Non-lead
023877 | 129 COLUMBUS DR |  | Polytube | Yes |  | 2023-01-06 |  | PVC | 2020 | Yes |  | 2023-01-06 |  | Non-lead
023878 | 132 COLUMBUS DR |  | Copper | Yes |  | 2022-05-31 |  | PVC | 1974 | Yes |  | 2022-05-31 |  | Non-lead
023879 | 135 COLUMBUS DR |  | Copper | Yes |  | 2022-07-07 |  | PVC | 1974 | Yes |  | 2022-07-07 |  | Non-lead
023880 | 200 BUTTONWOOD LN |  | Polytube | Yes |  | 2023-11-09 |  | PVC | 1975 | Yes |  | 2023-11-09 |  | Non-lead
023881 | UNIT 4 87 MONROE DR |  | PVC | Yes |  | 2022-06-13 |  | PVC | 1972 | Yes |  | 2022-06-13 |  | Non-lead
023882 | Unit 1 87 MONROE DR |  | PVC | Yes |  | 2022-06-13 |  | PVC | 1972 | Yes |  | 2022-06-13 |  | Non-lead
023883 | UNIT 2 87 MONROE DR |  | PVC | Yes |  | 2022-06-13 |  | PVC | 1972 | Yes |  | 2022-06-13 |  | Non-lead
023884 | 161 VALENCIA DR |  | Polytube | Yes |  | 2022-06-15 |  | PVC | 1984 | Yes |  | 2022-06-15 |  | Non-lead
023885 | 224 HIBISCUS ST |  | Polytube | Yes |  | 2022-06-16 |  | PVC | 1974 | Yes |  | 2022-06-16 |  | Non-lead
023886 | 228 HIBISCUS ST |  | Polytube | Yes |  | 2022-06-16 |  | PVC | 1974 | Yes |  | 2022-06-16 |  | Non-lead
023887 | 231 S COCONUT PALM BLVD |  | Polytube | Yes |  | 2022-06-14 |  | PVC | 1974 | Yes |  | 2022-06-14 |  | Non-lead
023888 | 227 S COCONUT PALM BLVD |  | Polytube | Yes |  | 2022-08-12 |  | PVC | 1974 | Yes |  | 2022-08-12 |  | Non-lead
023889 | 141 GIARDINO DR |  | Polytube | Yes |  | 2022-06-10 |  | PVC | 1974 | Yes |  | 2022-06-10 |  | Non-lead
023890 | 210 HIBISCUS ST |  | Polytube | Yes |  | 2022-06-16 |  | PVC | 1973 | Yes |  | 2022-06-16 |  | Non-lead
023891 | 133 SEVERINO DR |  | Polytube | Yes |  | 2022-06-21 |  | PVC | 1974 | Yes |  | 2022-06-21 |  | Non-lead
023892 | 166 PLANTATION AVE |  | Polytube | Yes |  | 2022-06-09 |  | PVC | 1974 | Yes |  | 2022-06-09 |  | Non-lead
023893 | 160 CANAL ST |  | Unknown, Non-Lead | Yes |  | 2021-01-06 |  | Unknown, Non-Lead | 2020 | Yes |  | 2021-01-06 |  | Non-lead
023894 | 191 GARDENIA ST |  | Polytube | Yes |  | 2022-06-16 |  | PVC | 1972 | Yes |  | 2022-06-16 |  | Non-lead
023895 | 123 ZANE GREY CREEK DR |  | Polytube | Yes |  | 2022-05-20 |  | PVC | 1972 | Yes |  | 2022-05-20 |  | Non-lead
023896 | 88165 OVERSEAS HWY |  | Polytube | Yes |  | 2022-06-15 |  | PVC | 1973 | Yes |  | 2022-06-15 |  | Non-lead
023897 | 156 SIOUX ST |  | Polytube | Yes |  | 2022-06-03 |  | PVC | 1973 | Yes |  | 2022-06-03 |  | Non-lead
023898 | 125 BAYVIEW ISLE DR |  | Polytube | Yes |  | 2022-05-19 |  | PVC | 1974 | Yes |  | 2022-05-19 |  | Non-lead
023899 | 239 AZALEA ST |  | Polytube | Yes |  | 2022-06-16 |  | PVC | 1985 | Yes |  | 2022-06-16 |  | Non-lead
023900 | BLDG 8 100 IROQUOIS DR |  | Polytube | Yes |  | 2024-07-22 |  | PVC | 1973 | Yes |  | 2024-07-22 |  | Non-lead
023901 | 120 COCONUT PALM BLVD |  | Polytube | Yes |  | 2022-06-21 |  | PVC | 1973 | Yes |  | 2022-06-21 |  | Non-lead
023902 | 154 MILANO DR |  | Polytube | Yes |  | 2022-06-10 |  | PVC | 1978 | Yes |  | 2022-06-10 |  | Non-lead
023903 | 42 SCHOONER BAY RD |  | Polytube | Yes |  | 2023-02-02 |  | PVC | 1975 | Yes |  | 2023-02-02 |  | Non-lead
023904 | 171 NAUTILUS DR |  | Polytube | Yes |  | 2022-06-29 |  | PVC | 1976 | Yes |  | 2022-06-29 |  | Non-lead
023905 | 164 MOHAWK ST |  | Polytube | Yes |  | 2022-05-31 |  | PVC | 1984 | Yes |  | 2022-05-31 |  | Non-lead
023906 | 89015 OVERSEAS HWY PT/L12 |  | Polytube | Yes |  | 2022-06-14 |  | PVC | 1973 | Yes |  | 2022-06-14 |  | Non-lead
023907 | 104 CORAL AVE |  | Polytube | Yes |  | 2022-06-13 |  | PVC | 1974 | Yes |  | 2022-06-13 |  | Non-lead
023908 | 1222 FLORIDA ST |  | Polytube | Yes |  | 2022-08-30 |  | PVC | 1965 | Yes |  | 2022-08-30 |  | Non-lead
023909 | 17066 ALAMANDA DR W |  | Polytube | Yes |  | 2022-12-28 |  | PVC | 1973 | Yes |  | 2022-12-28 |  | Non-lead
023910 | APT UP 1402 PINE ST |  | Polytube | Yes |  | 2023-05-04 |  | PVC | 1929 | Yes |  | 2023-05-04 |  | Non-lead
023911 | 1461 OLD STATE RD 4-A |  | Polytube | Yes |  | 2024-09-19 |  | PVC | 1971 | Yes |  | 2024-09-19 |  | Non-lead
023912 | APT 2 UP C 1207 SOUTH ST |  | Polytube | Yes |  | 2022-10-27 |  | PVC | 1928 | Yes |  | 2022-10-27 |  | Non-lead
023913 | APT D UP 3 1207 SOUTH ST |  | Polytube | Yes |  | 2022-10-27 |  | PVC | 1928 | Yes |  | 2022-10-27 |  | Non-lead
023914 | D2 10TH AVE |  | Polytube | Yes |  | 2023-03-08 |  | PVC | 1973 | Yes |  | 2023-03-08 |  | Non-lead
023915 | 3705 PEARLMAN CT |  | Polytube | Yes |  | 2022-05-20 |  | PVC | 1973 | Yes |  | 2022-05-20 |  | Non-lead
023916 | 22 KEY HAVEN RD |  | Polytube | Yes |  | 2024-05-30 |  | PVC | 1965 | Yes |  | 2024-05-30 |  | Non-lead
023917 | 474 CARRIBEAN DR |  | Polytube | Yes |  | 2023-08-03 |  | PVC | 1978 | Yes |  | 2023-08-03 |  | Non-lead
023918 | 5640 1ST AVE |  | Polytube | Yes |  | 2024-09-27 |  | PVC | 1973 | Yes |  | 2024-09-27 |  | Non-lead
023920 | 24244 OVERSEAS HWY |  | Unknown, Non-Lead | Yes |  | 2018-06-21 |  | Unknown, Non-Lead | 2017 | Yes |  | 2018-06-21 |  | Non-lead
023921 | 317 28TH OCEAN ST |  | Polytube | Yes |  | 2023-01-05 |  | PVC | 1973 | Yes |  | 2023-01-05 |  | Non-lead
023922 | 2276 DOLPHIN DR |  | Polytube | Yes |  | 2023-01-31 |  | PVC | 1973 | Yes |  | 2023-01-31 |  | Non-lead
023923 | 303 SOMBRERO BLVD |  | PVC | Yes |  | 2023-03-17 |  | PVC | 1971 | Yes |  | 2023-03-17 |  | Non-lead
023924 | 324 12TH GULF ST |  | Copper | Yes |  | 2024-10-01 |  | Polytube | 1972 | Yes |  | 2024-10-01 |  | Non-lead
023925 | 2700 DOLPHIN DR |  | Polytube | Yes |  | 2024-08-21 |  | PVC | 1973 | Yes |  | 2024-08-21 |  | Non-lead
023926 | 10855 6TH AVE GULF |  | Polytube | Yes |  | 2024-08-09 |  | PVC | 1972 | Yes |  | 2024-08-09 |  | Non-lead
023927 | APT 5 102 AVENUE D |  | Polytube | Yes |  | 2024-09-19 |  | PVC | 1973 | Yes |  | 2024-09-19 |  | Non-lead
023928 | #7 102 D AVE |  | Polytube | Yes |  | 2023-10-06 |  | PVC | 1973 | Yes |  | 2023-10-06 |  | Non-lead
023929 | 2286 DOLPHIN DR |  | Polytube | Yes |  | 2024-04-29 |  | PVC | 1973 | Yes |  | 2024-04-29 |  | Non-lead
023930 | 611 8TH ST |  | Polytube | Yes |  | 2024-05-03 |  | PVC | 1973 | Yes |  | 2024-05-03 |  | Non-lead
023931 | 601 8TH ST |  | Polytube | Yes |  | 2023-01-03 |  | PVC | 1974 | Yes |  | 2023-01-03 |  | Non-lead
023932 | 591 8TH ST |  | Polytube | Yes |  | 2023-09-05 |  | PVC | 1974 | Yes |  | 2023-09-05 |  | Non-lead
023933 | 581 8TH ST |  | Polytube | Yes |  | 2022-10-22 |  | Polytube | 1970 | Yes |  | 2022-10-22 |  | Non-lead
023934 | 655 97TH OCEAN ST |  | Polytube | Yes |  | 2024-08-02 |  | PVC | 1973 | Yes |  | 2024-08-02 |  | Non-lead
023935 | 10980 3RD GULF Ave |  | Polytube | Yes |  | 2023-07-14 |  | PVC | 1975 | Yes |  | 2023-07-14 |  | Non-lead
023936 | 10501 OVERSEAS HWY |  | Polytube | Yes |  | 2022-10-25 |  | PVC | 1979 | Yes |  | 2022-10-25 |  | Non-lead
023937 | APT 2 UP 1015 109TH GULF ST |  | Polytube | Yes |  | 2022-12-05 |  | PVC | 1973 | Yes |  | 2022-12-05 |  | Non-lead
023938 | GULF 1015 109TH ST |  | Polytube | Yes |  | 2022-12-02 |  | PVC | 1973 | Yes |  | 2022-12-02 |  | Non-lead
023939 | 1505 SOMBRERO Blvd |  | Polytube | Yes |  | 2024-08-08 |  | PVC | 1973 | Yes |  | 2024-08-08 |  | Non-lead
023940 | 455 89TH OCEAN ST |  | Polytube | Yes |  | 2023-01-20 |  | PVC | 1974 | Yes |  | 2023-01-20 |  | Non-lead
023941 | 453 89TH OCEAN ST |  | Polytube | Yes |  | 2022-05-16 |  | PVC | 1970 | Yes |  | 2022-05-16 |  | Non-lead
023942 | 8 CLARA BLVD |  | PVC | Yes |  | 2022-10-22 |  | PVC | 1973 | Yes |  | 2022-10-22 |  | Non-lead
023943 | 6 CLARA BLVD |  | PVC | Yes |  | 2022-10-22 |  | PVC | 1973 | Yes |  | 2022-10-22 |  | Non-lead
023944 | WEST 1333 75TH OCEAN ST |  | Copper | Yes |  | 2023-01-19 |  | PVC | 1973 | Yes |  | 2023-01-19 |  | Non-lead
023945 | 780 122ND ST OCEAN |  | Polytube | Yes |  | 2023-06-14 |  | PVC | 1980 | Yes |  | 2023-06-14 |  | Non-lead
023946 | 350 9TH ST |  | Polytube | Yes |  | 2023-10-11 |  | PVC | 1971 | Yes |  | 2023-10-11 |  | Non-lead
023947 | 400 10TH ST |  | Polytube | Yes |  | 2023-05-03 |  | PVC | 1974 | Yes |  | 2023-05-03 |  | Non-lead
023948 | 410 10TH ST |  | Polytube | Yes |  | 2024-09-09 |  | Polytube | 1974 | Yes |  | 2024-09-09 |  | Non-lead
023949 | 430 10TH ST |  | Polytube | Yes |  | 2023-05-03 |  | PVC | 1974 | Yes |  | 2023-05-03 |  | Non-lead
023950 | 420 10TH ST |  | Polytube | Yes |  | 2023-05-03 |  | PVC | 1974 | Yes |  | 2023-05-03 |  | Non-lead
023951 | 440 10TH ST |  | Copper | Yes |  | 2022-10-22 |  | PVC | 1974 | Yes |  | 2022-10-22 |  | Non-lead
023952 | 450 10TH ST |  | Unknown | Yes |  | 2023-06-09 |  | Unknown | 1974 | Yes |  | 2023-06-09 |  | Lead Status Unknown
023953 | 490 PORGY DR |  | Polytube | Yes |  | 2023-09-12 |  | PVC | 1973 | Yes |  | 2023-09-12 |  | Non-lead
023954 | 593 SOMBRERO BEACH RD |  | Polytube | Yes |  | 2024-06-20 |  | PVC | 1974 | Yes |  | 2024-06-20 |  | Non-lead
023955 | 591 SOMBRERO BEACH Rd |  | Polytube | Yes |  | 2024-05-21 |  | PVC | 1974 | Yes |  | 2024-05-21 |  | Non-lead
023956 | 1500 YELLOWTAIL DR |  | Polytube | Yes |  | 2023-04-20 |  | PVC | 1973 | Yes |  | 2023-04-20 |  | Non-lead
023957 | LOT 101 6800 MALONEY AVE |  | PVC | Yes |  | 2023-03-06 |  | PVC | 1987 | Yes |  | 2023-03-06 |  | Non-lead
023958 | 11683 6TH OCEAN AVE |  | Polytube | Yes |  | 2022-09-29 |  | PVC | 1974 | Yes |  | 2022-09-29 |  | Non-lead
023959 | 150 E 63RD OCEAN ST |  | Polytube | Yes |  | 2023-03-09 |  | PVC | 1973 | Yes |  | 2023-03-09 |  | Non-lead
023960 | 100 E 63RD OCEAN ST |  | Copper | Yes |  | 2024-07-08 |  | PVC | 1973 | Yes |  | 2024-07-08 |  | Non-lead
023961 | 9 SOMBRERO BLVD |  | Polytube | Yes |  | 2024-07-12 |  | PVC | 1973 | Yes |  | 2024-07-12 |  | Non-lead
023962 | 21045 3RD CUDJOE GDN AVE |  | Polytube | Yes |  | 2022-10-31 |  | PVC | 1973 | Yes |  | 2022-10-31 |  | Non-lead
023963 | 22826 CUDJOE DR |  | Unknown, Non-Lead | Yes |  | 2022-04-04 |  | Unknown, Non-Lead | 1988 | Yes |  | 2022-04-04 |  | Non-lead
023964 | 5650 FIRST AVE |  | Polytube | Yes |  | 2023-03-06 |  | PVC | 1974 | Yes |  | 2023-03-06 |  | Non-lead
023965 | 5680 1ST AVE |  | Polytube | Yes |  | 2023-03-06 |  | PVC | 1975 | Yes |  | 2023-03-06 |  | Non-lead
023966 | 1765 BAYVIEW DR |  | Unknown, Non-Lead | Yes |  | 2019-01-28 |  | Unknown, Non-Lead | 1999 | Yes |  | 2019-01-28 |  | Non-lead
023967 | MARA OPS OFFICE 3375 OVERSEAS HWY |  | Polytube | Yes |  | 2023-02-07 |  | Polytube | 1963 | Yes |  | 2023-02-07 |  | Non-lead
023968 | REAR 1016 VARELA ST |  | Polytube | Yes |  | 2024-04-30 |  | PVC | 1938 | Yes |  | 2024-04-30 |  | Non-lead
023970 | APT 3 818 ELIZABETH ST |  | Polytube | Yes |  | 2023-01-03 |  | PVC | 1928 | Yes |  | 2023-01-03 |  | Non-lead
023971 | 821 FLAGSHIP DR |  | Polytube | Yes |  | 2024-01-03 |  | PVC | 1973 | Yes |  | 2024-01-03 |  | Non-lead
023972 | 31568 AVENUE D |  | Polytube | Yes |  | 2023-11-21 |  | PVC | 1966 | Yes |  | 2023-11-21 |  | Non-lead
023973 | 1426 ASHBY ST |  | Polytube | No |  |  |  | Polytube | 1974 | No |  |  |  | Non-lead
023974 | 23 CACTUS DR |  | Polytube | Yes |  | 2023-07-19 |  | Polytube | 1967 | Yes |  | 2023-07-19 |  | Non-lead
023975 | 3184 OVERSEAS HWY |  | Polytube | Yes |  | 2024-04-03 |  | PVC | 1963 | Yes |  | 2024-04-03 |  | Non-lead
023976 | 457 DROST DR |  | Polytube | Yes |  | 2024-02-28 |  | PVC | 1973 | Yes |  | 2024-02-28 |  | Non-lead
023977 | 134 GARDEN ST |  | Unknown, Non-Lead | Yes |  | 2020-05-06 |  | PVC | 2011 | Yes |  | 2020-05-06 |  | Non-lead
023978 | 300 OCEAN DR, LAUNDRY |  | Unknown | Yes |  | 2023-02-02 |  | PVC | 1974 | Yes |  | 2023-02-02 |  | Lead Status Unknown
023979 | 1003 GIBRALTAR RD |  | Polytube | Yes |  | 2023-01-27 |  | PVC | 1973 | Yes |  | 2023-01-27 |  | Non-lead
023980 | 102400 OVERSEAS HWY |  | Copper | Yes |  | 2023-02-08 |  | PVC | 1969 | Yes |  | 2023-02-08 |  | Non-lead
023981 | 8 PELICAN RD |  | Polytube | Yes |  | 2023-05-04 |  | PVC | 1969 | Yes |  | 2023-05-04 |  | Non-lead
023982 | 12 DRURY DR |  | Polytube | Yes |  | 2023-01-31 |  | PVC | 1973 | Yes |  | 2023-01-31 |  | Non-lead
023983 | 16 DRURY DR |  | Polytube | Yes |  | 2023-02-02 |  | PVC | 1973 | Yes |  | 2023-02-02 |  | Non-lead
023984 | 18 DRURY DR |  | PVC | Yes |  | 2022-08-23 |  | PVC | 1973 | Yes |  | 2022-08-23 |  | Non-lead
023985 | 224 UPPER MATECUMBE RD |  | Polytube | Yes |  | 2023-05-04 |  | PVC | 1971 | Yes |  | 2023-05-04 |  | Non-lead
023986 | 1025 DOVE RD |  | Polytube | Yes |  | 2022-07-21 |  | PVC | 1974 | Yes |  | 2022-07-21 |  | Non-lead
023987 | 424 COLLINS ST |  | Polytube | Yes |  | 2022-11-03 |  | PVC | 1976 | Yes |  | 2022-11-03 |  | Non-lead
023988 | 207 HUMPTY DUMPTY DR |  | Copper | Yes |  | 2022-09-19 |  | PVC | 1973 | Yes |  | 2022-09-19 |  | Non-lead
023989 | 311 JANET PL |  | Polytube | Yes |  | 2022-11-29 |  | PVC | 1974 | Yes |  | 2022-11-29 |  | Non-lead
023990 | 211 PIMILICO LN |  | Copper | Yes |  | 2023-05-04 |  | PVC | 1972 | Yes |  | 2023-05-04 |  | Non-lead
023991 | UNIT B 216 ST CROIX PL |  | Polytube | Yes |  | 2022-11-10 |  | PVC | 1973 | Yes |  | 2022-11-10 |  | Non-lead
023992 | 211 LANCE LN |  | Unknown, Non-Lead | Yes |  | 2018-09-21 |  | PVC | 2012 | Yes |  | 2018-09-21 |  | Non-lead
023993 | 62 SHORELAND DR |  | Polytube | Yes |  | 2022-08-18 |  | PVC | 1973 | Yes |  | 2022-08-18 |  | Non-lead
023994 | 10 GAYTON PL |  | Copper | Yes |  | 2022-09-21 |  | PVC | 1974 | Yes |  | 2022-09-21 |  | Non-lead
023995 | 11 SUNSET RD |  | Polytube | Yes |  | 2022-07-21 |  | PVC | 1973 | Yes |  | 2022-07-21 |  | Non-lead
023996 | 520 BOYD DR |  | Copper | Yes |  | 2023-05-04 |  | PVC | 1974 | Yes |  | 2023-05-04 |  | Non-lead
023997 | 151 LONG KEY ST |  | Polytube | Yes |  | 2023-05-04 |  | PVC | 1970 | Yes |  | 2023-05-04 |  | Non-lead
023998 | 208 ORANGE BLOSSOM RD |  | Polytube | Yes |  | 2022-05-17 |  | PVC | 1974 | Yes |  | 2022-05-17 |  | Non-lead
023999 | 1026 DOVE RD |  | Polytube | Yes |  | 2022-07-21 |  | PVC | 1973 | Yes |  | 2022-07-21 |  | Non-lead
024000 | 117 WESTMINSTER DR |  | Unknown, Non-Lead | Yes |  | 2020-10-16 |  | Unknown, Non-Lead | 2016 | Yes |  | 2020-10-16 |  | Non-lead
024001 | 34 TARPON AVE |  | Polytube | Yes |  | 2022-07-25 |  | PVC | 1978 | Yes |  | 2022-07-25 |  | Non-lead
024002 | 6 FLAMINGO RD |  | Unknown, Non-Lead | Yes |  | 2020-09-04 |  | Unknown, Non-Lead | 2006 | Yes |  | 2020-09-04 |  | Non-lead
024003 | 904 TROPICAL LN |  | Copper | Yes |  | 2023-11-06 |  | PVC | 1973 | Yes |  | 2023-11-06 |  | Non-lead
024004 | 1616 MONMOUTH LN |  | Polytube | Yes |  | 2024-02-21 |  | PVC | 1973 | Yes |  | 2024-02-21 |  | Non-lead
024005 | 143 LONG KEY RD |  | Unknown, Non-Lead | Yes |  | 2021-05-04 |  | Unknown, Non-Lead | 1999 | Yes |  | 2021-05-04 |  | Non-lead
024006 | 218 SECOND ST |  | Polytube | Yes |  | 2022-10-17 |  | PVC | 1973 | Yes |  | 2022-10-17 |  | Non-lead
024007 | 91940 OVERSEAS HWY |  | Polytube | Yes |  | 2023-02-08 |  | PVC | 1973 | Yes |  | 2023-02-08 |  | Non-lead
024008 | #1 206 ATLANTIC APT BLVD |  | Polytube | Yes |  | 2022-06-24 |  | PVC | 1974 | Yes |  | 2022-06-24 |  | Non-lead
024009 | 836 NORWOOD AVE |  | Polytube | Yes |  | 2023-05-04 |  | PVC | 1975 | Yes |  | 2023-05-04 |  | Non-lead
024010 | 1504 AQUEDUCT LANE |  | Copper | Yes |  | 2023-05-04 |  | PVC | 1974 | Yes |  | 2023-05-04 |  | Non-lead
024011 | 44 S ANDROS RD |  | Polytube | Yes |  | 2023-03-01 |  | PVC | 1971 | Yes |  | 2023-03-01 |  | Non-lead
024012 | 909 ESTALL ST |  | Polytube | Yes |  | 2023-02-01 |  | PVC | 1964 | Yes |  | 2023-02-01 |  | Non-lead
024013 | 1496 AQUEDUCT LN |  | Unknown, Non-Lead | Yes |  | 2022-09-30 |  | Unknown, Non-Lead | 1999 | Yes |  | 2022-09-30 |  | Non-lead
024014 | 929 PLANTATION RD |  | Unknown | Yes |  | 2022-08-09 |  | Polytube | 1974 | Yes |  | 2022-08-09 |  | Lead Status Unknown
024015 | 1003 CRANE ST |  | Polytube | Yes |  | 2024-08-16 |  | PVC | 1973 | Yes |  | 2024-08-16 |  | Non-lead
024016 | 1001 CRANE ST |  | Polytube | Yes |  | 2023-05-04 |  | PVC | 1973 | Yes |  | 2023-05-04 |  | Non-lead
024017 | 1500 SHAW P8 DR |  | Copper | Yes |  | 2024-09-23 |  | PVC | 1973 | Yes |  | 2024-09-23 |  | Non-lead
024018 | 41 ROCK HARBOR DR |  | Polytube | Yes |  | 2023-02-06 |  | PVC | 1973 | Yes |  | 2023-02-06 |  | Non-lead
024019 | 222 SECOND RD |  | Polytube | Yes |  | 2022-10-17 |  | PVC | 1974 | Yes |  | 2022-10-17 |  | Non-lead
024020 | 102250 OVERSEAS HWY |  | Polytube | Yes |  | 2023-02-08 |  | PVC | 1974 | Yes |  | 2023-02-08 |  | Non-lead
024021 | BLDG T |  | PVC | Yes |  | 2022-09-20 |  | PVC | 1972 | Yes |  | 2022-09-20 |  | Non-lead
024022 | BLDGS LMNOP |  | PVC | Yes |  | 2023-01-25 |  | PVC | 1972 | Yes |  | 2023-01-25 |  | Non-lead
024023 | S BLDG 8 |  | Copper | Yes |  | 2022-09-20 |  | Copper | 1972 | Yes |  | 2022-09-20 |  | Non-lead
024024 | BLDG R |  | Polytube | Yes |  | 2023-02-02 |  | PVC | 1972 | Yes |  | 2023-02-02 |  | Non-lead
024025 | BLDG U |  | PVC | Yes |  | 2022-09-20 |  | PVC | 1972 | Yes |  | 2022-09-20 |  | Non-lead
024026 | BLDG A |  | PVC | Yes |  | 2022-09-20 |  | PVC | 1972 | Yes |  | 2022-09-20 |  | Non-lead
024027 | 96000 hWY OVERSEAS (BLDG B) |  | PVC | Yes |  | 2022-09-21 |  | PVC | 1972 | Yes |  | 2022-09-21 |  | Non-lead
024028 | LOT 041 6800 MALONEY AVE |  | PVC | Yes |  | 2023-12-07 |  | PVC | 1974 | Yes |  | 2023-12-07 |  | Non-lead
024029 | 7 ALLAMANDA TERR |  | Polytube | Yes |  | 2022-05-04 |  | PVC | 1974 | Yes |  | 2022-05-04 |  | Non-lead
024030 | A27 12TH AVE |  | Polytube | Yes |  | 2023-03-08 |  | PVC | 1973 | Yes |  | 2023-03-08 |  | Non-lead
024031 | 23094 BONITA LN |  | Polytube | Yes |  | 2022-11-18 |  | PVC | 1974 | Yes |  | 2022-11-18 |  | Non-lead
024032 | 237 LAFITTE RD |  | Polytube | Yes |  | 2023-01-23 |  | PVC | 1973 | Yes |  | 2023-01-23 |  | Non-lead
024033 | 3954 NO NAME RD |  | Polytube | Yes |  | 2023-04-18 |  | PVC | 1974 | Yes |  | 2023-04-18 |  | Non-lead
024034 | #1 3970 NO NAME RD |  | Polytube | Yes |  | 2023-01-11 |  | PVC | 1967 | Yes |  | 2023-01-11 |  | Non-lead
024035 | 29119 HIBISCUS LN |  | Polytube | Yes |  | 2022-12-15 |  | PVC | 1973 | Yes |  | 2022-12-15 |  | Non-lead
024036 | GORDON DR |  | Unknown, Non-Lead | No |  |  |  | Unknown, Non-Lead | 2020 | No |  |  |  | Non-lead
024037 | 144 LOBSTERTAIL DR |  | Polytube | Yes |  | 2022-12-12 |  | PVC | 1974 | Yes |  | 2022-12-12 |  | Non-lead
024038 | 27346 MARTINIQUE LN |  | Polytube | Yes |  | 2022-07-05 |  | PVC | 1985 | Yes |  | 2022-07-05 |  | Non-lead
024039 | 27336 MARTINIQUE LANE |  | Polytube | Yes |  | 2022-10-13 |  | PVC | 1975 | Yes |  | 2022-10-13 |  | Non-lead
024040 | 22814 OVERSEAS HWY |  | Polytube | Yes |  | 2022-12-29 |  | PVC | 1976 | Yes |  | 2022-12-29 |  | Non-lead
024041 | 31332 AVENUE C |  | Unknown, Non-Lead | No |  |  |  | Unknown, Non-Lead | 1994 | No |  |  |  | Non-lead
024042 | 1048 E BUTTONWOOD DR |  | Polytube | Yes |  | 2023-10-10 |  | PVC | 2001 | Yes |  | 2023-10-10 |  | Non-lead
024043 | 17017 BONITA LN W |  | Polytube | Yes |  | 2022-07-11 |  | PVC | 1975 | Yes |  | 2022-07-11 |  | Non-lead
024044 | 1775 BAYVIEW DR |  | Copper | Yes |  | 2023-01-25 |  | PVC | 1985 | Yes |  | 2023-01-25 |  | Non-lead
024045 | 27326 MARTINIQUE LANE |  | Polytube | Yes |  | 2022-10-13 |  | PVC | 1973 | Yes |  | 2022-10-13 |  | Non-lead
024046 | 3 ALLAMANDA TERR |  | Polytube | Yes |  | 2022-10-24 |  | PVC | 1974 | Yes |  | 2022-10-24 |  | Non-lead
024047 | LOT 027 6800 MALONEY AVE |  | PVC | Yes |  | 2023-05-11 |  | PVC |  | Yes |  | 2023-05-11 |  | Non-lead
024048 | 400 BALIDO TER |  | Polytube | Yes |  | 2024-03-18 |  | PVC | 1974 | Yes |  | 2024-03-18 |  | Non-lead
024049 | 335 SPICA LANE |  | Unknown, Non-Lead | Yes |  | 2020-07-31 |  | PVC | 2018 | Yes |  | 2020-07-31 |  | Non-lead
024050 | 263 MARS |  | Unknown, Non-Lead | No |  |  |  | Unknown, Non-Lead | 2005 | No |  |  |  | Non-lead
024052 | APT FRONT 904 FLEMING ST |  | Polytube | Yes |  | 2022-12-02 |  | Copper | 1934 | Yes |  | 2022-12-02 |  | Non-lead
024053 | 15 6TH AVE |  | Polytube | Yes |  | 2023-03-08 |  | PVC | 1973 | Yes |  | 2023-03-08 |  | Non-lead
024054 | E50 12TH AVE |  | Polytube | Yes |  | 2023-03-08 |  | PVC | 1973 | Yes |  | 2023-03-08 |  | Non-lead
024055 | A8 12TH AVE |  | Polytube | Yes |  | 2023-03-08 |  | PVC | 1973 | Yes |  | 2023-03-08 |  | Non-lead
024058 | 200 41 ST |  | Unknown, Non-Lead | Yes |  | 2019-07-30 |  | PVC | 1991 | Yes |  | 2019-07-30 |  | Non-lead
024059 | APT 1 302 SOMBRERO BCH RD |  | Polytube | Yes |  | 2024-09-16 |  | PVC | 1985 | Yes |  | 2024-09-16 |  | Non-lead
024060 | 400 5TH ST |  | Copper | Yes |  | 2022-10-22 |  | PVC | 1977 | Yes |  | 2022-10-22 |  | Non-lead
024061 | 233 66TH OCEAN ST |  | Polytube | Yes |  | 2023-02-22 |  | PVC | 1973 | Yes |  | 2023-02-22 |  | Non-lead
024062 | A 247 66TH OCEAN ST |  | Polytube | Yes |  | 2024-06-14 |  | PVC | 1973 | Yes |  | 2024-06-14 |  | Non-lead
024063 | APT B 247 66TH OCEAN ST |  | Unknown, Non-Lead | No |  |  |  | Unknown, Non-Lead | 1998 | No |  |  |  | Non-lead
024064 | 955 70TH GULF ST |  | Copper | Yes |  | 2023-03-15 |  | PVC | 1973 | Yes |  | 2023-03-15 |  | Non-lead
024065 | 740 9TH St |  | Polytube | Yes |  | 2023-09-06 |  | PVC | 1975 | Yes |  | 2023-09-06 |  | Non-lead
024066 | 750 9TH ST |  | Copper | Yes |  | 2022-10-22 |  | PVC | 1975 | Yes |  | 2022-10-22 |  | Non-lead
024067 | 450 12TH ST |  | Polytube | Yes |  | 2022-10-22 |  | PVC | 1974 | Yes |  | 2022-10-22 |  | Non-lead
024068 | 530 10TH ST |  | Polytube | Yes |  | 2023-07-17 |  | PVC | 1974 | Yes |  | 2023-07-17 |  | Non-lead
024069 | 520 10TH ST |  | Copper | Yes |  | 2022-10-22 |  | PVC | 1985 | Yes |  | 2022-10-22 |  | Non-lead
024070 | 538 W 65TH OCEAN ST |  | Polytube | Yes |  | 2023-03-15 |  | PVC | 1971 | Yes |  | 2023-03-15 |  | Non-lead
024071 | GULF 10983 6TH AVE |  | Polytube | Yes |  | 2022-11-21 |  | PVC | 1974 | Yes |  | 2022-11-21 |  | Non-lead
024072 | 637 12TH STREET GULF |  | Copper | Yes |  | 2022-12-12 |  | PVC | 1972 | Yes |  | 2022-12-12 |  | Non-lead
024073 | 2645 SOMBRERO BLVD |  | Polytube | Yes |  | 2022-06-29 |  | PVC | 1974 | Yes |  | 2022-06-29 |  | Non-lead
024074 | 1103 76TH OCEAN ST |  | Unknown, Non-Lead | Yes |  | 2018-10-31 |  | PVC | 2019 | Yes |  | 2018-10-31 |  | Non-lead
024075 | GULF 711 61ST ST |  | Polytube | Yes |  | 2023-03-08 |  | PVC |  | Yes |  | 2023-03-08 |  | Non-lead
024076 | 9551 OVERSEAS HWY |  | Polytube | Yes |  | 2023-05-30 |  | PVC | 1973 | Yes |  | 2023-05-30 |  | Non-lead
024077 | 38 COCO PLUM DR |  | Copper | Yes |  | 2023-01-27 |  | PVC | 1973 | Yes |  | 2023-01-27 |  | Non-lead
024078 | GULF 201 124TH ST |  | Unknown, Non-Lead | Yes |  | 2024-08-07 |  | PVC | 2007 | Yes |  | 2024-08-07 |  | Non-lead
024079 | 203 124TH GULF ST |  | Unknown, Non-Lead | Yes |  | 2024-08-07 |  | PVC | 2007 | Yes |  | 2024-08-07 |  | Non-lead
024080 | 240 1ST ST |  | Polytube | Yes |  | 2022-10-22 |  | PVC | 1973 | Yes |  | 2022-10-22 |  | Non-lead
024084 | 1509 SEMINARY ST |  | Polytube | Yes |  | 2022-10-31 |  | Copper | 1943 | Yes |  | 2022-10-31 |  | Non-lead
024085 | 785 E CARRIBEAN DR |  | Polytube | Yes |  | 2023-04-24 |  | PVC | 1975 | Yes |  | 2023-04-24 |  | Non-lead
024086 | 346 BOUNDARY LN |  | Polytube | Yes |  | 2023-10-30 |  | PVC | 2018 | Yes |  | 2023-10-30 |  | Non-lead
024087 | 4113 EAGLE AVE |  | Polytube | Yes |  | 2023-05-04 |  | PVC | 1975 | Yes |  | 2023-05-04 |  | Non-lead
024088 | 606 PETRONIA ST |  | Polytube | Yes |  | 2023-01-25 |  | PVC | 1923 | Yes |  | 2023-01-25 |  | Non-lead
024089 | 324 BOCA CHICA RD |  | Polytube | Yes |  | 2022-09-26 |  | PVC | 1975 | Yes |  | 2022-09-26 |  | Non-lead
024090 | 27332 ST MARTIN LN |  | Polytube | Yes |  | 2023-05-04 |  | PVC | 1974 | Yes |  | 2023-05-04 |  | Non-lead
024091 | 523 IXORA DR |  | Polytube | Yes |  | 2022-11-14 |  | PVC | 1976 | Yes |  | 2022-11-14 |  | Non-lead
024092 | 1091 BAY DR |  | Polytube | Yes |  | 2023-04-24 |  | PVC | 1974 | Yes |  | 2023-04-24 |  | Non-lead
024093 | 17 CYPRESS AVE |  | Polytube | Yes |  | 2023-08-01 |  | PVC | 1976 | Yes |  | 2023-08-01 |  | Non-lead
024094 | 2000 COCO PLUM DR |  | Polytube | Yes |  | 2022-10-22 |  | Copper | 1985 | Yes |  | 2022-10-22 |  | Non-lead
024095 | 118 E CARRIBBEAN DR |  | Polytube | Yes |  | 2023-04-24 |  | PVC | 1973 | Yes |  | 2023-04-24 |  | Non-lead
024096 | 1203 17TH TER |  | Polytube | Yes |  | 2025-07-14 |  | Copper | 1974 | Yes |  | 2025-07-14 |  | Non-lead
024098 | 3708 PEARLMAN CT |  | Polytube | Yes |  | 2022-06-17 |  | Copper | 1973 | Yes |  | 2022-06-17 |  | Non-lead
024099 | 90 KEY HAVEN RD |  | Polytube | Yes |  | 2022-11-07 |  | PVC | 1974 | Yes |  | 2022-11-07 |  | Non-lead
024100 | LOT 051 6800 MALONEY AVE |  | PVC | Yes |  | 2023-08-01 |  | PVC | 1975 | Yes |  | 2023-08-01 |  | Non-lead
024101 | LOT 050 6800 MALONEY AVE |  | Unknown, Non-Lead | Yes |  | 2019-12-31 |  | Unknown, Non-Lead | 2007 | Yes |  | 2019-12-31 |  | Non-lead
024102 | A3 12TH AVE |  | Polytube | Yes |  | 2023-02-28 |  | PVC | 1973 | Yes |  | 2023-02-28 |  | Non-lead
024103 | REAR 909 GRINNELL ST |  | Polytube | Yes |  | 2023-10-18 |  | Copper | 1959 | Yes |  | 2023-10-18 |  | Non-lead
024104 | LOT 052 6800 MALONEY AVE |  | Unknown, Non-Lead | Yes |  | 2022-11-10 |  | PVC | 1988 | Yes |  | 2022-11-10 |  | Non-lead
024105 | L25 B6 27348 ST VINCENT LN |  | Polytube | Yes |  | 2022-11-22 |  | PVC | 1973 | Yes |  | 2022-11-22 |  | Non-lead
024106 | 3944 MARY RD |  | Polytube | Yes |  | 2023-01-12 |  | PVC | 1974 | Yes |  | 2023-01-12 |  | Non-lead
024107 | 30324 PRINCE ST |  | Polytube | Yes |  | 2022-11-16 |  | PVC | 1973 | Yes |  | 2022-11-16 |  | Non-lead
024108 | #A 30830 WATSON BLVD |  | Polytube | Yes |  | 2024-06-13 |  | PVC | 1975 | Yes |  | 2024-06-13 |  | Non-lead
024110 | 31485 G AVE |  | Unknown, Non-Lead | No |  |  |  | Unknown, Non-Lead | 2000 | No |  |  |  | Non-lead
024111 | 30837 HAMMOCK DR |  | Polytube | Yes |  | 2022-11-09 |  | PVC | 1979 | Yes |  | 2022-11-09 |  | Non-lead
024112 | 30321 HARDIN RD |  | Polytube | Yes |  | 2022-11-16 |  | PVC | 1972 | Yes |  | 2022-11-16 |  | Non-lead
024113 | 1569 FERN AVE |  | Polytube | Yes |  | 2022-07-05 |  | PVC | 1972 | Yes |  | 2022-07-05 |  | Non-lead
024114 | 31441 AVENUE G |  | Polytube | Yes |  | 2023-05-18 |  | PVC |  | Yes |  | 2023-05-18 |  | Non-lead
024115 | 30374 COCONUT HWY |  | Polytube | Yes |  | 2022-11-15 |  | PVC | 1973 | Yes |  | 2022-11-15 |  | Non-lead
024116 | 31226 AVENUE E |  | Polytube | Yes |  | 2022-11-08 |  | PVC | 1985 | Yes |  | 2022-11-08 |  | Non-lead
024117 | 31234 E AVE |  | Polytube | Yes |  | 2022-10-25 |  | PVC | 1985 | Yes |  | 2022-10-25 |  | Non-lead
024118 | 31218 E AVE |  | Polytube | Yes |  | 2022-11-08 |  | PVC | 1975 | Yes |  | 2022-11-08 |  | Non-lead
024119 | TRAILER 31036 AVE J |  | Polytube | Yes |  | 2022-11-14 |  | Polytube | 1987 | Yes |  | 2022-11-14 |  | Non-lead
024120 | 30760 PALM DR |  | Polytube | Yes |  | 2022-11-14 |  | PVC | 1981 | Yes |  | 2022-11-14 |  | Non-lead
024121 | 27431 WEST INDIES DR |  | Polytube | Yes |  | 2024-03-26 |  | PVC | 1973 | Yes |  | 2024-03-26 |  | Non-lead
024122 | 31565 AVENUE A |  | Polytube | Yes |  | 2023-05-23 |  | PVC |  | Yes |  | 2023-05-23 |  | Non-lead
024123 | 27910 LOBSTER TAIL TRA |  | Polytube | Yes |  | 2024-06-04 |  | PVC | 1976 | Yes |  | 2024-06-04 |  | Non-lead
024125 | 981 BUTTONWOOD DR |  | Polytube | Yes |  | 2022-08-25 |  | PVC | 1975 | Yes |  | 2022-08-25 |  | Non-lead
024126 | 30829 DELGADO |  | Polytube | Yes |  | 2023-09-20 |  | PVC | 1975 | Yes |  | 2023-09-20 |  | Non-lead
024127 | 9 SAPPHIRE DR |  | Polytube | Yes |  | 2022-09-26 |  | PVC | 1973 | Yes |  | 2022-09-26 |  | Non-lead
024128 | 30895 GRANADA AVE |  | Polytube | Yes |  | 2022-11-17 |  | PVC | 1974 | Yes |  | 2022-11-17 |  | Non-lead
024129 | 2825 VENETIAN DR |  | Polytube | Yes |  | 2023-04-24 |  | PVC | 1974 | Yes |  | 2023-04-24 |  | Non-lead
024130 | 11140 OVERSEAS HIGHWAY |  | Polytube | Yes |  | 2023-05-09 |  | PVC | 1987 | Yes |  | 2023-05-09 |  | Non-lead
024131 | 389 N ANGLERS DR |  | Copper | Yes |  | 2024-03-18 |  | PVC | 1974 | Yes |  | 2024-03-18 |  | Non-lead
024133 | A25 12th AVE |  | Polytube | Yes |  | 2023-02-27 |  | PVC | 1973 | Yes |  | 2023-02-27 |  | Non-lead
024134 | 17 BAY DR |  | Polytube | Yes |  | 2023-10-02 |  | None |  | Yes |  | 2023-10-02 |  | Non-lead
024135 | 301 N ANGLERS DR |  | Copper | Yes |  | 2024-06-27 |  | PVC | 1974 | Yes |  | 2024-06-27 |  | Non-lead
024136 | UNIT 1 308 SOMBRERO BCH RD |  | Polytube | Yes |  | 2023-08-23 |  | PVC | 1974 | Yes |  | 2023-08-23 |  | Non-lead
024138 | 743 68TH ST OCEAN |  | Polytube | Yes |  | 2023-03-10 |  | PVC | 1980 | Yes |  | 2023-03-10 |  | Non-lead
024139 | 423 SOMBRERO Rd |  | Copper | Yes |  | 2022-09-13 |  | Copper | 1974 | Yes |  | 2022-09-13 |  | Non-lead
024141 | 416 HARBOR DRIVE |  | Polytube | Yes |  | 2022-10-22 |  | PVC | 1974 | Yes |  | 2022-10-22 |  | Non-lead
024142 | 203 W SEAVIEW DR |  | Polytube | Yes |  | 2023-05-17 |  | None | 1977 | Yes |  | 2023-05-17 |  | Non-lead
024143 | 418 HARBOR DRIVE |  | Polytube | Yes |  | 2022-10-22 |  | PVC | 1974 | Yes |  | 2022-10-22 |  | Non-lead
024144 | 970 E 75TH OCEAN ST |  | Polytube | Yes |  | 2023-03-25 |  | PVC | 1973 | Yes |  | 2023-03-25 |  | Non-lead
024145 | 720 COPA D'ORO |  | Polytube | Yes |  | 2022-06-01 |  | PVC | 1974 | Yes |  | 2022-06-01 |  | Non-lead
024146 | 641 64TH OCEAN ST |  | Polytube | Yes |  | 2024-05-21 |  | PVC | 1973 | Yes |  | 2024-05-21 |  | Non-lead
024147 | 111 MOCKINGBIRD LANE |  | Polytube | Yes |  | 2024-06-14 |  | PVC | 1979 | Yes |  | 2024-06-14 |  | Non-lead
024148 | 490 MARGATE DR |  | Polytube | Yes |  | 2023-08-25 |  | PVC | 1974 | Yes |  | 2023-08-25 |  | Non-lead
024149 | 1301 52ND GULF ST |  | Polytube | Yes |  | 2023-02-15 |  | PVC | 1974 | Yes |  | 2023-02-15 |  | Non-lead
024150 | OCEAN 570 81ST ST |  | Polytube | Yes |  | 2023-01-24 |  | PVC | 1987 | Yes |  | 2023-01-24 |  | Non-lead
024151 | 1070 79TH OCEAN ST |  | Polytube | Yes |  | 2023-01-19 |  | PVC | 1974 | Yes |  | 2023-01-19 |  | Non-lead
024152 | 59761 OVERSEAS HWY |  | Copper | Yes |  | 2023-02-24 |  | PVC | 1973 | Yes |  | 2023-02-24 |  | Non-lead
024153 | 972 73RD OCEAN ST |  | Polytube | Yes |  | 2024-06-13 |  | PVC | 1976 | Yes |  | 2024-06-13 |  | Non-lead
024154 | 974 73RD OCEAN ST |  | Unknown, Non-Lead | Yes |  | 2023-08-11 |  | Unknown, Non-Lead | 2003 | Yes |  | 2023-08-11 |  | Non-lead
024155 | 1114 73RD OCEAN ST |  | Polytube | Yes |  | 2022-08-15 |  | PVC | 1976 | Yes |  | 2022-08-15 |  | Non-lead
024156 | OCEAN 1116 73RD ST |  | Polytube | Yes |  | 2023-03-16 |  | PVC | 1976 | Yes |  | 2023-03-16 |  | Non-lead
024157 | LOT 19 DORSET DR |  | Unknown, Non-Lead | Yes |  | 2022-10-22 |  | No Piping | Vacant | Yes |  | 2022-10-22 |  | Non-lead
024158 | 930 W 75TH OCEAN ST |  | Polytube | Yes |  | 2023-07-12 |  | PVC | 1976 | Yes |  | 2023-07-12 |  | Non-lead
024159 | 1120 79TH OCEAN ST |  | Polytube | Yes |  | 2024-07-15 |  | PVC | 1975 | Yes |  | 2024-07-15 |  | Non-lead
024160 | LOT 028 6800 MALONEY AVE |  | Galvanized | Yes |  | 2023-02-16 |  | PVC | 1994 | Yes |  | 2023-02-21 |  | Galvanized Requiring Replacement
024161 | E49 12TH AVE |  | Polytube | Yes |  | 2023-02-27 |  | PVC | 1973 | Yes |  | 2023-02-27 |  | Non-lead
024162 | A24 12TH AVE |  | Polytube | Yes |  | 2023-02-27 |  | PVC | 1973 | Yes |  | 2023-02-27 |  | Non-lead
024163 | 249 GEIGER RD |  | Polytube | Yes |  | 2022-08-31 |  | PVC | 1970 | Yes |  | 2022-08-31 |  | Non-lead
024164 | 4 BEACH RD |  | Unknown, Non-Lead | Yes |  | 2019-10-17 |  | Unknown, Non-Lead | 2019 | Yes |  | 2019-10-17 |  | Non-lead
024165 | 1410 ROSE ST |  | Copper | Yes |  | 2024-01-25 |  | PVC | 1958 | Yes |  | 2024-01-25 |  | Non-lead
024167 | 96000 hwy Overseas BDLG D |  | Unknown | Yes |  | 2022-09-20 |  | PVC | 1972 | Yes |  | 2022-09-20 |  | Lead Status Unknown
024168 | BLDG K |  | Copper | Yes |  | 2022-09-20 |  | Copper | 1972 | Yes |  | 2022-09-20 |  | Non-lead
024169 | 96000 Hwy Overseas BLD/ E F G H I |  | PVC | Yes |  | 2022-09-20 |  | PVC | 1972 | Yes |  | 2022-09-20 |  | Non-lead
024170 | MAINT BLDG |  | Copper | Yes |  | 2022-09-21 |  | PVC | 1972 | Yes |  | 2022-09-21 |  | Non-lead
024171 | 137 WESTMINISTER DR |  | Copper | Yes |  | 2022-07-12 |  | PVC | 1973 | Yes |  | 2022-07-12 |  | Non-lead
024172 | #1 300 OCEAN DR |  | Unknown | Yes |  | 2023-02-02 |  | PVC | 1974 | Yes |  | 2023-02-02 |  | Lead Status Unknown
024173 | UNIT 2 300 OCEAN DR |  | Unknown | Yes |  | 2023-02-02 |  | PVC | 1974 | Yes |  | 2023-02-02 |  | Lead Status Unknown
024174 | UNIT 3 300 OCEAN DR |  | Unknown | Yes |  | 2023-02-02 |  | PVC | 1974 | Yes |  | 2023-02-02 |  | Lead Status Unknown
024175 | #6 300 OCEAN DR |  | Unknown | Yes |  | 2023-12-04 |  | PVC | 1974 | Yes |  | 2023-12-04 |  | Lead Status Unknown
024176 | UNIT 5 300 OCEAN DR |  | Unknown | Yes |  | 2024-05-30 |  | PVC | 1974 | Yes |  | 2024-05-30 |  | Lead Status Unknown
024177 | APT 4 300 OCEAN DR |  | Unknown | Yes |  | 2023-02-02 |  | PVC | 1974 | Yes |  | 2023-02-02 |  | Lead Status Unknown
024178 | #7 300 OCEAN DR |  | Unknown | Yes |  | 2023-02-02 |  | PVC | 1974 | Yes |  | 2023-02-02 |  | Lead Status Unknown
024179 | UNIT 20 300 OCEAN DR |  | Unknown | Yes |  | 2023-02-02 |  | PVC | 1974 | Yes |  | 2023-02-02 |  | Lead Status Unknown
024180 | UNIT 21 300 OCEAN DR |  | Unknown | Yes |  | 2023-02-02 |  | PVC | 1974 | Yes |  | 2023-02-02 |  | Lead Status Unknown
024181 | #22 300 OCEAN DR |  | Unknown | Yes |  | 2023-02-02 |  | PVC | 1974 | Yes |  | 2023-02-02 |  | Lead Status Unknown
024182 | #23 300 OCEAN DR |  | Unknown | Yes |  | 2023-02-02 |  | PVC | 1974 | Yes |  | 2023-02-02 |  | Lead Status Unknown
024183 | UNIT 24 300 OCEAN DR |  | Unknown | Yes |  | 2024-09-20 |  | PVC | 1974 | Yes |  | 2024-09-20 |  | Lead Status Unknown
024184 | #25 300 OCEAN DR |  | Unknown | Yes |  | 2023-02-02 |  | PVC | 1974 | Yes |  | 2023-02-02 |  | Lead Status Unknown
024185 | UNIT 26 300 OCEAN DR |  | Unknown | Yes |  | 2024-02-13 |  | PVC | 1974 | Yes |  | 2024-02-13 |  | Lead Status Unknown
024186 | UNIT 27 300 OCEAN DR |  | Unknown | Yes |  | 2024-04-12 |  | PVC | 1974 | Yes |  | 2024-04-12 |  | Lead Status Unknown
024187 | #28 300 OCEAN DR |  | Unknown | Yes |  | 2023-02-02 |  | PVC | 1974 | Yes |  | 2023-02-02 |  | Lead Status Unknown
024188 | 18 SHORELAND DR |  | Polytube | Yes |  | 2022-10-27 |  | PVC | 1974 | Yes |  | 2022-10-27 |  | Non-lead
024189 | 32 TRANSYLVANIA AVE |  | Polytube | Yes |  | 2022-10-31 |  | PVC | 1974 | Yes |  | 2022-10-31 |  | Non-lead
024190 | 30 JEWFISH AVE |  | Polytube | Yes |  | 2022-11-04 |  | PVC | 1974 | Yes |  | 2022-11-04 |  | Non-lead
024191 | 1003 HIALEAH LN |  | Polytube | Yes |  | 2023-05-04 |  | PVC | 1980 | Yes |  | 2023-05-04 |  | Non-lead
024192 | 217 BANYAN LN |  | Polytube | Yes |  | 2023-02-13 |  | PVC | 1987 | Yes |  | 2023-02-13 |  | Non-lead
024193 | #2 206 ATLANTIC BLVD |  | Polytube | Yes |  | 2023-06-15 |  | PVC | 1974 | Yes |  | 2023-06-15 |  | Non-lead
024194 | 47 JENNY LANE |  | Polytube | Yes |  | 2023-01-10 |  | PVC | 1968 | Yes |  | 2023-01-10 |  | Non-lead
024195 | 49 JENNY LANE |  | Polytube | Yes |  | 2023-06-26 |  | PVC | 1964 | Yes |  | 2023-06-26 |  | Non-lead
024196 | 222 CUBA RD |  | Unknown, Non-Lead | Yes |  | 2022-04-13 |  | PVC | 1990 | Yes |  | 2022-04-13 |  | Non-lead
024197 | 41 ORANGE AVE |  | Unknown | Yes |  | 2022-05-17 |  | Unknown | 1973 | Yes |  | 2022-05-17 |  | Lead Status Unknown
024198 | 23 TINA PL |  | Polytube | Yes |  | 2022-11-30 |  | PVC | 1959 | Yes |  | 2022-11-30 |  | Non-lead
024199 | 342 BURTON DR |  | Polytube | Yes |  | 2023-01-31 |  | PVC | 1979 | Yes |  | 2023-01-31 |  | Non-lead
024200 | 27 BUNTING DR |  | Polytube | Yes |  | 2022-07-14 |  | PVC | 1967 | Yes |  | 2022-07-14 |  | Non-lead
024201 | 372 MAHOGANY DR |  | Polytube | Yes |  | 2023-01-10 |  | PVC | 1974 | Yes |  | 2023-01-10 |  | Non-lead
024202 | 245 LA PALOMA RD |  | Polytube | Yes |  | 2023-01-10 |  | PVC | 1974 | Yes |  | 2023-01-10 |  | Non-lead
024203 | 4 FLAMINGO RD |  | Unknown, Non-Lead | No |  |  |  | Unknown, Non-Lead | 2006 | No |  |  |  | Non-lead
024204 | 81 AVENUE A |  | Unknown, Non-Lead | Yes |  | 2023-03-31 |  | PVC | 2014 | Yes |  | 2023-03-31 |  | Non-lead
024205 | 1304 CALDER RD |  | Unknown, Non-Lead | Yes |  | 2021-05-13 |  | Unknown, Non-Lead | 1993 | Yes |  | 2021-05-13 |  | Non-lead
024206 | 145 GRASSY RD |  | Polytube | Yes |  | 2023-05-04 |  | PVC | 1972 | Yes |  | 2023-05-04 |  | Non-lead
024207 | 290 ST THOMAS AVE |  | Unknown | Yes |  | 2024-04-24 |  | Unknown | 1973 | Yes |  | 2024-04-24 |  | Lead Status Unknown
024208 | 234 CUBA RD |  | Unknown, Non-Lead | Yes |  | 2020-10-19 |  | Unknown, Non-Lead | 1990 | Yes |  | 2020-10-19 |  | Non-lead
024209 | 173 LA PALOMA RD |  | Polytube | Yes |  | 2023-01-10 |  | PVC | 1979 | Yes |  | 2023-01-10 |  | Non-lead
024210 | 1003 ROSE ST |  | Polytube | Yes |  | 2024-01-03 |  | PVC | 1964 | Yes |  | 2024-01-03 |  | Non-lead
024211 | 2 SILVER SPRINGS / FLORIDA DR |  | Unknown, Non-Lead | Yes |  | 2020-01-28 |  | Unknown, Non-Lead | 2010 | Yes |  | 2020-01-28 |  | Non-lead
024212 | 1614 MONMOUTH LN |  | Copper | Yes |  | 2023-06-08 |  | PVC | 1980 | Yes |  | 2023-06-08 |  | Non-lead
024213 | 1412 CALDER RD |  | Copper | Yes |  | 2023-05-04 |  | PVC | 1972 | Yes |  | 2023-05-04 |  | Non-lead
024214 | 509 OLDSMAR LANE |  | Unknown, Non-Lead | No |  |  |  | Unknown, Non-Lead | 1991 | No |  |  |  | Non-lead
024215 | 511 OLDSMAR LN |  | Unknown, Non-Lead | Yes |  | 2021-09-07 |  | Unknown, Non-Lead | 1991 | Yes |  | 2021-09-07 |  | Non-lead
024216 | 28 PIRATES DR |  | Polytube | Yes |  | 2023-02-06 |  | PVC | 1974 | Yes |  | 2023-02-06 |  | Non-lead
024217 | 104 SIRUIS LN |  | Polytube | Yes |  | 2022-09-26 |  | PVC | 1977 | Yes |  | 2022-09-26 |  | Non-lead
024218 | #1 1217 SOMBRERO Blvd |  | Polytube | Yes |  | 2023-04-19 |  | PVC | 1975 | Yes |  | 2023-04-19 |  | Non-lead
024219 | 200 KEY HAVEN RD |  | Polytube | Yes |  | 2022-11-07 |  | PVC | 1974 | Yes |  | 2022-11-07 |  | Non-lead
024220 | APT REAR 605 SIMONTON ST |  | Polytube | Yes |  | 2022-10-31 |  | PVC | 1901 | Yes |  | 2022-10-31 |  | Non-lead
024221 | APT A 605 SIMONTON ST |  | PVC | Yes |  | 2023-03-06 |  | PVC | 1901 | Yes |  | 2023-03-06 |  | Non-lead
024222 | E25 11TH AVE |  | Polytube | Yes |  | 2023-02-27 |  | PVC | 1974 | Yes |  | 2023-02-27 |  | Non-lead
024223 | D49 11TH AVE |  | Polytube | Yes |  | 2023-03-08 |  | PVC | 1974 | Yes |  | 2023-03-08 |  | Non-lead
024224 | 23 6TH AVE |  | Polytube | Yes |  | 2023-03-08 |  | PVC | 1973 | Yes |  | 2023-03-08 |  | Non-lead
024225 | E23 11TH AVE |  | Polytube | Yes |  | 2023-03-08 |  | PVC | 1974 | Yes |  | 2023-03-08 |  | Non-lead
024226 | 9699 OVERSEAS HWY |  | Polytube | Yes |  | 2024-07-01 |  | PVC | 1973 | Yes |  | 2024-07-01 |  | Non-lead
024227 | 59752 PARADISE PL |  | Copper | Yes |  | 2022-10-22 |  | PVC | 1982 | Yes |  | 2022-10-22 |  | Non-lead
024228 | 8075 TUNA DR |  | Polytube | Yes |  | 2024-05-28 |  | PVC | 1974 | Yes |  | 2024-05-28 |  | Non-lead
024229 | 251 4TH ST |  | Polytube | Yes |  | 2022-10-22 |  | PVC | 1974 | Yes |  | 2022-10-22 |  | Non-lead
024230 | 4711 OVERSEAS HWY |  | Polytube | Yes |  | 2024-09-05 |  | PVC | 1973 | Yes |  | 2024-09-05 |  | Non-lead
024231 | APT A 520 22ND OCEAN ST |  | PVC | Yes |  | 2025-04-25 |  | PVC | 1977 | Yes |  | 2024-03-15 |  | Non-lead
024232 | 402 HARBOR DR |  | Polytube | Yes |  | 2022-10-22 |  | PVC | 1984 | Yes |  | 2022-10-22 |  | Non-lead
024233 | 10960 3RD GULF AVE |  | Copper | Yes |  | 2022-11-16 |  | Copper | 1976 | Yes |  | 2022-11-16 |  | Non-lead
024234 | 311 4TH STREET |  | Copper | Yes |  | 2024-05-29 |  | PVC | 1974 | Yes |  | 2024-05-29 |  | Non-lead
024235 | 2801 SOMBRERO BLVD |  | Polytube | Yes |  | 2022-09-20 |  | PVC | 2020 | Yes |  | 2022-09-20 |  | Non-lead
024236 | APT A 111 ALYNN PL |  | Copper | Yes |  | 2023-02-02 |  | Copper | 1986 | Yes |  | 2023-02-02 |  | Non-lead
024237 | APT B 111 ALYNN PL |  | Copper | Yes |  | 2023-02-02 |  | PVC | 1986 | Yes |  | 2023-02-02 |  | Non-lead
024238 | APT A LS 111 E GULFWINDS LANE |  | Unknown | Yes |  | 2023-03-28 |  | Unknown | 1974 | Yes |  | 2023-03-28 |  | Lead Status Unknown
024239 | B 111 GULFWINDS Ln |  | Copper | Yes |  | 2023-01-25 |  | PVC | 1974 | Yes |  | 2023-01-25 |  | Non-lead
024240 | 281 9TH ST |  | Polytube | Yes |  | 2022-10-22 |  | PVC | 1974 | Yes |  | 2022-10-22 |  | Non-lead
024241 | 291 9TH ST |  | Copper | Yes |  | 2022-10-22 |  | PVC | 1974 | Yes |  | 2022-10-22 |  | Non-lead
024242 | 2691 SOMBRERO BLVD |  | Polytube | Yes |  | 2023-11-13 |  | PVC | 1976 | Yes |  | 2023-11-13 |  | Non-lead
024243 | 1003 W 75TH OCEAN ST |  | Polytube | Yes |  | 2024-06-28 |  | PVC | 1975 | Yes |  | 2024-06-28 |  | Non-lead
024244 | 2095 DOLPHIN DR |  | Polytube | Yes |  | 2023-01-30 |  | PVC | 1975 | Yes |  | 2023-01-30 |  | Non-lead
024245 | B 103 ALYNN PL |  | Unknown | Yes |  | 2023-02-09 |  | Unknown | 1979 | Yes |  | 2023-02-09 |  | Lead Status Unknown
024246 | A 103 ALYNN PL |  | Polytube | Yes |  | 2023-02-09 |  | PVC | 1979 | Yes |  | 2023-02-09 |  | Non-lead
024247 | OCEAN 987 100TH St |  | Polytube | Yes |  | 2022-12-05 |  | PVC | 1957 | Yes |  | 2022-12-05 |  | Non-lead
024249 | 763 W 63RD OCEAN ST |  | Copper | Yes |  | 2023-03-09 |  | PVC | 1958 | Yes |  | 2023-03-09 |  | Non-lead
024250 | NORTH 109 ANGLERS DR |  | Polytube | Yes |  | 2024-03-14 |  | Copper | 1995 | Yes |  | 2024-03-14 |  | Non-lead
024251 | 17176 BONITA LN W |  | Polytube | Yes |  | 2022-07-11 |  | PVC | 1974 | Yes |  | 2022-07-11 |  | Non-lead
024252 | 119 REDWING RD |  | Polytube | Yes |  | 2022-06-09 |  | PVC | 1974 | Yes |  | 2022-06-09 |  | Non-lead
024253 | 123 BAYVIEW ISLE DR |  | Polytube | Yes |  | 2022-06-15 |  | PVC | 1974 | Yes |  | 2022-06-15 |  | Non-lead
024254 | 106 BAYVIEW ISLE Dr |  | Polytube | Yes |  | 2023-05-05 |  | PVC | 1975 | Yes |  | 2023-05-05 |  | Non-lead
024255 | 1108 VENETIAN BLVD |  | Polytube | Yes |  | 2022-06-08 |  | PVC | 1987 | Yes |  | 2022-06-08 |  | Non-lead
024256 | 1008 VENETIAN BLVD |  | Polytube | Yes |  | 2022-06-08 |  | PVC | 1975 | Yes |  | 2022-06-08 |  | Non-lead
024257 | 119 VILLABELLA DR |  | Polytube | Yes |  | 2022-06-21 |  | PVC | 1978 | Yes |  | 2022-06-21 |  | Non-lead
024258 | 113 MILANO DR |  | Polytube | Yes |  | 2022-06-10 |  | PVC | 1970 | Yes |  | 2022-06-10 |  | Non-lead
024259 | 82239 OVERSEAS HWY |  | Polytube | Yes |  | 2022-07-11 |  | PVC | 1974 | Yes |  | 2022-07-11 |  | Non-lead
024260 | 158 CARROLL ST |  | Unknown, Non-Lead | Yes |  | 2018-08-02 |  | Unknown, Non-Lead | 2017 | Yes |  | 2018-08-02 |  | Non-lead
024261 | 123 OJIBWAY AVE |  | Copper | Yes |  | 2022-06-03 |  | PVC | 1975 | Yes |  | 2022-06-03 |  | Non-lead
024262 | 161 GIARDINO DR |  | Polytube | Yes |  | 2022-06-10 |  | PVC | 1975 | Yes |  | 2022-06-10 |  | Non-lead
024263 | 90611 OLD L15 B1 HWY |  | Polytube | Yes |  | 2022-06-22 |  | PVC | 1973 | Yes |  | 2022-06-22 |  | Non-lead
024264 | 112 PEARL AVE |  | Polytube | Yes |  | 2022-07-08 |  | PVC | 1975 | Yes |  | 2022-07-08 |  | Non-lead
024265 | 199 KAHIKI DR |  | Polytube | Yes |  | 2022-06-15 |  | PVC | 1974 | Yes |  | 2022-06-15 |  | Non-lead
024266 | 106 GARDENIA AVE |  | Polytube | Yes |  | 2022-06-09 |  | PVC | 1987 | Yes |  | 2022-06-09 |  | Non-lead
024267 | 132 COCONUT LN |  | Polytube | Yes |  | 2022-06-07 |  | PVC | 1975 | Yes |  | 2022-06-07 |  | Non-lead
024268 | 152 IROQUOIS DR |  | Polytube | Yes |  | 2022-06-28 |  | PVC | 1981 | Yes |  | 2022-06-28 |  | Non-lead
024269 | 126 E RIDGE RD |  | Polytube | Yes |  | 2022-06-10 |  | PVC | 1973 | Yes |  | 2022-06-10 |  | Non-lead
024270 | 201 BOUGANVILLA ST |  | Polytube | Yes |  | 2022-06-15 |  | Polytube | 1975 | Yes |  | 2022-06-15 |  | Non-lead
024271 | 237 SUNSET DR |  | Polytube | Yes |  | 2022-06-29 |  | PVC | 1974 | Yes |  | 2022-06-29 |  | Non-lead
024272 | 172 COLUMBUS DR |  | Polytube | Yes |  | 2022-07-07 |  | PVC | 1979 | Yes |  | 2022-07-07 |  | Non-lead
024273 | 101 LEONI DR |  | Polytube | Yes |  | 2022-06-07 |  | PVC | 1975 | Yes |  | 2022-06-07 |  | Non-lead
024274 | 218 S COCONUT PALM BLVD |  | Polytube | Yes |  | 2024-07-02 |  | PVC | 1974 | Yes |  | 2024-07-02 |  | Non-lead
024275 | 133 SUNSET DR |  | Unknown | Yes |  | 2022-06-28 |  | Polytube | 1974 | Yes |  | 2022-06-28 |  | Non-lead
024276 | 143 FONTAINE DR |  | Polytube | Yes |  | 2022-06-14 |  | PVC | 1974 | Yes |  | 2022-06-14 |  | Non-lead
024277 | 197 FONTAINE DR |  | Polytube | Yes |  | 2022-06-15 |  | PVC | 1980 | Yes |  | 2022-06-15 |  | Non-lead
024278 | 137 FONTAINE DR |  | Polytube | Yes |  | 2022-06-14 |  | PVC | 1974 | Yes |  | 2022-06-14 |  | Non-lead
024279 | 103 OJIBWAY AVE |  | Polytube | Yes |  | 2022-06-03 |  | PVC | 1974 | Yes |  | 2022-06-03 |  | Non-lead
024281 | 162 REDWING RD |  | Polytube | Yes |  | 2022-06-09 |  | PVC | 1974 | Yes |  | 2022-06-09 |  | Non-lead
024282 | 117 ROYAL LN |  | Polytube | Yes |  | 2022-06-07 |  | PVC | 1974 | Yes |  | 2022-06-07 |  | Non-lead
024283 | 1185 WARNER RD |  | Polytube | Yes |  | 2024-06-04 |  | PVC | 1958 | Yes |  | 2024-06-04 |  | Non-lead
024284 | 3700 SUNRISE LN |  | Polytube | Yes |  | 2024-05-20 |  | PVC | 1975 | Yes |  | 2024-05-20 |  | Non-lead
024285 | 26868 MARIPOSA RD |  | Polytube | Yes |  | 2023-06-01 |  | PVC |  | Yes |  | 2023-06-01 |  | Non-lead
024286 | 715 THOMAS ST |  | Polytube | Yes |  | 2023-05-04 |  | PVC | 1984 | Yes |  | 2023-05-04 |  | Non-lead
024287 | 5 COCONUT DR |  | Polytube | Yes |  | 2022-11-07 |  | PVC | 1974 | Yes |  | 2022-11-07 |  | Non-lead
024288 | 23095 TARPON LN |  | Polytube | Yes |  | 2022-12-28 |  | PVC | 1974 | Yes |  | 2022-12-28 |  | Non-lead
024289 | 322 BOCA CHICA RD |  | Polytube | Yes |  | 2022-09-26 |  | PVC | 1975 | Yes |  | 2022-09-26 |  | Non-lead
024290 | 27364 BARBUDA LANE |  | Polytube | Yes |  | 2023-07-28 |  | PVC | 1976 | Yes |  | 2023-07-28 |  | Non-lead
024291 | 219 VENUS LN |  | Polytube | Yes |  | 2019-07-01 |  | PVC | 1971 | Yes |  | 2019-07-01 |  | Non-lead
024292 | 84 SIRIUS LANE |  | Polytube | Yes |  | 2022-09-26 |  | PVC | 1979 | Yes |  | 2022-09-26 |  | Non-lead
024293 | UNIT 1 826 WINDSOR LN |  | Polytube | Yes |  | 2024-01-30 |  | PVC | 1958 | Yes |  | 2024-01-30 |  | Non-lead
024294 | 8 COCONUT DR |  | Polytube | Yes |  | 2022-05-06 |  | Copper | 1973 | Yes |  | 2022-05-06 |  | Non-lead
024295 | 849 LAGOON DR |  | Unknown, Non-Lead | Yes |  | 2022-05-03 |  | Unknown, Non-Lead | 2021 | Yes |  | 2022-05-03 |  | Non-lead
024296 | 163 PLANTATION DR |  | Polytube | Yes |  | 2022-06-14 |  | PVC | 1979 | Yes |  | 2022-06-14 |  | Non-lead
024297 | 22895 CUDJOE DR |  | Polytube | Yes |  | 2023-02-13 |  | PVC |  | Yes |  | 2023-02-13 |  | Non-lead
024298 | US1 KEYS ENERGY SUBSTATION |  | Polytube | Yes |  | 2022-12-29 |  | PVC | 1985 | Yes |  | 2022-12-29 |  | Non-lead
024300 | 454 BIG PINE RD |  | Polytube | Yes |  | 2022-05-12 |  | PVC | 2018 | Yes |  | 2022-05-12 |  | Non-lead
024301 | 6 SNIPE RD |  | Polytube | Yes |  | 2023-03-06 |  | PVC | 1966 | Yes |  | 2023-03-06 |  | Non-lead
024302 | 122 WESTMINISTER DR |  | Copper | Yes |  | 2022-07-19 |  | PVC | 1974 | Yes |  | 2022-07-19 |  | Non-lead
024303 | 304 KING AVE |  | Polytube | Yes |  | 2023-07-13 |  | PVC | 1975 | Yes |  | 2023-07-13 |  | Non-lead
024304 | 252 ATLANTIC BLVD |  | Unknown | Yes |  | 2022-06-10 |  | Unknown | 1974 | Yes |  | 2022-06-10 |  | Lead Status Unknown
024305 | 1210 SARATOGA LN |  | Copper | Yes |  | 2023-05-04 |  | Copper | 1985 | Yes |  | 2023-05-04 |  | Non-lead
024306 | 1608 MONMOUTH LN |  | Unknown, Non-Lead | No |  |  |  | Unknown, Non-Lead | 2015 | No |  |  |  | Non-lead
024308 | 1620 MONMOUTH LN |  | Copper | Yes |  | 2023-05-04 |  | PVC | 1986 | Yes |  | 2023-05-04 |  | Non-lead
024309 | 275 ST THOMAS AVE |  | Polytube | Yes |  | 2022-05-06 |  | PVC | 1973 | Yes |  | 2022-05-06 |  | Non-lead
024310 | 501 OLDSMAR LN |  | Polytube | Yes |  | 2023-05-04 |  | PVC | 1971 | Yes |  | 2023-05-04 |  | Non-lead
024311 | 38 SILVER SPRINGS DR |  | Polytube | Yes |  | 2022-11-17 |  | PVC | 1973 | Yes |  | 2022-11-17 |  | Non-lead
024312 | 702 GARDEN STATE LN |  | Copper | Yes |  | 2022-12-14 |  | PVC | 1968 | Yes |  | 2022-12-14 |  | Non-lead
024313 | 10 PELICAN RD |  | Polytube | Yes |  | 2023-04-05 |  | PVC | 1984 | Yes |  | 2023-04-05 |  | Non-lead
024314 | 100460 OVERSEAS LTS 12&1 HWY |  | Polytube | Yes |  | 2022-11-28 |  | PVC | 1974 | Yes |  | 2022-11-28 |  | Non-lead
024315 | 1012 HIALEAH LN |  | Polytube | Yes |  | 2023-02-01 |  | PVC | 1973 | Yes |  | 2023-02-01 |  | Non-lead
024316 | 1516 AQUEDUCT LN |  | Unknown, Non-Lead | Yes |  | 2019-11-25 |  | Unknown, Non-Lead | 2012 | Yes |  | 2019-11-25 |  | Non-lead
024317 | 911 TROPICAL LN |  | Polytube | Yes |  | 2023-05-04 |  | PVC | 1969 | Yes |  | 2023-05-04 |  | Non-lead
024318 | 1114 CALDER RD |  | Copper | Yes |  | 2023-05-04 |  | PVC | 1979 | Yes |  | 2023-05-04 |  | Non-lead
024319 | 115 FAIRWICH CT |  | Unknown, Non-Lead | No |  |  |  | Unknown, Non-Lead | 1989 | No |  |  |  | Non-lead
024320 | 41 BAHAMA AVE |  | Polytube | Yes |  | 2023-11-30 |  | PVC | 1972 | Yes |  | 2023-11-30 |  | Non-lead
024321 | 64 AVE D |  | Polytube | Yes |  | 2022-12-12 |  | PVC | 1965 | Yes |  | 2022-12-12 |  | Non-lead
024322 | 35 NORTH DR |  | Polytube | Yes |  | 2023-05-04 |  | PVC | 1979 | Yes |  | 2023-05-04 |  | Non-lead
024323 | 265 LOWER MATECUMBE RD |  | Unknown, Non-Lead | Yes |  | 2018-08-07 |  | Unknown, Non-Lead | 2019 | Yes |  | 2018-08-07 |  | Non-lead
024324 | 282 ST THOMAS AVE |  | Polytube | Yes |  | 2022-05-10 |  | PVC | 1974 | Yes |  | 2022-05-10 |  | Non-lead
024325 | 1632 MONMOUTH LN |  | Copper | Yes |  | 2023-05-04 |  | PVC | 1973 | Yes |  | 2023-05-04 |  | Non-lead
024327 | APT B 219 ST CROIX PL |  | Polytube | Yes |  | 2022-11-10 |  | Copper | 1974 | Yes |  | 2022-11-10 |  | Non-lead
024328 | 62 BAHAMA AVE |  | Polytube | Yes |  | 2022-11-29 |  | PVC | 1976 | Yes |  | 2022-11-29 |  | Non-lead
024329 | 79 MARINA AVE |  | Polytube | Yes |  | 2022-11-30 |  | PVC | 1979 | Yes |  | 2022-11-30 |  | Non-lead
024330 | 278 ST THOMAS AVE |  | Polytube | Yes |  | 2022-05-10 |  | PVC | 1979 | Yes |  | 2022-05-10 |  | Non-lead
024332 | 31 CORMORANT DR |  | Polytube | Yes |  | 2024-04-09 |  | PVC | 1987 | Yes |  | 2024-04-09 |  | Non-lead
024333 | 464 BOWIE LANE |  | Copper | Yes |  | 2023-05-04 |  | PVC | 1968 | Yes |  | 2023-05-04 |  | Non-lead
024334 | 1025 GIBRALTAR |  | Polytube | Yes |  | 2023-12-06 |  | PVC | 1969 | Yes |  | 2023-12-06 |  | Non-lead
024335 | 1113 CALDER RD |  | Copper | Yes |  | 2023-03-16 |  | PVC | 1964 | Yes |  | 2023-03-16 |  | Non-lead
024336 | 855 NARRAGANSETT LN |  | Polytube | Yes |  | 2023-02-06 |  | Copper | 1984 | Yes |  | 2023-02-06 |  | Non-lead
024337 | 232 RYAN AVE |  | Polytube | Yes |  | 2022-10-24 |  | PVC | 1986 | Yes |  | 2022-10-24 |  | Non-lead
024338 | 160 W FIRST CT |  | Polytube | Yes |  | 2023-05-09 |  | PVC | 1974 | Yes |  | 2023-05-09 |  | Non-lead
024339 | 17 MOCKINGBIRD RD |  | Unknown, Non-Lead | Yes |  | 2017-02-07 |  | Unknown, Non-Lead | 2005 | Yes |  | 2017-02-07 |  | Non-lead
024344 | 222 OLEANDER DR |  | Polytube | Yes |  | 2023-08-04 |  | PVC | 1972 | Yes |  | 2023-08-04 |  | Non-lead
024345 | 202 BURTON DR/SABLE |  | Polytube | Yes |  | 2023-01-31 |  | PVC | 1973 | Yes |  | 2023-01-31 |  | Non-lead
024346 | 210 BURTON DR |  | Polytube | Yes |  | 2023-01-31 |  | PVC | 1972 | Yes |  | 2023-01-31 |  | Non-lead
024347 | 1214 CACTUS ST |  | Polytube | Yes |  | 2023-02-01 |  | PVC | 1970 | Yes |  | 2023-02-01 |  | Non-lead
024348 | 11 CORMORANT DR |  | Polytube | Yes |  | 2023-05-04 |  | PVC | 1969 | Yes |  | 2023-05-04 |  | Non-lead
024349 | 1112 KEY PLAZA BLVD |  | Polytube | Yes |  | 2023-03-14 |  | PVC | 1974 | Yes |  | 2023-03-14 |  | Non-lead
024351 | 31240 AVE J |  | Polytube | Yes |  | 2022-11-14 |  | PVC | 1976 | Yes |  | 2022-11-14 |  | Non-lead
024352 | CIRCLE K 13100 OVERSEAS HWY |  | Polytube | Yes |  | 2022-10-22 |  | PVC | 1976 | Yes |  | 2022-10-22 |  | Non-lead
024353 | 3001 SOMBRERO BLVD |  | Polytube | Yes |  | 2024-04-25 |  | Polytube | 1975 | Yes |  | 2024-04-25 |  | Non-lead
024354 | 2913 SOMBRERO 1 PART BLVD |  | Unknown, Non-Lead | Yes |  | 2021-09-17 |  | Unknown, Non-Lead | 1992 | Yes |  | 2021-09-17 |  | Non-lead
024355 | 2917 SOMBRERO BLVD |  | Polytube | Yes |  | 2022-06-28 |  | PVC | 1983 | Yes |  | 2022-06-28 |  | Non-lead
024356 | 59751 OVERSEAS HWY |  | Copper | Yes |  | 2022-10-22 |  | PVC | 1978 | Yes |  | 2022-10-22 |  | Non-lead
024357 | UNIT 10 600 51ST ST GULF |  | Unknown | Yes |  | 2023-02-15 |  | PVC | 1974 | Yes |  | 2023-02-15 |  | Lead Status Unknown
024358 | 59741 OVERSEAS HWY |  | Copper | Yes |  | 2022-10-22 |  | PVC | 1973 | Yes |  | 2022-10-22 |  | Non-lead
024359 | UNIT B 9112 AVIATION BLVD |  | Polytube | Yes |  | 2023-02-09 |  | PVC | 1973 | Yes |  | 2023-02-09 |  | Non-lead
024360 | A LS 9112 AVIATION BLVD |  | Polytube | Yes |  | 2023-01-31 |  | PVC | 1973 | Yes |  | 2023-01-31 |  | Non-lead
024361 | 599 30TH OCEAN ST |  | Polytube | Yes |  | 2024-05-08 |  | PVC | 1975 | Yes |  | 2024-05-08 |  | Non-lead
024362 | GULF 10820 5TH AVE |  | Polytube | Yes |  | 2022-11-30 |  | PVC | 1976 | Yes |  | 2022-11-30 |  | Non-lead
024363 | GULF 10822 5TH AVE |  | Polytube | Yes |  | 2022-07-22 |  | PVC | 1976 | Yes |  | 2022-07-22 |  | Non-lead
024364 | #B 615 SOMBRERO BCH RD |  | Polytube | Yes |  | 2023-05-15 |  | PVC | 1980 | Yes |  | 2023-05-15 |  | Non-lead
024365 | #2 5575 OVERSEAS HWY |  | Copper | Yes |  | 2023-04-21 |  | Unknown | 1973 | Yes |  | 2023-04-21 |  | Lead Status Unknown
024367 | 14 CLARA BLVD |  | Polytube | Yes |  | 2025-07-07 |  | PVC | 1973 | Yes |  | 2022-10-22 |  | Non-lead
024368 | APT DOWN REAR 1035 UNITED ST |  | Polytube | Yes |  | 2022-09-02 |  | PVC | 1943 | Yes |  | 2022-09-02 |  | Non-lead
024369 | APT UP 1035 UNITED ST |  | Polytube | Yes |  | 2023-03-15 |  | PVC | 1943 | Yes |  | 2023-03-15 |  | Non-lead
024370 | 27380 ST CROIX LN |  | Polytube | Yes |  | 2022-09-26 |  | PVC | 1973 | Yes |  | 2022-09-26 |  | Non-lead
024371 | 154 SEA LANE |  | Unknown, Non-Lead | Yes |  | 2023-07-13 |  | Unknown, Non-Lead | 1996 | Yes |  | 2023-07-13 |  | Non-lead
024372 | 8 EGRET RD |  | Polytube | Yes |  | 2023-01-25 |  | PVC | 1974 | Yes |  | 2023-01-25 |  | Non-lead
024373 | 29040 IRIS DR |  | Polytube | Yes |  | 2022-12-21 |  | PVC | 1977 | Yes |  | 2022-12-21 |  | Non-lead
024374 | B8L8 21088 4TH AVE |  | Polytube | Yes |  | 2022-10-31 |  | PVC | 1974 | Yes |  | 2022-10-31 |  | Non-lead
024375 | 325 SPICA LN |  | Unknown, Non-Lead | No |  |  |  | Unknown, Non-Lead | 2003 | No |  |  |  | Non-lead
024376 | 237 GEIGER RD |  | Unknown, Non-Lead | No |  |  |  | Unknown, Non-Lead | 2002 | No |  |  |  | Non-lead
024377 | 17157 W DOLPHIN ST |  | Polytube | Yes |  | 2022-07-12 |  | PVC | 1973 | Yes |  | 2022-07-12 |  | Non-lead
024378 | 152 BAHAMA AVE |  | Polytube | Yes |  | 2022-11-10 |  | PVC | 1979 | Yes |  | 2022-11-10 |  | Non-lead
024379 | 376 FATHER TONY WAY |  | Polytube | Yes |  | 2022-12-12 |  | None |  | Yes |  | 2022-12-12 |  | Non-lead
024381 | 31119 HOLLERICH DR |  | Polytube | Yes |  | 2022-11-14 |  | PVC | 1976 | Yes |  | 2022-11-14 |  | Non-lead
024382 | 1710 BAYVIEW DR |  | Copper | Yes |  | 2023-01-25 |  | PVC | 1973 | Yes |  | 2023-01-25 |  | Non-lead
024383 | 23072 SNAPPER LN |  | Polytube | Yes |  | 2022-12-28 |  | PVC | 1986 | Yes |  | 2022-12-28 |  | Non-lead
024384 | 960 E CARRIBEAN DR |  | Polytube | Yes |  | 2023-07-28 |  | PVC | 2002 | Yes |  | 2023-07-28 |  | Non-lead
024385 | 31423 AVENUE G |  | Polytube | Yes |  | 2024-09-23 |  | Polytube |  | Yes |  | 2024-09-23 |  | Non-Lead
024386 | 29118 PRIMROSE LANE |  | Polytube | Yes |  | 2023-01-03 |  | PVC | 1974 | Yes |  | 2023-01-03 |  | Non-lead
024387 | 79 FREEDOM LANE |  | Polytube | Yes |  | 2022-11-14 |  | PVC | 1968 | Yes |  | 2022-11-14 |  | Non-lead
024388 | 30342 FALCON LN |  | Polytube | Yes |  | 2022-11-16 |  | PVC | 1984 | Yes |  | 2022-11-16 |  | Non-lead
024389 | 31439 A AVE |  | Polytube | Yes |  | 2023-09-22 |  | PVC | 1965 | Yes |  | 2023-09-22 |  | Non-lead
024390 | 27848 LOBSTER TAIL TRA |  | Polytube | Yes |  | 2023-01-24 |  | PVC | 1971 | Yes |  | 2023-01-24 |  | Non-lead
024391 | 27838 LOBSTER TAIL TRA |  | Unknown, Non-Lead | Yes |  | 2023-09-22 |  | Unknown, Non-Lead | 2006 | Yes |  | 2023-09-22 |  | Non-lead
024392 | 122 SANDS RD |  | Polytube | Yes |  | 2023-05-23 |  | PVC | 1978 | Yes |  | 2023-05-23 |  | Non-lead
024393 | 55 FREEDOM LANE |  | Polytube | Yes |  | 2024-04-01 |  | PVC | 1966 | Yes |  | 2024-04-01 |  | Non-lead
024394 | 31324 AVENUE C |  | Polytube | Yes |  | 2022-11-08 |  | PVC | 1986 | Yes |  | 2022-11-08 |  | Non-lead
024395 | 1639 PINE CHANNEL LOT DR |  | Polytube | Yes |  | 2023-11-28 |  | PVC | 1975 | Yes |  | 2023-11-28 |  | Non-lead
024396 | 1649 PINE CHANNEL DR |  | Copper | Yes |  | 2023-01-24 |  | PVC | 1975 | Yes |  | 2023-01-24 |  | Non-lead
024398 | 30732 PALM DR |  | Polytube | Yes |  | 2022-11-15 |  | PVC | 1975 | Yes |  | 2022-11-15 |  | Non-lead
024399 | 27961 PORGIE PATH |  | Polytube | Yes |  | 2023-01-23 |  | PVC | 1985 | Yes |  | 2023-01-23 |  | Non-lead
024400 | 27322 ST MARTIN LN |  | Polytube | Yes |  | 2023-05-01 |  | PVC | 1974 | Yes |  | 2023-05-01 |  | Non-lead
024401 | 27342 ST MARTIN LN |  | Unknown, Non-Lead | Yes |  | 2022-04-01 |  | Unknown, Non-Lead | 2020 | Yes |  | 2022-04-01 |  | Non-lead
024402 | 1817 WATSON STATE RD BLVD |  | Polytube | No |  |  |  | PVC | 1974 | No |  |  |  | Non-lead
024403 | 30870 PALM DR |  | Polytube | Yes |  | 2024-04-16 |  | PVC | 1974 | Yes |  | 2024-04-16 |  | Non-lead
024404 | 329 SPICA LN |  | Unknown, Non-Lead | Yes |  | 2020-05-29 |  | Unknown, Non-Lead | 1999 | Yes |  | 2020-05-29 |  | Non-lead
024405 | 1 BEECHWOOD DR |  | Polytube | Yes |  | 2022-05-06 |  | Copper | 1974 | Yes |  | 2022-05-06 |  | Non-lead
024406 | 1317 GRINNELL ST |  | Polytube | Yes |  | 2022-10-18 |  | PVC | 1963 | Yes |  | 2022-10-18 |  | Non-lead
024407 | 152 SEA LANE |  | Polytube | Yes |  | 2024-02-29 |  | PVC | 1984 | Yes |  | 2024-02-29 |  | Non-lead
024408 | UNIT A 2900 N ROOSEVELT BLVD |  | Polytube | Yes |  | 2023-05-04 |  | PVC | 1974 | Yes |  | 2023-05-04 |  | Non-lead
024409 | 12 CLARA BLVD |  | PVC | Yes |  | 2022-10-22 |  | PVC | 1973 | Yes |  | 2022-10-22 |  | Non-lead
024410 | 10 CLARA BLVD |  | Polytube | Yes |  | 2025-06-24 |  | PVC | 1973 | Yes |  | 2023-09-25 |  | Non-lead
024411 | 2 CLARA BLVD |  | Polytube | Yes |  | 2025-07-07 |  | PVC | 1973 | Yes |  | 2022-10-22 |  | Non-lead
024412 | 4 CLARA BLVD |  | PVC | Yes |  | 2022-10-22 |  | PVC | 1973 | Yes |  | 2022-10-22 |  | Non-lead
024413 | 108 G AVE |  | Copper | Yes |  | 2024-07-02 |  | PVC | 1976 | Yes |  | 2024-07-02 |  | Non-lead
024414 | 265 G AVE |  | Polytube | Yes |  | 2024-06-07 |  | PVC | 1981 | Yes |  | 2024-06-07 |  | Non-lead
024415 | 540 W 65TH OCEAN ST |  | Polytube | Yes |  | 2023-03-08 |  | PVC | 1971 | Yes |  | 2023-03-08 |  | Non-lead
024416 | 1132 76TH OCEAN ST |  | Polytube | Yes |  | 2022-04-13 |  | PVC | 2019 | Yes |  | 2022-04-13 |  | Non-lead
024417 | 8004 PORPOISE DR |  | Polytube | Yes |  | 2023-02-01 |  | PVC | 1974 | Yes |  | 2023-02-01 |  | Non-lead
024418 | 1695 HARBOR DR |  | Unknown | Yes |  | 2023-01-26 |  | Unknown | 1973 | Yes |  | 2023-01-26 |  | Lead Status Unknown
024419 | 650 60TH GULF ST |  | Polytube | Yes |  | 2024-08-20 |  | PVC | 1979 | Yes |  | 2024-08-20 |  | Non-lead
024420 | 1115 SOMBRERO BLVD |  | Polytube | Yes |  | 2023-02-24 |  | PVC | 1975 | Yes |  | 2023-02-24 |  | Non-lead
024421 | 605 SOMBRERO Rd |  | Copper | Yes |  | 2022-12-21 |  | PVC | 1974 | Yes |  | 2022-12-21 |  | Non-lead
024423 | 1035 70TH GULF ST |  | Polytube | Yes |  | 2024-06-04 |  | PVC | 1974 | Yes |  | 2024-06-04 |  | Non-lead
024424 | #8 5500 OVERSEAS HWY |  | Polytube | Yes |  | 2023-04-19 |  | PVC | 1973 | Yes |  | 2023-04-19 |  | Non-lead
024425 | #8 5500 OVERSEAS HWY |  | Polytube | Yes |  | 2023-03-02 |  | Polytube | 1973 | Yes |  | 2023-03-02 |  | Non-Lead
024426 | BRASS MONKEY 234 55TH OCEAN ST |  | Copper | Yes |  | 2023-02-21 |  | PVC | 1973 | Yes |  | 2023-02-21 |  | Non-lead
024427 | #10 5500 OVERSEAS HWY |  | Polytube | Yes |  | 2022-06-29 |  | PVC | 1973 | Yes |  | 2022-06-29 |  | Non-lead
024428 | #9 5500 OVERSEAS HWY |  | Polytube | Yes |  | 2023-03-02 |  | PVC | 1973 | Yes |  | 2023-03-02 |  | Non-lead
024429 | #7 5551 OVERSEAS HWY |  | Polytube | Yes |  | 2024-04-24 |  | PVC | 1973 | Yes |  | 2024-04-24 |  | Non-lead
024430 | #6 5561 OVERSEAS HWY |  | PVC | Yes |  | 2024-03-25 |  | PVC | 1973 | Yes |  | 2024-03-25 |  | Non-lead
024431 | 5567 OVERSEAS HWY |  | Polytube | Yes |  | 2023-03-16 |  | Ductile Iron | 1973 | Yes |  | 2023-03-16 |  | Non-lead
024432 | #3 5571 OVERSEAS HWY |  | PVC | Yes |  | 2023-01-10 |  | PVC | 1973 | Yes |  | 2023-01-10 |  | Non-lead
024433 | #A&#B 906 KENNEDY DR |  | Copper | Yes |  | 2022-08-31 |  | PVC | 1972 | Yes |  | 2022-08-31 |  | Non-lead
024434 | UNIT C 906 KENNEDY DR |  | Copper | Yes |  | 2023-08-08 |  | PVC | 1973 | Yes |  | 2023-08-08 |  | Non-lead
024435 | UNIT D 906 KENNEDY DR |  | Copper | Yes |  | 2022-08-31 |  | PVC | 1973 | Yes |  | 2022-08-31 |  | Non-lead
024436 | UNIT F 906 KENNEDY DR |  | Polytube | Yes |  | 2022-05-12 |  | PVC | 1973 | Yes |  | 2022-05-12 |  | Non-lead
024437 | 2216 HARRIS AVE |  | Copper | Yes |  | 2023-04-26 |  | Copper | 1973 | Yes |  | 2023-04-26 |  | Non-lead
024438 | 2516 N ROOSEVELT BLVD |  | Polytube | Yes |  | 2022-09-16 |  | PVC | 1976 | Yes |  | 2022-09-16 |  | Non-lead
024439 | 373 CRANE ST |  | Polytube | Yes |  | 2023-05-04 |  | PVC | 1976 | Yes |  | 2023-05-04 |  | Non-lead
024440 | 4 JUDY PLACE |  | Unknown, Non-Lead | No |  |  |  | Unknown, Non-Lead | 1993 | No |  |  |  | Non-lead
024441 | 168 1ST CT |  | Polytube | Yes |  | 2023-01-05 |  | PVC | 1965 | Yes |  | 2023-01-05 |  | Non-lead
024443 | TENNIS COURT & P |  | PVC | Yes |  | 2022-09-20 |  | PVC | 1972 | Yes |  | 2022-09-20 |  | Non-lead
024444 | BLDGS W&X |  | PVC | Yes |  | 2023-06-16 |  | PVC | 1972 | Yes |  | 2023-06-16 |  | Non-lead
024445 | 169 OCEAN SHORES DR |  | Polytube | Yes |  | 2023-02-01 |  | PVC | 1975 | Yes |  | 2023-02-01 |  | Non-lead
024446 | 11175 S.R. 905 |  | Polytube | Yes |  | 2022-10-03 |  | PVC |  | Yes |  | 2022-10-03 |  | Non-lead
024447 | 707 LARGO RD |  | Unknown, Non-Lead | Yes |  | 2023-05-04 |  | No Piping | Vacant | Yes |  | 2023-05-04 |  | Non-lead
024448 | 8 N MARLIN AVE |  | Polytube | Yes |  | 2022-07-25 |  | PVC | 1974 | Yes |  | 2022-07-25 |  | Non-lead
024449 | 713 SHARON PL |  | Polytube | Yes |  | 2022-12-14 |  | PVC | 1985 | Yes |  | 2022-12-14 |  | Non-lead
024450 | 722 LARGO RD |  | Unknown | Yes |  | 2023-01-05 |  | PVC | 1975 | Yes |  | 2023-01-05 |  | Lead Status Unknown
024451 | 242 SECOND RD |  | Polytube | Yes |  | 2022-06-09 |  | PVC | 1974 | Yes |  | 2022-06-09 |  | Non-lead
024452 | 15 FLAMINGO RD |  | Polytube | Yes |  | 2023-05-04 |  | PVC | 1972 | Yes |  | 2023-05-04 |  | Non-lead
024453 | 124 ELLINGTON CT |  | Unknown, Non-Lead | Yes |  | 2021-03-24 |  | Unknown, Non-Lead | 2010 | Yes |  | 2021-03-24 |  | Non-lead
024454 | 857 NARRAGANSETT LN |  | Copper | Yes |  | 2023-05-04 |  | PVC | 1984 | Yes |  | 2023-05-04 |  | Non-lead
024455 | 715 GARDEN STATE LN |  | Polytube | Yes |  | 2023-05-04 |  | PVC | 1967 | Yes |  | 2023-05-04 |  | Non-lead
024456 | 230 TAYLOR DR |  | Unknown, Non-Lead | Yes |  | 2020-08-19 |  | PVC | 2005 | Yes |  | 2020-08-19 |  | Non-lead
024457 | 92439 OVERSEAS HWY |  | Polytube | Yes |  | 2022-06-14 |  | Polytube | 1973 | Yes |  | 2022-06-14 |  | Non-lead
024458 | 688 DOLPHIN AVE |  | Polytube | Yes |  | 2022-10-24 |  | PVC | 1973 | Yes |  | 2022-10-24 |  | Non-lead
024459 | 116 CORAL WAY |  | Copper | Yes |  | 2023-11-13 |  | PVC |  | Yes |  | 2023-11-13 |  | Non-lead
024460 | 106 CORAL WAY |  | Copper | Yes |  | 2022-08-15 |  | PVC | 1974 | Yes |  | 2022-08-15 |  | Non-lead
024461 | 1122 HERON RD |  | Polytube | Yes |  | 2022-07-21 |  | PVC | 1969 | Yes |  | 2022-07-21 |  | Non-lead
024462 | L13 600 SANTA ANITA LN |  | Polytube | Yes |  | 2023-02-07 |  | PVC | 1985 | Yes |  | 2023-02-07 |  | Non-lead
024463 | 220 UPPER MATE RD |  | Polytube | Yes |  | 2023-05-04 |  | PVC | 1971 | Yes |  | 2023-05-04 |  | Non-lead
024464 | 146 WESTMINISTER DR |  | Copper | Yes |  | 2023-05-04 |  | PVC | 1978 | Yes |  | 2023-05-04 |  | Non-lead
024465 | 910 TROPICAL LANE |  | Unknown, Non-Lead | Yes |  | 2018-06-30 |  | PVC | 2009 | Yes |  | 2018-06-30 |  | Non-lead
024466 | 34 NORTH DRIVE |  | Polytube | Yes |  | 2023-05-04 |  | PVC | 1975 | Yes |  | 2023-05-04 |  | Non-lead
024467 | 219 PIMLICO LN |  | Copper | Yes |  | 2023-05-04 |  | PVC | 1975 | Yes |  | 2023-05-04 |  | Non-lead
024468 | 1115 CALDER RD |  | Polytube | Yes |  | 2023-05-04 |  | PVC | 1979 | Yes |  | 2023-05-04 |  | Non-lead
024469 | 22 N OCEAN (DUPLEX) DR |  | Polytube | Yes |  | 2022-10-03 |  | PVC | 1973 | Yes |  | 2022-10-03 |  | Non-lead
024470 | 185 SECOND CT |  | Polytube | Yes |  | 2022-12-21 |  | PVC | 1974 | Yes |  | 2022-12-21 |  | Non-lead
024471 | 17 DRURY DR |  | Copper | Yes |  | 2022-08-18 |  | PVC | 1973 | Yes |  | 2022-08-18 |  | Non-lead
024472 | 21 DRURY DR |  | Polytube | Yes |  | 2023-01-31 |  | PVC | 1973 | Yes |  | 2023-01-31 |  | Non-lead
024473 | 16 FISHERMANS TR |  | Polytube | Yes |  | 2023-02-02 |  | PVC | 1973 | Yes |  | 2023-02-02 |  | Non-lead
024474 | 16 FLAMINGO RD |  | Polytube | Yes |  | 2023-05-04 |  | PVC | 1974 | Yes |  | 2023-05-04 |  | Non-lead
024475 | BAYSIDE 100430 OVERSEAS HWY |  | Polytube | Yes |  | 2022-11-28 |  | PVC | 1974 | Yes |  | 2022-11-28 |  | Non-lead
024476 | 107 ROCK HARBOR LOT DR |  | Polytube | Yes |  | 2022-11-28 |  | PVC | 1973 | Yes |  | 2022-11-28 |  | Non-lead
024477 | 115 SILVER SPRINGS L DR |  | Polytube | Yes |  | 2022-11-17 |  | PVC | 1973 | Yes |  | 2022-11-17 |  | Non-lead
024478 | 50 SILVER SPRINGS DR |  | Polytube | Yes |  | 2022-11-17 |  | PVC | 1973 | Yes |  | 2022-11-17 |  | Non-lead
024479 | 113 ROCK HARBOR DR |  | Polytube | Yes |  | 2023-10-03 |  | PVC | 1973 | Yes |  | 2023-10-03 |  | Non-lead
024480 | 155 CRANE ST |  | Polytube | Yes |  | 2023-07-05 |  | PVC | 1979 | Yes |  | 2023-07-05 |  | Non-lead
024481 | 131 MARINA AVE |  | Polytube | Yes |  | 2022-11-29 |  | Copper | 1975 | Yes |  | 2022-11-29 |  | Non-lead
024482 | 383 OLEANDER |  | Unknown, Non-Lead | Yes |  | 2021-01-11 |  | Unknown, Non-Lead | 2019 | Yes |  | 2021-01-11 |  | Non-lead
024483 | 19 MOCKINGBIRD RD |  | Polytube | Yes |  | 2023-05-04 |  | Polytube | 1960 | Yes |  | 2023-05-04 |  | Non-lead
024484 | 257 ATLANTIC Blvd |  | Polytube | Yes |  | 2022-06-15 |  | PVC | 1982 | Yes |  | 2022-06-15 |  | Non-lead
024485 | 1105 CALDER RD |  | Copper | Yes |  | 2024-03-06 |  | None |  | Yes |  | 2024-03-06 |  | Non-lead
024486 | 231 HISPANOLA RD |  | Polytube | Yes |  | 2022-07-21 |  | PVC |  | Yes |  | 2022-07-21 |  | Non-lead
024487 | 100 FIRST TERR |  | Unknown, Non-Lead | Yes |  | 2021-09-07 |  | Unknown, Non-Lead | 1993 | Yes |  | 2021-09-07 |  | Non-lead
024488 | 49 BUTTONWOOD DR |  | Polytube | Yes |  | 2024-08-28 |  | PVC | 1974 | Yes |  | 2024-08-28 |  | Non-lead
024489 | 371 CRANE ST |  | Polytube | Yes |  | 2023-05-04 |  | PVC | 1973 | Yes |  | 2023-05-04 |  | Non-lead
024490 | 21 EAGLE DR |  | Polytube | Yes |  | 2023-03-23 |  | PVC | 1969 | Yes |  | 2023-03-23 |  | Non-lead
024492 | 145 JOJEAN P/L7 B1 WAY |  | Polytube | Yes |  | 2023-01-30 |  | PVC | 1973 | Yes |  | 2023-01-30 |  | Non-lead
024493 | 1203 SARATOGA LN |  | Copper | Yes |  | 2024-09-04 |  | PVC | 1973 | Yes |  | 2024-09-04 |  | Non-lead
024494 | 115 LONG KEY RD |  | Unknown | Yes |  | 2022-06-15 |  | Unknown | 1974 | Yes |  | 2022-06-15 |  | Lead Status Unknown
024495 | 20 SWALLOW RD |  | Polytube | Yes |  | 2022-06-30 |  | PVC | 2006 | Yes |  | 2022-06-30 |  | Non-lead
024496 | 102570 OVERSEAS HWY |  | Polytube | Yes |  | 2024-06-14 |  | PVC | 1979 | Yes |  | 2024-06-14 |  | Non-lead
024497 | 280 TAYLOR DR |  | Polytube | Yes |  | 2022-10-17 |  | PVC | 1972 | Yes |  | 2022-10-17 |  | Non-lead
024498 | 1011 HIALEAH LN |  | Polytube | Yes |  | 2023-05-04 |  | PVC | 1974 | Yes |  | 2023-05-04 |  | Non-lead
024499 | 3703 PEARLMAN TER |  | Polytube | Yes |  | 2022-06-17 |  | PVC | 1974 | Yes |  | 2022-06-17 |  | Non-lead
024500 | 109 AVENUE D |  | Polytube | Yes |  | 2022-10-22 |  | PVC | 1974 | Yes |  | 2022-10-22 |  | Non-lead
024501 | 715 WHITE ST |  | Polytube | Yes |  | 2023-01-04 |  | Polytube | 1938 | Yes |  | 2023-01-04 |  | Non-lead
024502 | 54 KEY HAVEN RD |  | Polytube | Yes |  | 2022-11-07 |  | PVC | 1974 | Yes |  | 2022-11-07 |  | Non-lead
024503 | UNIT C 1104 KEY PLAZA |  | Polytube | Yes |  | 2023-05-04 |  | Copper | 1974 | Yes |  | 2023-05-04 |  | Non-lead
024504 | UNIT B 1126 KEY PLAZA |  | Polytube | Yes |  | 2024-05-22 |  | PVC | 1974 | Yes |  | 2024-05-22 |  | Non-lead
024506 | 5515 5TH AVE |  | Polytube | Yes |  | 2023-10-20 |  | PVC | 1980 | Yes |  | 2023-10-20 |  | Non-lead
024507 | 451 WEST INDIES DR |  | Polytube | Yes |  | 2022-10-26 |  | PVC | 1974 | Yes |  | 2022-10-26 |  | Non-lead
024508 | 19583 INDIAN MOUNDS DR |  | Polytube | Yes |  | 2023-01-18 |  | PVC | 1974 | Yes |  | 2023-01-18 |  | Non-lead
024509 | 544 HAMMOCK DR |  | Polytube | Yes |  | 2022-02-16 |  | PVC | 1959 | Yes |  | 2022-02-16 |  | Non-lead
024510 | BLDG A 201 COPPITT RD |  | Polytube | Yes |  | 2023-09-20 |  | PVC | 1974 | Yes |  | 2023-09-20 |  | Non-lead
024511 | 10 CORMORANT LN |  | Polytube | Yes |  | 2022-09-23 |  | PVC | 1973 | Yes |  | 2022-09-23 |  | Non-lead
024512 | 150 RIDGE ST |  | Polytube | Yes |  | 2022-06-10 |  | PVC | 1973 | Yes |  | 2022-06-10 |  | Non-lead
024513 | 140 GIARDINO DR |  | Polytube | Yes |  | 2022-06-10 |  | PVC | 1981 | Yes |  | 2022-06-10 |  | Non-lead
024514 | 1002 VENETIAN BLVD |  | Polytube | Yes |  | 2022-06-08 |  | PVC | 1986 | Yes |  | 2022-06-08 |  | Non-lead
024515 | 133 KEY HEIGHTS DR |  | Polytube | Yes |  | 2022-06-14 |  | PVC | 1974 | Yes |  | 2022-06-14 |  | Non-lead
024516 | 139 MOHAWK ST |  | Polytube | Yes |  | 2022-05-31 |  | PVC | 1978 | Yes |  | 2022-05-31 |  | Non-lead
024517 | 139 PUEBLO ST |  | Polytube | Yes |  | 2022-06-02 |  | PVC | 1973 | Yes |  | 2022-06-02 |  | Non-lead
024518 | 136 BUENA VISTA CT |  | Unknown, Non-Lead | No |  |  |  | Unknown, Non-Lead | 1989 | No |  |  |  | Non-lead
024519 | 134 KEY HEIGHTS DR |  | Polytube | Yes |  | 2022-06-14 |  | PVC | 1984 | Yes |  | 2022-06-14 |  | Non-lead
024520 | 110 COLUMBUS DR |  | Polytube | Yes |  | 2022-07-07 |  | PVC | 1974 | Yes |  | 2022-07-07 |  | Non-lead
024521 | 201 PLANTATION DR |  | Polytube | Yes |  | 2022-06-14 |  | PVC | 1975 | Yes |  | 2022-06-14 |  | Non-lead
024523 | 80900 OVERSEAS HWY |  | Polytube | Yes |  | 2022-06-23 |  | PVC | 1974 | Yes |  | 2022-06-23 |  | Non-lead
024524 | 177 BESSIE RD |  | Polytube | Yes |  | 2024-04-11 |  | PVC | 1974 | Yes |  | 2024-04-11 |  | Non-lead
024525 | 12 SUKOSHI LN |  | Polytube | Yes |  | 2022-07-07 |  | PVC | 1980 | Yes |  | 2022-07-07 |  | Non-lead
024526 | 114 PALM LN |  | Polytube | Yes |  | 2022-06-07 |  | PVC | 1985 | Yes |  | 2022-06-07 |  | Non-lead
024527 | 99 COSTA BRAVO |  | Polytube | Yes |  | 2024-09-23 |  | PVC | 1974 | Yes |  | 2024-09-23 |  | Non-lead
024528 | 101 LISBON CT |  | Polytube | Yes |  | 2022-06-30 |  | PVC | 1974 | Yes |  | 2022-06-30 |  | Non-lead
024529 | 183 OJIBWAY AVE |  | Polytube | Yes |  | 2022-06-03 |  | PVC | 1975 | Yes |  | 2022-06-03 |  | Non-lead
024530 | 76260 OVERSEAS HWY |  | Polytube | Yes |  | 2022-06-21 |  | PVC | 1975 | Yes |  | 2022-06-21 |  | Non-lead
024531 | 115 HIGH ST |  | Polytube | Yes |  | 2022-06-10 |  | PVC | 1974 | Yes |  | 2022-06-10 |  | Non-lead
024532 | 115 VILLA BELLA DR |  | Polytube | Yes |  | 2024-08-21 |  | PVC | 1974 | Yes |  | 2024-08-21 |  | Non-lead
024533 | 181 N AIRPORT RD |  | Polytube | Yes |  | 2023-04-14 |  | PVC | 1974 | Yes |  | 2023-04-14 |  | Non-lead
024534 | 111 PALERMO DR |  | Polytube | Yes |  | 2022-06-08 |  | PVC | 1974 | Yes |  | 2022-06-08 |  | Non-lead
024535 | 90001 OLD HWY |  | Polytube | Yes |  | 2023-02-01 |  | PVC | 1974 | Yes |  | 2023-02-01 |  | Non-lead
024536 | 108 BUENA VISTA CT |  | Polytube | Yes |  | 2022-06-30 |  | PVC | 1975 | Yes |  | 2022-06-30 |  | Non-lead
024537 | 131 MOHAWK ST |  | Unknown, Non-Lead | Yes |  | 2018-08-13 |  | Unknown, Non-Lead | 1988 | Yes |  | 2018-08-13 |  | Non-lead
024538 | 152 S AIRPORT RD |  | Polytube | Yes |  | 2022-05-12 |  | PVC | 2004 | Yes |  | 2022-05-12 |  | Non-lead
024539 | 127 N AIRPORT RD |  | Polytube | Yes |  | 2022-05-12 |  | PVC | 1975 | Yes |  | 2022-05-12 |  | Non-lead
024540 | 105 ZANE GREY CREEK DR |  | Polytube | Yes |  | 2022-05-20 |  | PVC | 1976 | Yes |  | 2022-05-20 |  | Non-lead
024542 | 209 BOUGANVILLA ST |  | Unknown, Non-Lead | Yes |  | 2018-11-27 |  | Unknown, Non-Lead | 1999 | Yes |  | 2018-11-27 |  | Non-lead
024543 | 156 S AIRPORT RD |  | Unknown, Non-Lead | Yes |  | 2022-05-12 |  | Unknown, Non-Lead | 2004 | Yes |  | 2022-05-12 |  | Non-lead
024544 | 178 PLANTATION BLVD |  | Polytube | Yes |  | 2022-06-03 |  | PVC | 1975 | Yes |  | 2022-06-03 |  | Non-lead
024545 | 455 PALM DR |  | Polytube | Yes |  | 2022-06-29 |  | PVC | 1974 | Yes |  | 2022-06-29 |  | Non-lead
024546 | . NAVAJO ST |  | Polytube | Yes |  | 2024-01-17 |  | None | 1958 | Yes |  | 2024-01-17 |  | Non-lead
024547 | 111 PELICAN RD |  | Polytube | Yes |  | 2022-06-09 |  | PVC | 1975 | Yes |  | 2022-06-09 |  | Non-lead
024548 | 157 STROMBOLI DR |  | Polytube | Yes |  | 2023-02-01 |  | PVC | 1975 | Yes |  | 2023-02-01 |  | Non-lead
024549 | APT A 100 BUTTONWOOD LN |  | Polytube | Yes |  | 2022-06-27 |  | PVC | 1981 | Yes |  | 2022-06-27 |  | Non-lead
024550 | 180 S AIRPORT RD |  | Polytube | Yes |  | 2024-09-30 |  | PVC | 1976 | Yes |  | 2024-09-30 |  | Non-lead
024551 | 192 S AIRPORT RD |  | Polytube | Yes |  | 2022-05-12 |  | PVC | 1992 | Yes |  | 2022-05-12 |  | Non-lead
024552 | 187 KAHIKI DR |  | Polytube | Yes |  | 2022-06-15 |  | PVC | 1975 | Yes |  | 2022-06-15 |  | Non-lead
024553 | 100 BAYVIEW ISLE DR |  | Polytube | Yes |  | 2022-05-19 |  | PVC | 1977 | Yes |  | 2022-05-19 |  | Non-lead
024554 | 109 BAYVIEW ISLE DR |  | Unknown, Non-Lead | Yes |  | 2017-12-21 |  | PVC | 2003 | Yes |  | 2017-12-21 |  | Non-lead
024555 | 124 OCEAN DR |  | Polytube | Yes |  | 2022-06-14 |  | PVC | 1976 | Yes |  | 2022-06-14 |  | Non-lead
024556 | 135 MOHAWK ST |  | Polytube | Yes |  | 2022-05-31 |  | PVC | 1978 | Yes |  | 2022-05-31 |  | Non-lead
024557 | 133 COCONUT LN |  | Polytube | Yes |  | 2022-06-07 |  | PVC | 1974 | Yes |  | 2022-06-07 |  | Non-lead
024558 | BOATS 211 N AIRPORT RD |  | Polytube | Yes |  | 2022-05-12 |  | PVC |  | Yes |  | 2022-05-12 |  | Non-lead
024559 | 171 N AIRPORT RD |  | Polytube | Yes |  | 2023-09-11 |  | PVC | 1988 | Yes |  | 2023-09-11 |  | Non-lead
024560 | 234 TOLLGATE SHRS BLVD |  | Polytube | Yes |  | 2022-06-29 |  | PVC | 1965 | Yes |  | 2022-06-29 |  | Non-lead
024561 | 117 PEARL AVE |  | Polytube | Yes |  | 2022-06-09 |  | PVC | 1974 | Yes |  | 2022-06-09 |  | Non-lead
024562 | 3 LOPEZ LN |  | Polytube | Yes |  | 2023-02-10 |  | PVC | 1905 | Yes |  | 2023-02-10 |  | Non-lead
024563 | 30725 OVERSEAS HWY |  | Polytube | Yes |  | 2024-05-24 |  | PVC | 1974 | Yes |  | 2024-05-24 |  | Non-lead
024565 | E22 11TH AVE |  | Polytube | Yes |  | 2023-03-08 |  | PVC | 1974 | Yes |  | 2023-03-08 |  | Non-lead
024566 | E24 11TH AVE |  | Polytube | Yes |  | 2023-03-08 |  | PVC | 1974 | Yes |  | 2023-03-08 |  | Non-lead
024567 | 17 6TH AVE |  | Polytube | Yes |  | 2024-10-04 |  | Copper | 1974 | Yes |  | 2024-10-04 |  | Non-lead
024568 | 5690 MALONEY AVE |  | PVC | Yes |  | 2022-08-26 |  | PVC | 1976 | Yes |  | 2022-08-26 |  | Non-lead
024569 | 22732 OVERSEAS HWY |  | Polytube | Yes |  | 2022-12-29 |  | PVC |  | Yes |  | 2022-12-29 |  | Non-lead
024570 | 29073 ROSE DR |  | Polytube | Yes |  | 2023-12-08 |  | PVC | 1972 | Yes |  | 2023-12-08 |  | Non-lead
024572 | 65 PALM DR |  | Unknown, Non-Lead | Yes |  | 2017-03-30 |  | Unknown, Non-Lead | 2003 | Yes |  | 2017-03-30 |  | Non-lead
024573 | 27762 ASTRANGIA AVE |  | Polytube | Yes |  | 2022-11-18 |  | PVC | 2000 | Yes |  | 2022-11-18 |  | Non-lead
024574 | 24853 PARK DR |  | Polytube | Yes |  | 2023-05-23 |  | PVC | 1956 | Yes |  | 2023-05-23 |  | Non-lead
024575 | 31464 H AVE |  | Polytube | Yes |  | 2022-11-09 |  | PVC |  | Yes |  | 2022-11-09 |  | Non-lead
024576 | 28159 DOROTHY AVE |  | Polytube | Yes |  | 2023-01-25 |  | Steel | 1974 | Yes |  | 2023-01-25 |  | Non-lead
024577 | 22924 JOHN SILVER LN |  | Polytube | Yes |  | 2022-12-28 |  | PVC | 1975 | Yes |  | 2022-12-28 |  | Non-lead
024578 | 29642 W CAHILL CT |  | Polytube | Yes |  | 2023-09-26 |  | PVC | 1974 | Yes |  | 2023-09-26 |  | Non-lead
024579 | 29632 W CAHILL CT |  | Polytube | Yes |  | 2022-12-12 |  | Polytube | 1976 | Yes |  | 2022-12-12 |  | Non-lead
024580 | 30984 BAY SHORE DR |  | Polytube | Yes |  | 2022-06-03 |  | Polytube | 2019 | Yes |  | 2022-06-03 |  | Non-lead
024581 | 25087 HUNT LANE |  | Polytube | Yes |  | 2023-04-25 |  | PVC | 1977 | Yes |  | 2023-04-25 |  | Non-lead
024582 | 29176 POINSETTIA LN |  | Polytube | Yes |  | 2024-09-20 |  | PVC | 1975 | Yes |  | 2024-09-20 |  | Non-lead
024583 | 80 SANDS RD |  | Polytube | Yes |  | 2023-01-19 |  | PVC | 1968 | Yes |  | 2023-01-19 |  | Non-lead
024584 | 31444 D AVE |  | Polytube | Yes |  | 2022-11-08 |  | PVC | 1959 | Yes |  | 2022-11-08 |  | Non-lead
024585 | 17229 BONEFISH LN E |  | Polytube | Yes |  | 2023-05-04 |  | Copper | 1977 | Yes |  | 2023-05-04 |  | Non-lead
024586 | LOT 14 21585 OLD STATE RD |  | Unknown, Non-Lead | Yes |  | 2023-05-25 |  | PVC | 2015 | Yes |  | 2023-05-25 |  | Non-lead
024587 | 1675 FERN AVE |  | Polytube | Yes |  | 2024-09-20 |  | PVC | 1974 | Yes |  | 2024-09-20 |  | Non-lead
024588 | 31340 C AVE |  | Polytube | Yes |  | 2022-11-08 |  | PVC | 1974 | Yes |  | 2022-11-08 |  | Non-lead
024589 | 470 PINE LN |  | Polytube | Yes |  | 2022-11-14 |  | PVC | 1968 | Yes |  | 2022-11-14 |  | Non-lead
024591 | 1361 STATE RD |  | Polytube | Yes |  | 2024-09-18 |  | PVC | 1978 | Yes |  | 2024-09-18 |  | Non-lead
024592 | 1531 BAYVIEW DR |  | Copper | Yes |  | 2024-04-17 |  | PVC | 1979 | Yes |  | 2024-04-17 |  | Non-lead
024593 | LOT 13 6531 MALONEY AVE |  | PVC | Yes |  | 2023-03-06 |  | PVC | 1958 | Yes |  | 2023-03-06 |  | Non-lead
024594 | 30942 WITTERS LANE |  | Polytube | Yes |  | 2024-04-17 |  | PVC | 1958 | Yes |  | 2024-04-17 |  | Non-lead
024595 | LOT 12 6531 MALONEY AVE |  | PVC | Yes |  | 2023-03-06 |  | PVC | 1958 | Yes |  | 2023-03-06 |  | Non-lead
024599 | MASTER GARRISON |  | Polytube | Yes |  | 2022-08-31 |  | Copper | 1970 | Yes |  | 2022-08-31 |  | Non-lead
024600 | SLIP MASTER GARRISON 1801 N ROOSEVELT BLVD |  | Polytube | Yes |  | 2022-07-12 |  | PVC | 1983 | Yes |  | 2022-07-12 |  | Non-lead
024601 | 5579 OVERSEAS Hwy |  | Cast Iron | Yes |  | 2023-03-24 |  | Cast Iron | 1973 | Yes |  | 2023-03-24 |  | Non-lead
024602 | 261 3RD ST |  | Copper | Yes |  | 2023-06-08 |  | PVC | 1974 | Yes |  | 2023-06-08 |  | Non-lead
024603 | 271 3RD ST |  | Copper | Yes |  | 2024-04-10 |  | PVC | 1974 | Yes |  | 2024-04-10 |  | Non-lead
024604 | 347 TROPICAL AVE |  | Polytube | Yes |  | 2022-10-22 |  | PVC | 1974 | Yes |  | 2022-10-22 |  | Non-lead
024605 | 61 SOMBRERO BEACH RD |  | Polytube | Yes |  | 2022-06-02 |  | PVC | 1974 | Yes |  | 2022-06-02 |  | Non-lead
024607 | 434 80TH OCEAN ST |  | Polytube | Yes |  | 2023-01-11 |  | PVC | 1973 | Yes |  | 2023-01-11 |  | Non-lead
024608 | 1138 CALLE ENSENADA |  | Polytube | Yes |  | 2023-06-12 |  | PVC | 1974 | Yes |  | 2023-06-12 |  | Non-lead
024609 | 29084 VIOLET DR |  | Polytube | Yes |  | 2022-10-31 |  | PVC | 1975 | Yes |  | 2022-10-31 |  | Non-lead
024610 | 336 E SEAVIEW DR |  | Polytube | Yes |  | 2022-10-22 |  | PVC | 1973 | Yes |  | 2022-10-22 |  | Non-lead
024611 | 154 S INDIES DR |  | Polytube | Yes |  | 2022-10-22 |  | PVC | 1974 | Yes |  | 2022-10-22 |  | Non-lead
024612 | 555 49TH OCEAN ST |  | Polytube | Yes |  | 2023-02-13 |  | PVC | 1974 | Yes |  | 2023-02-13 |  | Non-lead
024613 | 553 49TH OCEAN ST |  | Polytube | Yes |  | 2023-02-13 |  | PVC | 1972 | Yes |  | 2023-02-13 |  | Non-lead
024614 | 551 49TH OCEAN ST |  | Polytube | Yes |  | 2023-02-13 |  | PVC | 1974 | Yes |  | 2023-02-13 |  | Non-lead
024615 | 549 49TH OCEAN ST |  | Polytube | Yes |  | 2023-02-13 |  | PVC | 1974 | Yes |  | 2023-02-13 |  | Non-lead
024616 | 8070 GULFSTREAM BLVD |  | Polytube | Yes |  | 2022-06-16 |  | PVC | 1989 | Yes |  | 2022-06-16 |  | Non-lead
024617 | 4900 49TH OCEAN St |  | Polytube | Yes |  | 2023-02-08 |  | PVC | 1974 | Yes |  | 2023-02-08 |  | Non-lead
024618 | 8083 GULFSTREAM BLVD |  | Polytube | Yes |  | 2023-02-07 |  | PVC | 1974 | Yes |  | 2023-02-07 |  | Non-lead
024619 | 15 OCEAN EAST DR |  | Polytube | Yes |  | 2023-07-20 |  | PVC | 1976 | Yes |  | 2023-07-20 |  | Non-lead
024621 | 241 5TH ST |  | Polytube | Yes |  | 2022-10-22 |  | PVC | 1974 | Yes |  | 2022-10-22 |  | Non-lead
024622 | 251 5TH ST |  | Polytube | Yes |  | 2022-10-22 |  | PVC | 1959 | Yes |  | 2022-10-22 |  | Non-lead
024623 | 58518 MORTON ST |  | Polytube | Yes |  | 2023-06-05 |  | PVC | 1974 | Yes |  | 2023-06-05 |  | Non-lead
024624 | 1001 75TH OCEAN ST |  | Polytube | Yes |  | 2024-08-07 |  | PVC | 1975 | Yes |  | 2024-08-07 |  | Non-lead
024625 | 1398 WESTWARD HO LN |  | Polytube | Yes |  | 2023-09-19 |  | PVC | 1974 | Yes |  | 2023-09-19 |  | Non-lead
024626 | 21066 3RD AVE |  | Polytube | Yes |  | 2022-10-31 |  | PVC | 1974 | Yes |  | 2022-10-31 |  | Non-lead
024627 | 202 SHORE AVE |  | Polytube | Yes |  | 2023-07-05 |  | PVC | 1976 | Yes |  | 2023-07-05 |  | Non-lead
024628 | 29005 MARIGOLD DR |  | Polytube | Yes |  | 2023-01-10 |  | PVC | 1974 | Yes |  | 2023-01-10 |  | Non-lead
024629 | 81900 OVERSEAS HWY |  | Polytube | Yes |  | 2022-06-23 |  | PVC | 1975 | Yes |  | 2022-06-23 |  | Non-lead
024630 | 402 BALIDO TERR |  | Polytube | Yes |  | 2024-06-05 |  | PVC | 1978 | Yes |  | 2024-06-05 |  | Non-lead
024631 | LOT 035 6800 MALONEY AVE |  | PVC | Yes |  | 2023-03-06 |  | PVC | 1974 | Yes |  | 2023-03-06 |  | Non-lead
024632 | LOT 049 6800 MALONEY AVE |  | PVC | Yes |  | 2023-02-22 |  | PVC | 1987 | Yes |  | 2023-02-22 |  | Non-lead
024633 | LOT 029 6800 MALONEY AVE |  | PVC | Yes |  | 2024-09-16 |  | PVC | 1971 | Yes |  | 2024-09-16 |  | Non-lead
024634 | 216 AVE G |  | Polytube | Yes |  | 2023-09-20 |  | PVC | 1980 | Yes |  | 2023-09-20 |  | Non-lead
024635 | E48 12TH AVE |  | Polytube | Yes |  | 2023-03-08 |  | PVC | 1973 | Yes |  | 2023-03-08 |  | Non-lead
024636 | 1072 BAY DR |  | Polytube | Yes |  | 2023-04-24 |  | PVC | 1979 | Yes |  | 2023-04-24 |  | Non-lead
024637 | 1003 18TH ST |  | Polytube | Yes |  | 2022-07-20 |  | Copper | 1974 | Yes |  | 2022-07-20 |  | Non-lead
024638 | 22862 JOHN SILVER LN |  | Polytube | Yes |  | 2023-07-27 |  | PVC | 1976 | Yes |  | 2023-07-27 |  | Non-lead
024639 | 23078 SAILFISH LN |  | Polytube | Yes |  | 2022-11-09 |  | PVC | 1975 | Yes |  | 2022-11-09 |  | Non-lead
024640 | LOT 039 6800 MALONEY AVE |  | PVC | Yes |  | 2023-03-06 |  | PVC | 1973 | Yes |  | 2023-03-06 |  | Non-lead
024641 | 175 STAR LN |  | Unknown, Non-Lead | Yes |  | 2019-09-30 |  | Unknown, Non-Lead | 1993 | Yes |  | 2019-09-30 |  | Non-lead
024642 | 3409 EAGLE AVE |  | Copper | Yes |  | 2024-05-21 |  | Copper | 1963 | Yes |  | 2024-05-21 |  | Non-lead
024643 | 1424 PETRONIA ST |  | Polytube | Yes |  | 2022-09-19 |  | PVC | 1938 | Yes |  | 2022-09-19 |  | Non-lead
024644 | SLIP A01 1801 N ROOSEVELT BLVD |  | PVC | Yes |  | 2022-07-08 |  | PVC | 1983 | Yes |  | 2022-07-08 |  | Non-lead
024645 | SLIP A02 1801 N ROOSEVELT BLVD |  | PVC | Yes |  | 2022-07-08 |  | PVC | 1983 | Yes |  | 2022-07-08 |  | Non-lead
024646 | SLIP A03 1801 N ROOSEVELT BLVD |  | PVC | Yes |  | 2022-07-08 |  | PVC | 1983 | Yes |  | 2022-07-08 |  | Non-lead
024647 | SLIP A04 1801 N ROOSEVELT BLVD |  | PVC | Yes |  | 2022-07-08 |  | PVC | 1983 | Yes |  | 2022-07-08 |  | Non-lead
024648 | SLIP A05 1801 N ROOSEVELT BLVD |  | PVC | Yes |  | 2022-07-08 |  | PVC | 1983 | Yes |  | 2022-07-08 |  | Non-lead
024649 | SLIP A06 1801 N ROOSEVELT BLVD |  | PVC | Yes |  | 2022-07-08 |  | PVC | 1983 | Yes |  | 2022-07-08 |  | Non-lead
024650 | SLIP A07 1801 N ROOSEVELT BLVD |  | PVC | Yes |  | 2022-07-08 |  | PVC | 1983 | Yes |  | 2022-07-08 |  | Non-lead
024651 | SLIP A08 1801 N ROOSEVELT BLVD |  | PVC | Yes |  | 2022-07-08 |  | PVC | 1983 | Yes |  | 2022-07-08 |  | Non-lead
024652 | SLIP A09 1801 N ROOSEVELT BLVD |  | PVC | Yes |  | 2022-07-08 |  | PVC | 1983 | Yes |  | 2022-07-08 |  | Non-lead
024653 | SLIP A10 1801 N ROOSEVELT BLVD |  | PVC | Yes |  | 2022-07-08 |  | PVC | 1983 | Yes |  | 2022-07-08 |  | Non-lead
024654 | SLIP A11 1801 N ROOSEVELT BLVD |  | PVC | Yes |  | 2022-07-08 |  | PVC | 1983 | Yes |  | 2022-07-08 |  | Non-lead
024655 | SLIP A12 1801 N ROOSEVELT BLVD |  | PVC | Yes |  | 2022-07-08 |  | PVC | 1983 | Yes |  | 2022-07-08 |  | Non-lead
024656 | SLIP A13 1801 N ROOSEVELT BLVD |  | PVC | Yes |  | 2022-07-08 |  | PVC | 1983 | Yes |  | 2022-07-08 |  | Non-lead
024657 | SLIP A14 1801 N ROOSEVELT BLVD |  | PVC | Yes |  | 2022-07-08 |  | PVC | 1983 | Yes |  | 2022-07-08 |  | Non-lead
024658 | SLIP A15 1801 N ROOSEVELT BLVD |  | PVC | Yes |  | 2022-07-08 |  | PVC | 1983 | Yes |  | 2022-07-08 |  | Non-lead
024659 | SLIP A16 1801 N ROOSEVELT BLVD |  | PVC | Yes |  | 2022-07-08 |  | PVC | 1983 | Yes |  | 2022-07-08 |  | Non-lead
024660 | SLIP A17 1801 N ROOSEVELT BLVD |  | PVC | Yes |  | 2022-07-08 |  | PVC | 1983 | Yes |  | 2022-07-08 |  | Non-lead
024661 | SLIP A18 1801 N ROOSEVELT BLVD |  | PVC | Yes |  | 2022-07-08 |  | PVC | 1983 | Yes |  | 2022-07-08 |  | Non-lead
024662 | SLIP A19 1801 N ROOSEVELT BLVD |  | PVC | Yes |  | 2022-07-08 |  | PVC | 1983 | Yes |  | 2022-07-08 |  | Non-lead
024663 | SLIP A20 1801 N ROOSEVELT BLVD |  | PVC | Yes |  | 2022-07-08 |  | PVC | 1983 | Yes |  | 2022-07-08 |  | Non-lead
024664 | SLIP A21 1801 N ROOSEVELT BLVD |  | PVC | Yes |  | 2022-07-08 |  | PVC | 1983 | Yes |  | 2022-07-08 |  | Non-lead
024665 | SLIP A22 1801 N ROOSEVELT BLVD |  | PVC | Yes |  | 2022-07-08 |  | PVC | 1983 | Yes |  | 2022-07-08 |  | Non-lead
024666 | SLIP A23 1801 N ROOSEVELT BLVD |  | PVC | Yes |  | 2022-07-08 |  | PVC | 1983 | Yes |  | 2022-07-08 |  | Non-lead
024667 | SLIP A24 1801 N ROOSEVELT BLVD |  | PVC | Yes |  | 2022-07-08 |  | PVC | 1983 | Yes |  | 2022-07-08 |  | Non-lead
024668 | SLIP A25 1801 N ROOSEVELT BLVD |  | PVC | Yes |  | 2022-10-19 |  | PVC | 1983 | Yes |  | 2022-10-19 |  | Non-lead
024669 | SLIP A26 1801 N ROOSEVELT BLVD |  | Polytube | Yes |  | 2022-07-20 |  | PVC | 1983 | Yes |  | 2022-07-20 |  | Non-lead
024670 | SLIP B06 1801 N ROOSEVELT BLVD |  | PVC | Yes |  | 2023-06-07 |  | PVC | 1983 | Yes |  | 2023-06-07 |  | Non-lead
024671 | SLIP B02 1801 N ROOSEVELT BLVD |  | PVC | Yes |  | 2022-07-12 |  | PVC | 1983 | Yes |  | 2022-07-12 |  | Non-lead
024672 | SLIP B03 1801 N ROOSEVELT BLVD |  | PVC | Yes |  | 2023-07-13 |  | PVC | 1983 | Yes |  | 2023-07-13 |  | Non-lead
024673 | SLIP D05 1801 N ROOSEVELT BLVD |  | Polytube | Yes |  | 2022-07-12 |  | Polytube | 1983 | Yes |  | 2022-07-12 |  | Non-lead
024674 | SLIP B05 1801 N ROOSEVELT BLVD |  | PVC | Yes |  | 2022-10-17 |  | PVC | 1983 | Yes |  | 2022-10-17 |  | Non-lead
024675 | LOT 044 6800 MALONEY AVE |  | pvc | Yes |  | 2023-03-03 |  | pvc | 1975 | Yes |  | 2023-03-03 |  | Non-lead
024676 | 2 PALMETTO DR |  | Polytube | Yes |  | 2024-09-27 |  | PVC | 1974 | Yes |  | 2024-09-27 |  | Non-lead
024677 | 27342 ANTIGUA LN |  | Polytube | Yes |  | 2023-05-04 |  | PVC | 1979 | Yes |  | 2023-05-04 |  | Non-lead
024678 | 6 COCONUT DR |  | Polytube | Yes |  | 2023-03-01 |  | PVC | 1974 | Yes |  | 2023-03-01 |  | Non-lead
024679 | 31113 I AVE |  | Polytube | Yes |  | 2022-11-09 |  | PVC | 1961 | Yes |  | 2022-11-09 |  | Non-lead
024680 | 94 SIRIUS LN |  | Polytube | Yes |  | 2024-06-26 |  | PVC | 1979 | Yes |  | 2024-06-26 |  | Non-lead
024681 | 31450 C AVE |  | Polytube | Yes |  | 2024-02-26 |  | PVC | 1963 | Yes |  | 2024-02-26 |  | Non-lead
024683 | 35 LAKE SHORE DR |  | Polytube | Yes |  | 2022-11-17 |  | PVC | 1974 | Yes |  | 2022-11-17 |  | Non-lead
024684 | LOT 042 6800 MALONEY AVE |  | PVC | Yes |  | 2023-03-06 |  | PVC | 1974 | Yes |  | 2023-03-06 |  | Non-lead
024685 | 25338 2ND ST |  | Polytube | Yes |  | 2023-04-25 |  | PVC | 1975 | Yes |  | 2023-04-25 |  | Non-lead
024686 | VACANT CORN SAWYER & OVERSEAS HWY |  | Polytube | Yes |  | 2022-08-25 |  | PVC |  | Yes |  | 2022-08-25 |  | Non-lead
024687 | #3 5630 3RD AVE |  | Polytube | Yes |  | 2023-03-06 |  | PVC | 1959 | Yes |  | 2023-03-06 |  | Non-lead
024688 | UNIT A 1106 KEY PLAZA |  | Polytube | Yes |  | 2024-02-21 |  | PVC | 1974 | Yes |  | 2024-02-21 |  | Non-lead
024689 | 253 PIRATES RD |  | Polytube | Yes |  | 2023-01-24 |  | PVC | 1976 | Yes |  | 2023-01-24 |  | Non-lead
024690 | AVE 20910 5TH |  | Polytube | Yes |  | 2022-10-31 |  | PVC | 1974 | Yes |  | 2022-10-31 |  | Non-lead
024691 | 166 SUN LN |  | Unknown, Non-Lead | Yes |  | 2024-05-31 |  | Unknown, Non-Lead | 2002 | Yes |  | 2024-05-31 |  | Non-lead
024692 | 231 GEIGER RD |  | Unknown, Non-Lead | Yes |  | 2024-01-03 |  | Unknown, Non-Lead | 2009 | Yes |  | 2024-01-03 |  | Non-lead
024693 | 187 E CARIBBEAN DR |  | Polytube | Yes |  | 2023-04-24 |  | PVC | 1975 | Yes |  | 2023-04-24 |  | Non-lead
024694 | 298 SCORPIO LN |  | Polytube | Yes |  | 2024-08-30 |  | PVC | 1974 | Yes |  | 2024-08-30 |  | Non-lead
024695 | 29741 HENRY LN |  | Polytube | Yes |  | 2022-12-05 |  | PVC | 1973 | Yes |  | 2022-12-05 |  | Non-lead
024696 | 307 KING AVE |  | Polytube | Yes |  | 2022-10-24 |  | PVC | 1971 | Yes |  | 2022-10-24 |  | Non-lead
024697 | 1207 MOCKINGBIRD RD |  | Polytube | Yes |  | 2022-07-21 |  | PVC | 1980 | Yes |  | 2022-07-21 |  | Non-lead
024698 | 55 BONEFISH AVE |  | Polytube | Yes |  | 2022-10-27 |  | PVC | 1974 | Yes |  | 2022-10-27 |  | Non-lead
024699 | 18 FISHERMANS TRAIL |  | Copper | Yes |  | 2023-02-06 |  | PVC | 1973 | Yes |  | 2023-02-06 |  | Non-lead
024700 | 909 TROPICAL LN |  | Polytube | Yes |  | 2023-05-04 |  | PVC | 1969 | Yes |  | 2023-05-04 |  | Non-lead
024701 | 97 MARINA AVE |  | Polytube | Yes |  | 2023-02-01 |  | PVC | 1975 | Yes |  | 2023-02-01 |  | Non-lead
024702 | 423 COLLINS ST |  | Polytube | Yes |  | 2022-10-31 |  | PVC | 1974 | Yes |  | 2022-10-31 |  | Non-lead
024703 | 17 JUDY PL |  | Polytube | Yes |  | 2022-11-29 |  | PVC | 1958 | Yes |  | 2022-11-29 |  | Non-lead
024704 | 853 NARAGANSETT LN |  | Unknown, Non-Lead | Yes |  | 2021-01-06 |  | Unknown, Non-Lead | 2015 | Yes |  | 2021-01-06 |  | Non-lead
024705 | 178 ARBOR LN |  | Polytube | Yes |  | 2023-02-13 |  | PVC | 1970 | Yes |  | 2023-02-13 |  | Non-lead
024706 | 155 JOJEAN LD-2 B1 WAY |  | Polytube | Yes |  | 2023-01-30 |  | PVC | 1974 | Yes |  | 2023-01-30 |  | Non-lead
024707 | 82 HENRY MORGAN DR |  | Polytube | Yes |  | 2023-02-01 |  | PVC | 1957 | Yes |  | 2023-02-01 |  | Non-lead
024708 | 101000 OVERSEAS HWY |  | Polytube | Yes |  | 2023-02-03 |  | PVC | 1974 | Yes |  | 2023-02-03 |  | Non-lead
024709 | 612 SANTA ANITA LN |  | Unknown, Non-Lead | Yes |  | 2018-03-21 |  | Unknown, Non-Lead | 2009 | Yes |  | 2018-03-21 |  | Non-lead
024710 | 97275 OVERSEAS HWY |  | Polytube | Yes |  | 2022-06-29 |  | PVC | 1976 | Yes |  | 2022-06-29 |  | Non-lead
024711 | 142 BURGUNDY DR |  | Copper | Yes |  | 2023-11-30 |  | PVC | 1979 | Yes |  | 2023-11-30 |  | Non-lead
024712 | 174 BURGUNDY DR |  | Polytube | Yes |  | 2023-02-09 |  | PVC | 1974 | Yes |  | 2023-02-09 |  | Non-lead
024713 | 223 ANTIGUA RD |  | Polytube | Yes |  | 2023-05-04 |  | Copper | 1974 | Yes |  | 2023-05-04 |  | Non-lead
024714 | 128 HARRY HARRIS APT DR |  | Polytube | Yes |  | 2022-07-20 |  | PVC | 1977 | Yes |  | 2022-07-20 |  | Non-lead
024715 | 126 HARRY HARRIS DR |  | Polytube | Yes |  | 2022-07-20 |  | PVC | 1977 | Yes |  | 2022-07-20 |  | Non-lead
024716 | 234 BURGUNDY DR |  | Copper | Yes |  | 2023-07-17 |  | PVC | 1974 | Yes |  | 2023-07-17 |  | Non-lead
024717 | 261 BURGUNDY DR |  | Polytube | Yes |  | 2023-02-09 |  | PVC | 1974 | Yes |  | 2023-02-09 |  | Non-lead
024718 | 230 BURGUNDY DR |  | Copper | Yes |  | 2023-02-09 |  | PVC | 1979 | Yes |  | 2023-02-09 |  | Non-lead
024719 | 226 BURGUNDY DR |  | Copper | Yes |  | 2023-02-09 |  | PVC | 1974 | Yes |  | 2023-02-09 |  | Non-lead
024720 | 561 PALM DR |  | Polytube | Yes |  | 2023-02-08 |  | PVC | 1976 | Yes |  | 2023-02-08 |  | Non-lead
024721 | 850 NARRAGANSETT LN |  | Copper | Yes |  | 2023-05-04 |  | PVC | 1974 | Yes |  | 2023-05-04 |  | Non-lead
024723 | 232 KING AVE |  | Polytube | Yes |  | 2022-10-24 |  | PVC | 1978 | Yes |  | 2022-10-24 |  | Non-lead
024725 | 146 BURGUNDY DR |  | Copper | Yes |  | 2023-02-09 |  | PVC | 1973 | Yes |  | 2023-02-09 |  | Non-lead
024726 | 217 BURGUNDY DR |  | Copper | Yes |  | 2023-02-09 |  | PVC | 1974 | Yes |  | 2023-02-09 |  | Non-lead
024727 | 2 PELICAN RD |  | Polytube | Yes |  | 2023-05-04 |  | PVC | 1971 | Yes |  | 2023-05-04 |  | Non-lead
024728 | 47 BUTTONWOOD DR |  | Polytube | Yes |  | 2024-01-03 |  | PVC | 1974 | Yes |  | 2024-01-03 |  | Non-lead
024729 | 413 BOWIE LANE |  | Copper | Yes |  | 2022-08-12 |  | PVC | 1978 | Yes |  | 2022-08-12 |  | Non-lead
024730 | 8 BUNTING DR |  | Polytube | Yes |  | 2023-05-04 |  | PVC | 1983 | Yes |  | 2023-05-04 |  | Non-lead
024731 | 227 ANNE BONNY DR |  | Unknown, Non-Lead | Yes |  | 2021-01-05 |  | Unknown, Non-Lead | 2001 | Yes |  | 2021-01-05 |  | Non-lead
024732 | 450 BOWIE LN |  | Polytube | Yes |  | 2024-08-26 |  | PVC | 1986 | Yes |  | 2024-08-26 |  | Non-lead
024733 | 114 BURGUNDY DR |  | Polytube | Yes |  | 2022-09-01 |  | PVC | 1976 | Yes |  | 2022-09-01 |  | Non-lead
024734 | 40 GORDON CIR |  | Unknown, Non-Lead | Yes |  | 2019-03-04 |  | Unknown, Non-Lead | 2003 | Yes |  | 2019-03-04 |  | Non-lead
024735 | 474 BOWIE LN |  | Unknown, Non-Lead | Yes |  | 2021-10-05 |  | PVC | 2003 | Yes |  | 2021-10-05 |  | Non-lead
024736 | 242 BURGUNDY DR |  | Unknown, Non-Lead | No |  |  |  | Unknown, Non-Lead | 2010 | No |  |  |  | Non-lead
024737 | 238 BURGUNDY DR |  | Copper | Yes |  | 2023-02-09 |  | PVC | 1969 | Yes |  | 2023-02-09 |  | Non-lead
024738 | 186 BURGUNDY DR |  | Copper | Yes |  | 2023-02-09 |  | PVC | 1975 | Yes |  | 2023-02-09 |  | Non-lead
024739 | 190 BURGUNDY DR |  | Polytube | Yes |  | 2023-02-09 |  | PVC | 1975 | Yes |  | 2023-02-09 |  | Non-lead
024740 | B15 104 OLEANDER CIR |  | Polytube | Yes |  | 2023-01-31 |  | PVC | 1972 | Yes |  | 2023-01-31 |  | Non-lead
024741 | APT 2 147 JO JEAN WAY |  | Polytube | Yes |  | 2023-01-30 |  | PVC | 1973 | Yes |  | 2023-01-30 |  | Non-lead
024742 | 225 JOLLY ROGER DR |  | Polytube | Yes |  | 2023-01-31 |  | Copper | 1974 | Yes |  | 2023-01-31 |  | Non-lead
024743 | 102 ELLINGTON CT |  | Polytube | Yes |  | 2024-07-10 |  | PVC | 2011 | Yes |  | 2024-07-10 |  | Non-lead
024744 | 371 BUTTONWOOD DR |  | Copper | Yes |  | 2023-01-31 |  | PVC | 1975 | Yes |  | 2023-01-31 |  | Non-lead
024745 | 1001 SNAPPER LN |  | Polytube | Yes |  | 2024-07-10 |  | PVC | 1975 | Yes |  | 2024-07-10 |  | Non-lead
024746 | 427 89TH ST OCEAN |  | Polytube | Yes |  | 2023-01-24 |  | PVC | 1975 | Yes |  | 2023-01-24 |  | Non-lead
024747 | OCEAN 425 89TH ST |  | Polytube | Yes |  | 2023-10-10 |  | PVC | 1975 | Yes |  | 2023-10-10 |  | Non-lead
024748 | 11241 3RD GULF AVE |  | Polytube | Yes |  | 2022-08-25 |  | PVC | 1975 | Yes |  | 2022-08-25 |  | Non-lead
024750 | 7525 GULFSTREAM BLVD |  | Polytube | Yes |  | 2023-08-31 |  | PVC | 1983 | Yes |  | 2023-08-31 |  | Non-lead
024751 | 7500 GULFSTREAM BLVD |  | Polytube | Yes |  | 2023-01-26 |  | PVC | 1987 | Yes |  | 2023-01-26 |  | Non-lead
024752 | 12790 OVERSEAS HWY |  | Polytube | Yes |  | 2023-09-26 |  | PVC | 1981 | Yes |  | 2023-09-26 |  | Non-lead
024753 | 1260 52ND GULF ( WEST ST |  | Polytube | Yes |  | 2023-02-15 |  | PVC | 1976 | Yes |  | 2023-02-15 |  | Non-lead
024754 | 418 60TH GULF ST |  | Polytube | Yes |  | 2024-07-30 |  | PVC | 1974 | Yes |  | 2024-07-30 |  | Non-lead
024755 | 821 11TH ST |  | Polytube | Yes |  | 2023-10-13 |  | PVC | 1973 | Yes |  | 2023-10-13 |  | Non-lead
024756 | 4250 GULFVIEW |  | Unknown, Non-Lead | Yes |  | 2021-03-24 |  | Unknown, Non-Lead | 1989 | Yes |  | 2021-03-24 |  | Non-lead
024757 | 11600 OVERSEAS HWY |  | Polytube | Yes |  | 2022-08-25 |  | PVC | 1974 | Yes |  | 2022-08-25 |  | Non-lead
024759 | 855 70TH GULF ST |  | Copper | Yes |  | 2022-05-16 |  | PVC | 1986 | Yes |  | 2022-05-16 |  | Non-lead
024761 | 58385 MORTON ST |  | Polytube | Yes |  | 2024-05-08 |  | PVC | 1977 | Yes |  | 2024-05-08 |  | Non-lead
024762 | APT 3 306 SOMBRERO BCH RD |  | Polytube | Yes |  | 2024-03-20 |  | PVC | 1974 | Yes |  | 2024-03-20 |  | Non-lead
024763 | APT 4 306 SOMBRERO BCH RD |  | Polytube | Yes |  | 2024-03-20 |  | PVC | 1974 | Yes |  | 2024-03-20 |  | Non-lead
024764 | APT 1 306 SOMBRERO BCH RD |  | Polytube | Yes |  | 2024-03-20 |  | PVC | 1974 | Yes |  | 2024-03-20 |  | Non-lead
024765 | APT 2 306 SOMBRERO BEACH RD |  | Polytube | Yes |  | 2024-03-26 |  | PVC | 1974 | Yes |  | 2024-03-26 |  | Non-lead
024766 | 201 E OCEAN DR |  | Polytube | Yes |  | 2022-10-22 |  | PVC | 1987 | Yes |  | 2022-10-22 |  | Non-lead
024767 | 244 W SEAVIEW DR |  | Polytube | Yes |  | 2024-06-21 |  | PVC | 1978 | Yes |  | 2024-06-21 |  | Non-lead
024768 | 31450 H AVE |  | Polytube | Yes |  | 2022-11-09 |  | PVC |  | Yes |  | 2022-11-09 |  | Non-lead
024769 | 668 89TH OCEAN ST |  | Polytube | Yes |  | 2024-09-19 |  | PVC | 1976 | Yes |  | 2024-09-19 |  | Non-lead
024770 | 670 89TH OCEAN ST |  | Polytube | Yes |  | 2024-09-23 |  | PVC | 1976 | Yes |  | 2024-09-23 |  | Non-lead
024771 | 338 SPICA LN |  | Polytube | Yes |  | 2022-09-26 |  | PVC | 1977 | Yes |  | 2022-09-26 |  | Non-lead
024772 | 520 FRONT ST |  | Polytube | Yes |  | 2022-12-02 |  | PVC | 1948 | Yes |  | 2022-12-02 |  | Non-lead
024773 | SLIP B01 1801 N ROOSEVELT BLVD |  | PVC | Yes |  | 2023-01-31 |  | PVC | 1983 | Yes |  | 2023-01-31 |  | Non-lead
024774 | 213 VENUS LN |  | Polytube | Yes |  | 2022-09-26 |  | PVC |  | Yes |  | 2022-09-26 |  | Non-lead
024775 | E21 11TH AVE |  | Polytube | Yes |  | 2023-03-08 |  | PVC | 1974 | Yes |  | 2023-03-08 |  | Non-lead
024776 | K W INTERNATIONAL |  | Unknown | Yes |  | 2023-05-04 |  | Unknown | 1968 | Yes |  | 2023-05-04 |  | Lead Status Unknown
024777 | 28160 COUNTY RD |  | Polytube | Yes |  | 2023-01-25 |  | PVC | 1973 | Yes |  | 2023-01-25 |  | Non-lead
024778 | WALDORF 99551 OVERSEAS HWY |  | Polytube | Yes |  | 2022-11-10 |  | PVC | 1975 | Yes |  | 2022-11-10 |  | Non-lead
024779 | LOT 043 6800 MALONEY AVE |  | Unknown, Non-Lead | Yes |  | 2023-03-02 |  | Unknown, Non-Lead | 1994 | Yes |  | 2023-03-02 |  | Non-lead
024780 | 272 MARS LN |  | Polytube | Yes |  | 2022-09-26 |  | PVC | 1974 | Yes |  | 2022-09-26 |  | Non-lead
024781 | 18954 ACOSTA TRAIL |  | Polytube | Yes |  | 2023-01-13 |  | PVC | 1973 | Yes |  | 2023-01-13 |  | Non-lead
024782 | 1303 CALDER RD |  | Copper | Yes |  | 2023-05-04 |  | PVC | 1979 | Yes |  | 2023-05-04 |  | Non-lead
024783 | 397 BALIDO DR |  | Polytube | Yes |  | 2023-03-10 |  | PVC | 1974 | Yes |  | 2023-03-10 |  | Non-lead
024784 | 1300 TROPICAL ST |  | Polytube | Yes |  | 2024-09-11 |  | Polytube | 1988 | Yes |  | 2024-09-11 |  | Non-lead
024785 | 19141 ROCKY RD |  | Polytube | Yes |  | 2023-01-18 |  | PVC | 1973 | Yes |  | 2023-01-18 |  | Non-lead
024786 | 16883 E POINT DR |  | Polytube | Yes |  | 2022-07-11 |  | PVC | 1987 | Yes |  | 2022-07-11 |  | Non-lead
024787 | 23076 TARPON LN |  | Polytube | Yes |  | 2022-12-28 |  | PVC |  | Yes |  | 2022-12-28 |  | Non-lead
024788 | 22308 JOLLY ROGER DR |  | Polytube | Yes |  | 2022-11-07 |  | PVC | 1976 | Yes |  | 2022-11-07 |  | Non-lead
024789 | 1111 OCEAN DR |  | Polytube | Yes |  | 2024-05-02 |  | PVC | 1974 | Yes |  | 2024-05-02 |  | Non-lead
024790 | 1089 OCEAN DR |  | Polytube | Yes |  | 2022-09-09 |  | PVC | 1975 | Yes |  | 2022-09-09 |  | Non-lead
024792 | 30070 POND LN |  | Polytube | Yes |  | 2023-04-25 |  | PVC | 1979 | Yes |  | 2023-04-25 |  | Non-lead
024793 | 82 BAY DR |  | Polytube | Yes |  | 2023-08-29 |  | PVC | 1974 | Yes |  | 2023-08-29 |  | Non-lead
024794 | 28112 HELEN AVE |  | Polytube | Yes |  | 2024-06-04 |  | PVC | 1973 | Yes |  | 2024-06-04 |  | Non-lead
024795 | 1455 SUNSET RD |  | Polytube | Yes |  | 2022-11-16 |  | PVC | 1975 | Yes |  | 2022-11-16 |  | Non-lead
024796 | 1457 SUNSET RD |  | Polytube | Yes |  | 2022-11-16 |  | PVC | 1975 | Yes |  | 2022-11-16 |  | Non-lead
024797 | 1473 SUNSET RD |  | Unknown, Non-Lead | Yes |  | 2018-12-05 |  | Unknown, Non-Lead | 2020 | Yes |  | 2018-12-05 |  | Non-lead
024798 | 1473 SUNSET IRRIGATION RD |  | Unknown, Non-Lead | Yes |  | 2024-03-07 |  | Unknown, Non-Lead | 2020 | Yes |  | 2024-03-07 |  | Non-lead
024799 | 285 BLACKBEARD RD |  | Polytube | Yes |  | 2023-01-24 |  | PVC | 1975 | Yes |  | 2023-01-24 |  | Non-lead
024801 | 29393 CYPRESS DR |  | Polytube | Yes |  | 2023-04-18 |  | PVC | 1976 | Yes |  | 2023-04-18 |  | Non-lead
024802 | 491 W INDIES DR |  | Polytube | Yes |  | 2024-10-07 |  | PVC | 1968 | Yes |  | 2024-10-07 |  | Non-lead
024803 | 26351 OLD STATE RD |  | Polytube | Yes |  | 2024-02-09 |  | PVC | 1974 | Yes |  | 2024-02-09 |  | Non-lead
024804 | 401 CACTUS DR |  | Polytube | Yes |  | 2022-11-07 |  | PVC | 1975 | Yes |  | 2022-11-07 |  | Non-lead
024805 | 2 COCONUT DR |  | Polytube | Yes |  | 2022-11-07 |  | PVC | 1976 | Yes |  | 2022-11-07 |  | Non-lead
024806 | 329 W SHORE DR |  | Polytube | Yes |  | 2023-04-25 |  | PVC | 1974 | Yes |  | 2023-04-25 |  | Non-lead
024807 | 1 COCONUT DR |  | Polytube | Yes |  | 2022-05-06 |  | Copper | 1977 | Yes |  | 2022-05-06 |  | Non-lead
024808 | 1406 LEON ST |  | Polytube | Yes |  | 2022-09-22 |  | PVC | 1974 | Yes |  | 2022-09-22 |  | Non-lead
024809 | 501 OVERSEAS HWY |  | Polytube | Yes |  | 2023-07-18 |  | PVC | 1974 | Yes |  | 2023-07-18 |  | Non-lead
024810 | D48 11TH AVE |  | Polytube | Yes |  | 2024-01-19 |  | PVC | 1974 | Yes |  | 2024-01-19 |  | Non-lead
024811 | LOT 046 6800 MALONEY AVE |  | PVC | Yes |  | 2023-02-22 |  | PVC | 1987 | Yes |  | 2023-02-22 |  | Non-lead
024812 | UP 1123 ELGIN LN |  | Polytube | Yes |  | 2024-08-12 |  | PVC | 1945 | Yes |  | 2024-08-12 |  | Non-lead
024813 | LOT 030 6800 MALONEY AVE |  | PVC | Yes |  | 2023-03-06 |  | PVC | 1978 | Yes |  | 2023-03-06 |  | Non-lead
024814 | 311 OVERSEAS HWY |  | Polytube | Yes |  | 2023-08-14 |  | PVC | 1976 | Yes |  | 2023-08-14 |  | Non-lead
024815 | 30325 EAGLE LANE |  | Copper | Yes |  | 2022-11-16 |  | PVC | 1985 | Yes |  | 2022-11-16 |  | Non-lead
024816 | 27337 MARTINQUE LANE |  | Polytube | Yes |  | 2022-10-13 |  | PVC | 1975 | Yes |  | 2022-10-13 |  | Non-lead
024817 | 5530 3RD AVE |  | Polytube | Yes |  | 2023-03-06 |  | PVC | 1977 | Yes |  | 2023-03-06 |  | Non-lead
024818 | 84 BAY DR |  | Polytube | Yes |  | 2022-08-26 |  | PVC | 1975 | Yes |  | 2022-08-26 |  | Non-lead
024819 | 187 SHORE DR |  | Polytube | Yes |  | 2023-08-29 |  | PVC | 1991 | Yes |  | 2023-08-29 |  | Non-lead
024820 | 18949 PELICO RD |  | Polytube | Yes |  | 2023-08-28 |  | PVC | 1973 | Yes |  | 2023-08-28 |  | Non-lead
024821 | 411 LAFITTE RD |  | Polytube | Yes |  | 2023-01-23 |  | PVC | 1977 | Yes |  | 2023-01-23 |  | Non-lead
024822 | 15350 OLD ST RD 4A |  | Polytube | Yes |  | 2023-02-09 |  | Polytube |  | Yes |  | 2023-02-09 |  | Non-lead
024823 | 23068 SAILFISH LN |  | Polytube | Yes |  | 2022-11-09 |  | PVC | 1976 | Yes |  | 2022-11-09 |  | Non-lead
024824 | 31382 AVENUE H |  | Polytube | Yes |  | 2024-04-19 |  | PVC | 1960 | Yes |  | 2024-04-19 |  | Non-lead
024827 | 15760 OLD STATE 4A RD |  | Polytube | Yes |  | 2024-05-31 |  | PVC | 1976 | Yes |  | 2024-05-31 |  | Non-lead
024828 | 1565 BUTTONWOOD DR |  | Polytube | Yes |  | 2022-12-15 |  | PVC | 1975 | Yes |  | 2022-12-15 |  | Non-lead
024831 | 27873 CORAL SHORES RD |  | Polytube | Yes |  | 2023-03-27 |  | PVC | 1985 | Yes |  | 2023-03-27 |  | Non-lead
024832 | 1511 BAYVIEW DR |  | Polytube | Yes |  | 2023-06-21 |  | PVC | 1985 | Yes |  | 2023-06-21 |  | Non-lead
024833 | 1693 BAYVIEW DR |  | Copper | Yes |  | 2024-08-16 |  | PVC | 1976 | Yes |  | 2024-08-16 |  | Non-lead
024834 | 27868 LOBSTER TAIL TRA |  | Copper | Yes |  | 2023-01-24 |  | PVC | 1974 | Yes |  | 2023-01-24 |  | Non-lead
024835 | 27818 LOBSTER TAIL TRA |  | Polytube | Yes |  | 2023-01-24 |  | PVC | 1986 | Yes |  | 2023-01-24 |  | Non-lead
024836 | 1616 PINE CHANNEL DR |  | Polytube | Yes |  | 2023-01-24 |  | PVC | 1979 | Yes |  | 2023-01-24 |  | Non-lead
024837 | 1696 PINE CHANNEL LT DR |  | Polytube | Yes |  | 2023-01-24 |  | PVC | 1978 | Yes |  | 2023-01-24 |  | Non-lead
024838 | 1788 PINE CHANNEL DR |  | Unknown, Non-Lead | Yes |  | 2020-07-30 |  | Unknown, Non-Lead | 2007 | Yes |  | 2020-07-30 |  | Non-lead
024839 | 27959 LOBSTERTAIL TRAIL |  | Polytube | Yes |  | 2023-01-23 |  | PVC | 1980 | Yes |  | 2023-01-23 |  | Non-lead
024840 | 27984 TARPON TERR |  | Polytube | Yes |  | 2023-01-23 |  | PVC | 1987 | Yes |  | 2023-01-23 |  | Non-lead
024841 | 1042 E CARIBBEAN DR |  | Unknown, Non-Lead | Yes |  | 2021-03-29 |  | PVC | 2005 | Yes |  | 2021-03-29 |  | Non-lead
024842 | 17 AMARYLLIS DR |  | Polytube | Yes |  | 2022-05-05 |  | PVC | 1974 | Yes |  | 2022-05-05 |  | Non-lead
024844 | 751 43RD St |  | Polytube | Yes |  | 2023-02-10 |  | PVC | 1975 | Yes |  | 2023-02-10 |  | Non-lead
024845 | 95 COCO PLUM DR |  | Polytube | Yes |  | 2024-07-24 |  | PVC |  | Yes |  | 2024-07-24 |  | Non-lead
024846 | 2 N CONCH AVE |  | None | No |  |  |  | None | 1968 | No |  |  |  | Non-lead
024847 | APT 4 308 SOMBRERO BEACH RD |  | Polytube | Yes |  | 2024-08-19 |  | PVC | 1974 | Yes |  | 2024-08-19 |  | Non-lead
024848 | UNIT 3 308 SOMBRERO BCH RD |  | Polytube | Yes |  | 2022-05-25 |  | PVC | 1974 | Yes |  | 2022-05-25 |  | Non-lead
024849 | UNIT 2 308 SOMBRERO BCH RD |  | Polytube | Yes |  | 2024-03-15 |  | PVC | 1974 | Yes |  | 2024-03-15 |  | Non-lead
024850 | 7770 GULFSTREAM BLVD |  | Unknown | Yes |  | 2022-12-14 |  | Unknown | 1959 | Yes |  | 2022-12-14 |  | Lead Status Unknown
024851 | 841 COPA D'ORO |  | Copper | Yes |  | 2022-05-31 |  | Copper | 1980 | Yes |  | 2022-05-31 |  | Non-lead
024852 | 376 E SEAVIEW DR |  | Polytube | Yes |  | 2022-10-22 |  | PVC | 1973 | Yes |  | 2022-10-22 |  | Non-lead
024853 | 493 PORGY DR |  | Polytube | Yes |  | 2023-01-26 |  | PVC | 1978 | Yes |  | 2023-01-26 |  | Non-lead
024854 | 22967 DRAKE LN |  | Polytube | Yes |  | 2022-11-07 |  | PVC | 1987 | Yes |  | 2022-11-07 |  | Non-lead
024856 | 804 MANOR LN |  | Copper | Yes |  | 2022-05-31 |  | PVC | 1976 | Yes |  | 2022-05-31 |  | Non-lead
024858 | OCEAN 757 98TH ST |  | Polytube | Yes |  | 2024-04-18 |  | PVC | 1978 | Yes |  | 2024-04-18 |  | Non-lead
024859 | 270 4TH ST |  | Polytube | Yes |  | 2022-10-22 |  | PVC | 1977 | Yes |  | 2022-10-22 |  | Non-lead
024862 | 141 11TH ST |  | Polytube | Yes |  | 2022-10-22 |  | Unknown | 1981 | Yes |  | 2022-10-22 |  | Lead Status Unknown
024863 | 560 SOMBRERO BCH VLG |  | Polytube | Yes |  | 2022-06-08 |  | PVC | 1974 | Yes |  | 2022-06-08 |  | Non-lead
024864 | 28448 YUCATAN LN |  | Polytube | Yes |  | 2022-11-17 |  | PVC | 1985 | Yes |  | 2022-11-17 |  | Non-lead
024865 | 138 GULFWINDS LANE #B (DOWN) |  | Copper | Yes |  | 2023-02-08 |  | PVC | 1976 | Yes |  | 2023-02-08 |  | Non-lead
024866 | 138 GULFWINDS LANE #A (UP) |  | Copper | Yes |  | 2024-06-03 |  | Polytube | 1976 | Yes |  | 2024-06-03 |  | Non-lead
024867 | 410 4TH STREET |  | Polytube | Yes |  | 2022-10-22 |  | PVC | 1970 | Yes |  | 2022-10-22 |  | Non-lead
024868 | 27974 TARPON TER |  | Polytube | Yes |  | 2024-05-28 |  | PVC | 1986 | Yes |  | 2024-05-28 |  | Non-lead
024869 | 27964 TARPON TERR |  | Polytube | Yes |  | 2023-01-23 |  | PVC | 1985 | Yes |  | 2023-01-23 |  | Non-lead
024870 | 27944 TARPON TERR |  | Polytube | Yes |  | 2023-04-18 |  | PVC | 1984 | Yes |  | 2023-04-18 |  | Non-lead
024871 | 3627 TRADEWINDS ST |  | Polytube | Yes |  | 2023-01-11 |  | PVC | 1973 | Yes |  | 2023-01-11 |  | Non-lead
024872 | 29152 VIOLET DR |  | Polytube | Yes |  | 2022-12-19 |  | PVC | 1978 | Yes |  | 2022-12-19 |  | Non-lead
024873 | 29072 IRIS DR |  | Polytube | Yes |  | 2023-05-23 |  | PVC | 1979 | Yes |  | 2023-05-23 |  | Non-lead
024874 | 419 BLACKBEARD RD |  | Polytube | Yes |  | 2023-04-17 |  | PVC | 1988 | Yes |  | 2023-04-17 |  | Non-lead
024875 | 678 POWELL AVE |  | Polytube | Yes |  | 2024-04-03 |  | PVC | 1982 | Yes |  | 2024-04-03 |  | Non-lead
024877 | 20979 W 5TH AVE |  | Polytube | Yes |  | 2024-07-22 |  | PVC | 1983 | Yes |  | 2024-07-22 |  | Non-lead
024878 | 290 LEO LN |  | Polytube | Yes |  | 2022-09-26 |  | PVC | 1980 | Yes |  | 2022-09-26 |  | Non-lead
024879 | B1L23 #6 424 CARIBBEAN E DR |  | Unknown, Non-Lead | No |  |  |  | Unknown, Non-Lead | 2004 | No |  |  |  | Non-lead
024888 | 39 CYPRESS AVE |  | Polytube | Yes |  | 2023-05-23 |  | PVC | 1978 | Yes |  | 2023-05-23 |  | Non-lead
024890 | 204 KEY HAVEN RD |  | Polytube | Yes |  | 2022-05-10 |  | PVC | 1977 | Yes |  | 2022-05-10 |  | Non-lead
024891 | 202 KEY HAVEN RD |  | Polytube | Yes |  | 2018-10-18 |  | PVC | 1978 | Yes |  | 2018-10-18 |  | Non-lead
024894 | 861 HAWKSBILL LANE |  | Polytube | Yes |  | 2023-01-31 |  | PVC | 1978 | Yes |  | 2023-01-31 |  | Non-lead
024895 | 1042 LOGGERHEAD LN |  | Polytube | Yes |  | 2023-01-13 |  | PVC | 1982 | Yes |  | 2023-01-13 |  | Non-lead
024896 | 1142 LOGGERHEAD LN |  | Unknown, Non-Lead | No |  |  |  | Unknown, Non-Lead | 1990 | No |  |  |  | Non-lead
024898 | 88500 OVERSEAS HWY |  | Polytube | Yes |  | 2022-11-02 |  | PVC | 1976 | Yes |  | 2022-11-02 |  | Non-lead
024899 | 1 PRETTY JOE ROCK -MICKEY ISLAND |  | Polytube | Yes |  | 2023-03-01 |  | PVC | 1973 | Yes |  | 2023-03-01 |  | Non-lead
024900 | 16785 TAMARIND RD |  | Polytube | Yes |  | 2022-07-11 |  | PVC | 1978 | Yes |  | 2022-07-11 |  | Non-lead
024901 | 3 CASA ROMA LN |  | Unknown, Non-Lead | No |  |  |  | Unknown, Non-Lead | 1997 | No |  |  |  | Non-lead
024902 | 3222 RIVIERA DR |  | Polytube | Yes |  | 2022-06-01 |  | Polytube | 1974 | Yes |  | 2022-06-01 |  | Non-lead
024903 | 13 EMERALD DR |  | Polytube | Yes |  | 2022-08-31 |  | PVC | 1974 | Yes |  | 2022-08-31 |  | Non-lead
024904 | 19228 PELICO RD |  | Polytube | Yes |  | 2023-03-02 |  | Polytube | 1989 | Yes |  | 2023-03-02 |  | Non-lead
024907 | 23056 TARPON LANE |  | Polytube | Yes |  | 2022-12-28 |  | PVC | 1977 | Yes |  | 2022-12-28 |  | Non-lead
024908 | 556 CARIBBEAN EAST L DR |  | Polytube | Yes |  | 2023-04-24 |  | PVC | 1973 | Yes |  | 2023-04-24 |  | Non-lead
024909 | LOTS 31 32 33 B DR |  | Unknown, Non-Lead | Yes |  | 2023-05-04 |  | No Piping | Vacant | Yes |  | 2023-05-04 |  | Non-lead
024910 | APT 3 808 FLEMING ST |  | Polytube | Yes |  | 2022-12-02 |  | Polytube | 1928 | Yes |  | 2022-12-02 |  | Non-lead
024911 | D46 11TH AVE |  | Polytube | Yes |  | 2023-06-30 |  | PVC | 1974 | Yes |  | 2023-06-30 |  | Non-lead
024912 | 44 PALM DR |  | Unknown, Non-Lead | Yes |  | 2017-11-28 |  | PVC | 2017 | Yes |  | 2017-11-28 |  | Non-lead
024913 | 540 KEY DEER BLVD |  | Polytube | Yes |  | 2022-12-06 |  | PVC | 1986 | Yes |  | 2022-12-06 |  | Non-lead
024914 | 330 JULIA ST |  | Polytube | Yes |  | 2022-07-13 |  | PVC | 1943 | Yes |  | 2022-07-13 |  | Non-lead
024915 | 1609 WASHINGTON ST |  | Copper | Yes |  | 2024-07-12 |  | PVC | 1952 | Yes |  | 2024-07-12 |  | Non-lead
024916 | 9204 AVIATION BLVD |  | Polytube | Yes |  | 2024-02-29 |  | PVC | 1976 | Yes |  | 2024-02-29 |  | Non-lead
024917 | 9206 AVIATION BLVD |  | Polytube | Yes |  | 2023-02-21 |  | PVC | 1976 | Yes |  | 2023-02-21 |  | Non-lead
024918 | 8 47TH GULF ST |  | Copper | Yes |  | 2024-01-31 |  | PVC | 1979 | Yes |  | 2024-01-31 |  | Non-lead
024919 | C 62 LOBSTER TAIL RD |  | Unknown, Non-Lead | Yes |  | 2018-05-18 |  | Unknown, Non-Lead | 2003 | Yes |  | 2018-05-18 |  | Non-lead
024920 | 544 30TH OCEAN ST |  | Polytube | Yes |  | 2023-02-07 |  | PVC | 1975 | Yes |  | 2023-02-07 |  | Non-lead
024926 | 430 80TH OCEAN ST |  | Polytube | Yes |  | 2023-01-20 |  | PVC | 1973 | Yes |  | 2023-01-20 |  | Non-lead
024927 | 100 W 63RD OCEAN ST |  | Polytube | Yes |  | 2023-02-28 |  | PVC | 1974 | Yes |  | 2023-02-28 |  | Non-lead
024928 | 301 120TH GULF ST |  | Polytube | Yes |  | 2023-02-09 |  | PVC | 1974 | Yes |  | 2023-02-09 |  | Non-lead
024929 | LOT 102 6800 MALONEY AVE |  | PVC | Yes |  | 2023-03-06 |  | PVC | 1987 | Yes |  | 2023-03-06 |  | Non-lead
024930 | 11999 2ND GULF AVE |  | Polytube | Yes |  | 2023-07-26 |  | PVC | 1976 | Yes |  | 2023-07-26 |  | Non-lead
024931 | 507 AVENIDA PRIMICER |  | Polytube | Yes |  | 2022-08-19 |  | PVC | 1974 | Yes |  | 2022-08-19 |  | Non-lead
024932 | 1100 JAMES AVE |  | Polytube | Yes |  | 2024-04-18 |  | PVC | 1969 | Yes |  | 2024-04-18 |  | Non-lead
024934 | 19189 PELICO RD |  | Unknown, Non-Lead | Yes |  | 2023-09-29 |  | Polytube | 2006 | Yes |  | 2023-09-29 |  | Non-lead
024935 | 334 SPICA LANE |  | Polytube | Yes |  | 2022-09-26 |  | PVC | 1982 | Yes |  | 2022-09-26 |  | Non-lead
024936 | 1793 WATSON BLVD |  | Polytube | Yes |  | 2017-04-19 |  | PVC | 1984 | Yes |  | 2017-04-19 |  | Non-lead
024937 | 29138 IRIS DR |  | Polytube | Yes |  | 2022-12-21 |  | PVC | 1977 | Yes |  | 2022-12-21 |  | Non-lead
024938 | 29108 IRIS DR |  | Polytube | Yes |  | 2023-08-25 |  | PVC | 1975 | Yes |  | 2023-08-25 |  | Non-lead
024939 | 29177 ORCHID LANE |  | Polytube | Yes |  | 2024-06-11 |  | PVC | 1973 | Yes |  | 2024-06-11 |  | Non-lead
024940 | 29180 MANGO LN |  | Copper | No |  |  |  | Copper | 1981 | No |  |  |  | Non-lead
024941 | 30378 WATSON CRN OF B AVE |  | Polytube | Yes |  | 2024-09-18 |  | PVC | 1975 | Yes |  | 2024-09-18 |  | Non-lead
024942 | 112 GIARDINO DR |  | Polytube | Yes |  | 2023-11-27 |  | PVC | 1981 | Yes |  | 2023-11-27 |  | Non-lead
024944 | 123 S LAYTON DR |  | Polytube | Yes |  | 2022-06-27 |  | PVC | 1975 | Yes |  | 2022-06-27 |  | Non-lead
024945 | 68340 LAYTON POST OFFICE |  | Polytube | Yes |  | 2022-07-05 |  | PVC | 1976 | Yes |  | 2022-07-05 |  | Non-lead
024946 | B-4 200 EL CAPITAN DR |  | Polytube | Yes |  | 2022-06-30 |  | PVC | 1974 | Yes |  | 2022-06-30 |  | Non-lead
024947 | 200-6 EL CAPITAN DR |  | Polytube | Yes |  | 2022-06-30 |  | PVC | 1974 | Yes |  | 2022-06-30 |  | Non-lead
024948 | A-3 300 EL CAPITAN DR |  | Polytube | Yes |  | 2022-06-30 |  | PVC | 1974 | Yes |  | 2022-06-30 |  | Non-lead
024949 | 229 TOLLGATE BLVD |  | Copper | Yes |  | 2022-06-29 |  | PVC | 1983 | Yes |  | 2022-06-29 |  | Non-lead
024950 | 209 CARROLL ST |  | Polytube | Yes |  | 2022-06-28 |  | PVC | 1961 | Yes |  | 2022-06-28 |  | Non-lead
024951 | 100 GUMBO LIMBO LN |  | Polytube | Yes |  | 2022-06-15 |  | PVC | 1983 | Yes |  | 2022-06-15 |  | Non-lead
024952 | B-5 200 EL CAPITAN DR |  | Polytube | Yes |  | 2022-06-30 |  | PVC | 1974 | Yes |  | 2022-06-30 |  | Non-lead
024953 | APT B 200 EL CAPITAN DR |  | Polytube | Yes |  | 2022-10-31 |  | PVC | 1974 | Yes |  | 2022-10-31 |  | Non-lead
024954 | 80980 OVERSEAS HWY |  | Polytube | Yes |  | 2023-11-15 |  | PVC | 1973 | Yes |  | 2023-11-15 |  | Non-lead
024955 | 209 JEROME AVE |  | Polytube | Yes |  | 2022-06-22 |  | PVC | 1976 | Yes |  | 2022-06-22 |  | Non-lead
024956 | 112 PALERMO DR |  | Polytube | Yes |  | 2022-06-08 |  | PVC | 1979 | Yes |  | 2022-06-08 |  | Non-lead
024957 | 123 HIGH ST |  | Polytube | Yes |  | 2022-06-14 |  | PVC | 1973 | Yes |  | 2022-06-14 |  | Non-lead
024958 | 109 SANDS LN |  | Polytube | Yes |  | 2022-06-27 |  | PVC | 1974 | Yes |  | 2022-06-27 |  | Non-lead
024959 | 100 IROQUOIS DR |  | Copper | Yes |  | 2022-06-28 |  | PVC | 1973 | Yes |  | 2022-06-28 |  | Non-lead
024960 | 137 BAYVIEW ISLE Dr |  | Polytube | Yes |  | 2022-05-19 |  | PVC | 1984 | Yes |  | 2022-05-19 |  | Non-lead
024961 | 906 VENETIAN BLVD |  | Polytube | Yes |  | 2022-06-08 |  | PVC | 1975 | Yes |  | 2022-06-08 |  | Non-lead
024963 | 90330 OVERSEAS HWY |  | Polytube | Yes |  | 2022-07-19 |  | PVC | 1986 | Yes |  | 2022-07-19 |  | Non-lead
024964 | 317 MATECUMBE AVE |  | Polytube | Yes |  | 2022-06-22 |  | PVC | 1974 | Yes |  | 2022-06-22 |  | Non-lead
024965 | 170 N COCONUT PALM BLVD |  | Polytube | Yes |  | 2022-06-14 |  | PVC | 1975 | Yes |  | 2022-06-14 |  | Non-lead
024966 | 120 HARBOR LN |  | Polytube | Yes |  | 2023-04-13 |  | PVC | 1975 | Yes |  | 2023-04-13 |  | Non-lead
024967 | 145 ORCHID ST |  | Unknown, Non-Lead | Yes |  | 2023-02-15 |  | Unknown, Non-Lead | 2009 | Yes |  | 2023-02-15 |  | Non-lead
024968 | 137 COCONUT LN |  | Polytube | Yes |  | 2022-06-07 |  | PVC | 1974 | Yes |  | 2022-06-07 |  | Non-lead
024969 | 107 MOHAWK ST |  | Polytube | Yes |  | 2022-05-31 |  | PVC | 1975 | Yes |  | 2022-05-31 |  | Non-lead
024970 | 117 PALO DE ORO DR |  | Polytube | Yes |  | 2022-06-08 |  | PVC | 1976 | Yes |  | 2022-06-08 |  | Non-lead
024971 | 109 W PLAZA GRANADA |  | Unknown, Non-Lead | No |  |  |  | Unknown, Non-Lead | 1989 | No |  |  |  | Non-lead
024972 | 87395 OLD HWY |  | Polytube | Yes |  | 2023-02-23 |  | PVC |  | Yes |  | 2023-02-23 |  | Non-lead
024973 | 274 S COCONUT PALM BLVD |  | Polytube | Yes |  | 2022-06-14 |  | PVC | 1973 | Yes |  | 2022-06-14 |  | Non-lead
024974 | 200 WRENN ST |  | Polytube | Yes |  | 2024-03-04 |  | PVC | 1975 | Yes |  | 2024-03-04 |  | Non-lead
024975 | 101-254 87465 OLD Hwy |  | Polytube | Yes |  | 2023-06-15 |  | PVC | 1977 | Yes |  | 2023-06-15 |  | Non-lead
024976 | 145 INDIAN MOUND TR |  | Polytube | Yes |  | 2022-06-03 |  | PVC | 1986 | Yes |  | 2022-06-03 |  | Non-lead
024977 | 220 TREASURE HARBOR Rd |  | Polytube | Yes |  | 2022-06-21 |  | PVC | 1958 | Yes |  | 2022-06-21 |  | Non-lead
024978 | 272 S COCONUT PALM BLVD |  | Polytube | Yes |  | 2022-06-14 |  | PVC | 1977 | Yes |  | 2022-06-14 |  | Non-lead
024979 | APT A5 300 EL CAPITAN DR |  | Polytube | Yes |  | 2022-06-30 |  | PVC | 1974 | Yes |  | 2022-06-30 |  | Non-lead
024980 | C-1 100-1 EL CAPITAN DR |  | Polytube | Yes |  | 2022-10-19 |  | PVC | 1974 | Yes |  | 2022-10-19 |  | Non-lead
024982 | 158 COLUMBUS DR |  | Polytube | Yes |  | 2022-07-07 |  | Unknown | 1978 | Yes |  | 2022-07-07 |  | Lead Status Unknown
024983 | 159 CALOOSA ST |  | Copper | Yes |  | 2022-06-03 |  | PVC | 1975 | Yes |  | 2022-06-03 |  | Non-lead
024984 | LOT 11 80909 OLD HWY |  | PVC | Yes |  | 2024-05-20 |  | PVC | 1961 | Yes |  | 2024-05-20 |  | Non-lead
024985 | 120 BAYVIEW ISLE DR |  | Polytube | Yes |  | 2022-10-11 |  | PVC | 1993 | Yes |  | 2022-10-11 |  | Non-lead
024986 | 174 COLUMBUS DR |  | Polytube | Yes |  | 2022-07-07 |  | PVC | 1979 | Yes |  | 2022-07-07 |  | Non-lead
024987 | 151 COLUMBUS DR |  | Polytube | Yes |  | 2022-07-07 |  | PVC | 1975 | Yes |  | 2022-07-07 |  | Non-lead
024988 | 149 COLUMBUS DR |  | Polytube | Yes |  | 2022-07-07 |  | PVC | 1975 | Yes |  | 2022-07-07 |  | Non-lead
024989 | P/L9 B12 82719 OLD HWY |  | Polytube | Yes |  | 2022-06-28 |  | PVC | 1961 | Yes |  | 2022-06-28 |  | Non-lead
024990 | 1102 VENETIAN BLVD |  | Polytube | Yes |  | 2022-06-08 |  | PVC | 1979 | Yes |  | 2022-06-08 |  | Non-lead
024991 | 147 COLUMBUS DR |  | Polytube | Yes |  | 2023-01-18 |  | PVC | 1975 | Yes |  | 2023-01-18 |  | Non-lead
024992 | 145 COLUMBUS DR |  | Polytube | Yes |  | 2022-07-07 |  | PVC | 1975 | Yes |  | 2022-07-07 |  | Non-lead
024993 | 773 PATTISON DR |  | Polytube | Yes |  | 2022-12-28 |  | PVC | 1980 | Yes |  | 2022-12-28 |  | Non-lead
024994 | 746 LARGO RD |  | Unknown, Non-Lead | Yes |  | 2020-07-08 |  | Unknown, Non-Lead | 2015 | Yes |  | 2020-07-08 |  | Non-lead
024995 | 122 BURGUNDY DR |  | Copper | Yes |  | 2023-02-09 |  | Copper | 1973 | Yes |  | 2023-02-09 |  | Non-lead
024996 | 156 MARINE AVE |  | Polytube | Yes |  | 2023-02-09 |  | PVC | 1974 | Yes |  | 2023-02-09 |  | Non-lead
024997 | 858 ELLEN DR |  | Polytube | Yes |  | 2023-01-30 |  | PVC | 1974 | Yes |  | 2023-01-30 |  | Non-lead
024998 | 212 PIMLICO LN |  | Polytube | Yes |  | 2023-05-04 |  | PVC | 1973 | Yes |  | 2023-05-04 |  | Non-lead
024999 | 48 JEAN LAFITTE DR |  | Polytube | Yes |  | 2023-01-31 |  | PVC | 1976 | Yes |  | 2023-01-31 |  | Non-lead
025000 | 506 OLDSMAR LANE |  | Unknown | Yes |  | 2024-05-30 |  | Unknown | 1982 | Yes |  | 2024-05-30 |  | Lead Status Unknown
025001 | 94000 OVERSEAS HWY & SUNSET |  | PVC | Yes |  | 2022-07-20 |  | PVC | 1974 | Yes |  | 2022-07-20 |  | Non-lead
025002 | 64 BONEFISH AVE |  | Polytube | Yes |  | 2022-10-31 |  | PVC | 1974 | Yes |  | 2022-10-31 |  | Non-lead
025003 | 35 JEWFISH AVE |  | Polytube | Yes |  | 2022-10-31 |  | PVC | 1974 | Yes |  | 2022-10-31 |  | Non-lead
025004 | 96160 OVERSEAS HWY |  | Polytube | Yes |  | 2022-09-20 |  | PVC | 1980 | Yes |  | 2022-09-20 |  | Non-lead
025005 | 334 THIRD RD |  | Polytube | Yes |  | 2022-08-03 |  | PVC | 1997 | Yes |  | 2022-08-03 |  | Non-lead
025006 | 302 BOYD DR |  | Copper | Yes |  | 2023-05-04 |  | PVC | 1972 | Yes |  | 2023-05-04 |  | Non-lead
025007 | 153 GRASSY RD |  | Polytube | Yes |  | 2023-03-06 |  | PVC | 1975 | Yes |  | 2023-03-06 |  | Non-lead
025008 | 290 BURGUNDY DR |  | Polytube | Yes |  | 2023-02-07 |  | PVC | 1982 | Yes |  | 2023-02-07 |  | Non-lead
025009 | 1005 HIALEAH LN |  | Polytube | Yes |  | 2023-05-04 |  | PVC | 1974 | Yes |  | 2023-05-04 |  | Non-lead
025010 | 1009 HIALEAH LN |  | Copper | Yes |  | 2023-05-04 |  | PVC | 1975 | Yes |  | 2023-05-04 |  | Non-lead
025011 | 1311 CALDER RD |  | Polytube | Yes |  | 2022-05-27 |  | PVC | 1972 | Yes |  | 2022-05-27 |  | Non-lead
025012 | 71 PARK DR |  | Polytube | Yes |  | 2022-11-17 |  | PVC | 1975 | Yes |  | 2022-11-17 |  | Non-lead
025013 | 1119 CALDER RD |  | Unknown, Non-Lead | Yes |  | 2023-01-19 |  | PVC | 2009 | Yes |  | 2023-01-19 |  | Non-lead
025014 | 215 S BAY HARBOR DR |  | Polytube | Yes |  | 2022-07-21 |  | PVC | 1974 | Yes |  | 2022-07-21 |  | Non-lead
025015 | 515 SOUND DR |  | Polytube | Yes |  | 2022-10-17 |  | PVC | 1974 | Yes |  | 2022-10-17 |  | Non-lead
025017 | 250 BURGUNDY DR |  | Copper | Yes |  | 2023-02-09 |  | PVC | 1974 | Yes |  | 2023-02-09 |  | Non-lead
025018 | 980 SHAW DR |  | Polytube | Yes |  | 2023-07-13 |  | PVC | 1975 | Yes |  | 2023-07-13 |  | Non-lead
025019 | 105850 OVERSEAS HWY |  | Polytube | Yes |  | 2023-05-04 |  | PVC | 1974 | Yes |  | 2023-05-04 |  | Non-lead
025020 | 257 NORMANDY DR |  | Polytube | Yes |  | 2023-10-04 |  | PVC | 2011 | Yes |  | 2023-10-04 |  | Non-lead
025021 | 308 SECOND TERR |  | Polytube | Yes |  | 2022-10-17 |  | PVC | 1975 | Yes |  | 2022-10-17 |  | Non-lead
025022 | 306 SECOND TERR |  | Polytube | Yes |  | 2023-08-04 |  | PVC | 1975 | Yes |  | 2023-08-04 |  | Non-lead
025023 | 304 SECOND TER |  | Polytube | Yes |  | 2022-10-17 |  | PVC | 1975 | Yes |  | 2022-10-17 |  | Non-lead
025024 | 302 SECOND TERR |  | Polytube | Yes |  | 2022-10-17 |  | PVC | 1975 | Yes |  | 2022-10-17 |  | Non-lead
025025 | 300 SECOND TERR |  | Polytube | Yes |  | 2022-06-03 |  | PVC | 1975 | Yes |  | 2022-06-03 |  | Non-lead
025027 | 203 HARBORVIEW DR |  | Unknown, Non-Lead | No |  |  |  | Unknown, Non-Lead | 2003 | No |  |  |  | Non-lead
025029 | 440 FOURTH RD |  | Polytube | Yes |  | 2023-08-08 |  | PVC | 1974 | Yes |  | 2023-08-08 |  | Non-lead
025030 | 200 NORMANDY DR |  | Copper | Yes |  | 2023-02-02 |  | PVC | 1979 | Yes |  | 2023-02-02 |  | Non-lead
025031 | 8 WOODWARD WAY |  | Polytube | Yes |  | 2024-07-12 |  | PVC | 1974 | Yes |  | 2024-07-12 |  | Non-lead
025032 | 902 TROPICAL LANE |  | Polytube | Yes |  | 2023-05-04 |  | PVC | 1972 | Yes |  | 2023-05-04 |  | Non-lead
025033 | 59763 PARADISE PL |  | Copper | Yes |  | 2024-07-15 |  | PVC | 1982 | Yes |  | 2024-07-15 |  | Non-lead
025035 | OCEAN 432 80 ST |  | Polytube | Yes |  | 2023-08-09 |  | PVC | 1973 | Yes |  | 2023-08-09 |  | Non-lead
025036 | 348 GUAVA ST |  | Polytube | Yes |  | 2023-04-04 |  | PVC | 1967 | Yes |  | 2023-04-04 |  | Non-lead
025037 | 810 CORTE DEL SOL |  | Polytube | Yes |  | 2024-05-01 |  | PVC | 1979 | Yes |  | 2024-05-01 |  | Non-lead
025038 | 444 79TH OCEAN ST |  | Unknown, Non-Lead | Yes |  | 2017-01-12 |  | Unknown, Non-Lead | 1988 | Yes |  | 2017-01-12 |  | Non-lead
025040 | 479 79TH OCEAN ST |  | Unknown, Non-Lead | No |  |  |  | Unknown, Non-Lead | 1989 | No |  |  |  | Non-lead
025041 | 34 COCO PLUM DR |  | Polytube | Yes |  | 2022-10-22 |  | PVC | 1975 | Yes |  | 2022-10-22 |  | Non-lead
025042 | 42 TREASURE RD |  | Polytube | Yes |  | 2024-06-14 |  | PVC | 1976 | Yes |  | 2024-06-14 |  | Non-lead
025043 | B 103 GULFWINDS LN |  | Unknown | Yes |  | 2023-12-12 |  | Unknown | 1986 | Yes |  | 2023-12-12 |  | Lead Status Unknown
025044 | 386 89TH OCEAN ST |  | Polytube | Yes |  | 2023-04-19 |  | PVC | 1986 | Yes |  | 2023-04-19 |  | Non-lead
025045 | 307 B SOMBRERO Blvd |  | Polytube | Yes |  | 2023-02-21 |  | PVC | 1976 | Yes |  | 2023-02-21 |  | Non-lead
025046 | 116 BRUCE CT |  | Copper | Yes |  | 2023-02-21 |  | PVC | 1987 | Yes |  | 2023-02-21 |  | Non-lead
025048 | 357 TROPICAL AVE |  | Polytube | Yes |  | 2022-10-22 |  | PVC | 1976 | Yes |  | 2022-10-22 |  | Non-lead
025049 | 11177 OVERSEAS HWY |  | Polytube | Yes |  | 2022-08-29 |  | Polytube | 1975 | Yes |  | 2022-08-29 |  | Non-lead
025051 | 57641 MORTON ST |  | Polytube | Yes |  | 2022-12-21 |  | PVC | 1977 | Yes |  | 2022-12-21 |  | Non-lead
025052 | 376 97TH OCEAN ST |  | Unknown, Non-Lead | Yes |  | 2017-06-14 |  | Unknown, Non-Lead | 1989 | Yes |  | 2017-06-14 |  | Non-lead
025053 | 899 84TH OCEAN ST |  | Unknown, Non-Lead | Yes |  | 2024-05-20 |  | PVC | 2021 | Yes |  | 2024-05-20 |  | Non-lead
025055 | OCEAN 320 84TH ST |  | Polytube | Yes |  | 2023-02-23 |  | PVC | 1972 | Yes |  | 2023-02-23 |  | Non-lead
025056 | 480 PORGY DRIVE |  | Polytube | Yes |  | 2023-02-21 |  | PVC | 1974 | Yes |  | 2023-02-21 |  | Non-lead
025057 | LOT 056 6800 MALONEY AVE |  | Unknown, Non-Lead | No |  |  |  | Unknown, Non-Lead | 1999 | No |  |  |  | Non-lead
025058 | 1686 PINE CHANNEL DR |  | Polytube | Yes |  | 2023-08-24 |  | PVC | 1978 | Yes |  | 2023-08-24 |  | Non-lead
025059 | 3122 RIVIERA DR |  | Unknown | Yes |  | 2024-04-17 |  | Unknown | 1976 | Yes |  | 2024-04-17 |  | Lead Status Unknown
025060 | 24337 W CARRIBEAN DR |  | Polytube | Yes |  | 2023-04-24 |  | PVC | 1965 | Yes |  | 2023-04-24 |  | Non-lead
025065 | D47 11TH AVE |  | Polytube | Yes |  | 2023-03-08 |  | PVC | 1974 | Yes |  | 2023-03-08 |  | Non-lead
025066 | 20960 5TH WEST AVE |  | Polytube | Yes |  | 2022-10-31 |  | PVC | 1975 | Yes |  | 2022-10-31 |  | Non-lead
025067 | 1143 HAWKSBILL LN |  | Polytube | Yes |  | 2023-01-31 |  | PVC | 1985 | Yes |  | 2023-01-31 |  | Non-lead
025068 | 1041 HAWKSBILL LN |  | Polytube | Yes |  | 2023-01-31 |  | PVC | 1977 | Yes |  | 2023-01-31 |  | Non-lead
025069 | 85 TAMARIND DR |  | Unknown | Yes |  | 2023-10-27 |  | Unknown | 1979 | Yes |  | 2023-10-27 |  | Lead Status Unknown
025071 | 1745 BAYVIEW DR |  | Polytube | Yes |  | 2018-12-03 |  | PVC | 1980 | Yes |  | 2018-12-03 |  | Non-lead
025072 | 1705 BAYVIEW DR |  | Polytube | Yes |  | 2023-07-21 |  | Polytube | 1985 | Yes |  | 2023-07-21 |  | Non-lead
025073 | 27950 LOBSTER TAIL TRA |  | Copper | Yes |  | 2023-01-24 |  | Copper | 1970 | Yes |  | 2023-01-24 |  | Non-lead
025074 | 147 FREEDOM LANE |  | Polytube | Yes |  | 2024-02-27 |  | PVC | 1972 | Yes |  | 2024-02-27 |  | Non-lead
025075 | 16653 BANYAN LN |  | Polytube | Yes |  | 2022-07-08 |  | Copper | 1975 | Yes |  | 2022-07-08 |  | Non-lead
025076 | 133 FREEDOM LANE |  | Polytube | Yes |  | 2023-01-18 |  | PVC | 1972 | Yes |  | 2023-01-18 |  | Non-lead
025078 | 1313 STATE RD 4A ST |  | Polytube | Yes |  | 2023-03-14 |  | PVC | 1978 | Yes |  | 2023-03-14 |  | Non-lead
025079 | 31566 AVENUE B |  | Unknown, Non-Lead | Yes |  | 2024-01-09 |  | No Piping |  | Yes |  | 2024-01-09 |  | Non-lead
025080 | 31550 AVENUE B |  | Unknown, Non-Lead | Yes |  | 2022-06-16 |  | Unknown, Non-Lead | 2020 | Yes |  | 2022-06-16 |  | Non-lead
025081 | 31558 AVENUE B |  | Polytube | Yes |  | 2024-09-19 |  | PVC | 2007 | Yes |  | 2024-09-19 |  | Non-lead
025082 | 31135 HOLLERICH DR |  | Unknown, Non-Lead | Yes |  | 2021-09-22 |  | Unknown, Non-Lead | 1996 | Yes |  | 2021-09-22 |  | Non-lead
025083 | 31125 HOLLERICH DR |  | Polytube | Yes |  | 2024-09-20 |  | PVC | 1977 | Yes |  | 2024-09-20 |  | Non-lead
025084 | 950 W INDIES DR |  | Polytube | Yes |  | 2022-10-26 |  | PVC | 1976 | Yes |  | 2022-10-26 |  | Non-lead
025085 | 1733 SUNRISE DR |  | Polytube | Yes |  | 2022-11-16 |  | PVC | 1975 | Yes |  | 2022-11-16 |  | Non-lead
025086 | 1530 SUNRISE DR |  | Polytube | Yes |  | 2024-01-22 |  | PVC | 2022 | Yes |  | 2024-01-22 |  | Non-lead
025088 | 31108 AVENUE J |  | Polytube | Yes |  | 2024-03-22 |  | PVC | 1974 | Yes |  | 2024-03-22 |  | Non-lead
025089 | 31119 AVENUE I |  | Unknown | Yes |  | 2024-02-28 |  | Unknown | 1961 | Yes |  | 2024-02-28 |  | Lead Status Unknown
025090 | 31120 AVENUE J |  | Polytube | Yes |  | 2022-11-14 |  | PVC |  | Yes |  | 2022-11-14 |  | Non-lead
025091 | 31178 AVENUE H |  | Unknown, Non-Lead | Yes |  | 2017-05-09 |  | Unknown, Non-Lead | 1988 | Yes |  | 2017-05-09 |  | Non-lead
025092 | 29357 CYPRESS DR |  | Polytube | Yes |  | 2022-12-15 |  | PVC | 1972 | Yes |  | 2022-12-15 |  | Non-lead
025093 | 31111 HIBISCUS DR |  | Polytube | Yes |  | 2023-08-28 |  | PVC | 1977 | Yes |  | 2023-08-28 |  | Non-lead
025094 | 31481 F AVE |  | Polytube | Yes |  | 2022-11-08 |  | PVC |  | Yes |  | 2022-11-08 |  | Non-lead
025095 | UNITS B 16 HILTON HAVEN RD |  | Polytube | Yes |  | 2022-10-25 |  | PVC | 1967 | Yes |  | 2022-10-25 |  | Non-lead
025096 | D50 11TH AVE |  | Polytube | Yes |  | 2023-12-07 |  | PVC | 1974 | Yes |  | 2023-12-07 |  | Non-lead
025097 | UNIT B 1104 KEY PLAZA SHOPS |  | Polytube | Yes |  | 2024-01-26 |  | Copper | 1974 | Yes |  | 2024-01-26 |  | Non-lead
025098 | SOMBRERO BEACH RD |  | Unknown, Non-Lead | No |  |  |  | No Piping | Vacant | No |  |  |  | Non-lead
025099 | FIRE STATION 1 1600 N ROOSEVELT BLVD |  | Polytube | Yes |  | 2024-01-17 |  | Copper | 1971 | Yes |  | 2024-01-17 |  | Non-lead
025100 | LOT 038 6800 MALONEY AVE |  | PVC | Yes |  | 2023-05-11 |  | PVC | 1972 | Yes |  | 2023-05-11 |  | Non-lead
025101 | 724 PRADO CIR |  | Polytube | Yes |  | 2023-07-27 |  | PVC | 1982 | Yes |  | 2023-07-27 |  | Non-lead
025102 | 341 E CARRIBEAN DR |  | Polytube | Yes |  | 2024-03-25 |  | PVC | 1993 | Yes |  | 2024-03-25 |  | Non-lead
025103 | APT UP 1401 OLIVIA ST |  | Polytube | Yes |  | 2022-09-07 |  | PVC | 1935 | Yes |  | 2022-09-07 |  | Non-lead
025104 | E16 11TH AVE |  | Polytube | Yes |  | 2023-03-08 |  | PVC | 1974 | Yes |  | 2023-03-08 |  | Non-lead
025105 | E20 11TH AVE |  | Polytube | Yes |  | 2024-08-30 |  | PVC | 1974 | Yes |  | 2024-08-30 |  | Non-lead
025106 | 27441 W INDIES DR |  | Polytube | Yes |  | 2023-06-01 |  | PVC | 1974 | Yes |  | 2023-06-01 |  | Non-lead
025107 | 1519 SHAW DR |  | Copper | Yes |  | 2023-02-03 |  | Copper | 1987 | Yes |  | 2023-02-03 |  | Non-lead
025108 | 250 LOWER MATECUMBE RD |  | Polytube | Yes |  | 2023-05-04 |  | PVC | 1980 | Yes |  | 2023-05-04 |  | Non-lead
025109 | 49 SHORELAND DR |  | Polytube | Yes |  | 2022-10-31 |  | PVC | 1974 | Yes |  | 2022-10-31 |  | Non-lead
025110 | 34 BUNTING DR |  | Polytube | Yes |  | 2023-05-04 |  | PVC | 1975 | Yes |  | 2023-05-04 |  | Non-lead
025111 | 144 SUNSET LN |  | Polytube | Yes |  | 2022-07-19 |  | PVC | 1974 | Yes |  | 2022-07-19 |  | Non-lead
025112 | 3 SNIPE RD |  | Unknown, Non-Lead | No |  |  |  | Unknown, Non-Lead | 2014 | No |  |  |  | Non-lead
025113 | 120 ELLINGTON CT |  | Unknown, Non-Lead | No |  |  |  | Unknown, Non-Lead | 2010 | No |  |  |  | Non-lead
025114 | 574 BEACH RD |  | Polytube | Yes |  | 2022-07-20 |  | PVC | 1982 | Yes |  | 2022-07-20 |  | Non-lead
025115 | 214 CAMELOT DR |  | Copper | Yes |  | 2023-07-05 |  | PVC | 1979 | Yes |  | 2023-07-05 |  | Non-lead
025117 | 32 CORAL DRIVE |  | Copper | Yes |  | 2022-12-09 |  | PVC | 1975 | Yes |  | 2022-12-09 |  | Non-lead
025118 | 151 ATLANTIC AVE |  | Polytube | Yes |  | 2023-07-24 |  | PVC | 1975 | Yes |  | 2023-07-24 |  | Non-lead
025119 | 2 FLAMINGO RD |  | Polytube | Yes |  | 2023-05-04 |  | PVC | 1980 | Yes |  | 2023-05-04 |  | Non-lead
025120 | 237 NORMANDY DR |  | Unknown, Non-Lead | Yes |  | 2018-06-14 |  | Unknown, Non-Lead | 1991 | Yes |  | 2018-06-14 |  | Non-lead
025121 | 604 ISLAND DR |  | Polytube | Yes |  | 2023-02-01 |  | PVC | 1980 | Yes |  | 2023-02-01 |  | Non-lead
025122 | 157 FIRST CT |  | Polytube | Yes |  | 2023-01-05 |  | PVC | 1985 | Yes |  | 2023-01-05 |  | Non-lead
025123 | 7 FLAMINGO RD |  | Polytube | Yes |  | 2023-05-04 |  | PVC | 1972 | Yes |  | 2023-05-04 |  | Non-lead
025124 | L15 B9 32 BONITA AVE |  | Polytube | Yes |  | 2022-07-25 |  | PVC | 1980 | Yes |  | 2022-07-25 |  | Non-lead
025125 | 25 JOLLY ROGER DR |  | Polytube | Yes |  | 2023-01-31 |  | PVC | 1976 | Yes |  | 2023-01-31 |  | Non-lead
025126 | 804 BONITO LN |  | Polytube | Yes |  | 2022-09-20 |  | PVC | 1983 | Yes |  | 2022-09-20 |  | Non-lead
025127 | 215 OLEANDER 1/2 DR |  | Copper | Yes |  | 2023-06-14 |  | PVC | 1982 | Yes |  | 2023-06-14 |  | Non-lead
025128 | 221 CUBA RD |  | Polytube | Yes |  | 2022-07-20 |  | PVC | 1987 | Yes |  | 2022-07-20 |  | Non-lead
025129 | 606 ISLAND DR |  | Polytube | Yes |  | 2020-08-06 |  | PVC | 1991 | Yes |  | 2020-08-06 |  | Non-lead
025130 | 22 SWALLOW RD |  | Polytube | Yes |  | 2023-05-04 |  | PVC | 1971 | Yes |  | 2023-05-04 |  | Non-lead
025131 | 258 BURGUNDY DR |  | Unknown, Non-Lead | No |  |  |  | Unknown, Non-Lead | 2006 | No |  |  |  | Non-lead
025132 | 228 KING AVE |  | Polytube | Yes |  | 2025-06-24 |  | PVC | 2006 | Yes |  | 2025-06-24 |  | Non-lead
025133 | 232 UPPER MATECUMBE RD |  | Polytube | Yes |  | 2023-05-04 |  | PVC | 1987 | Yes |  | 2023-05-04 |  | Non-lead
025134 | 150 BURGUNDY DR |  | Copper | Yes |  | 2023-02-09 |  | PVC | 1973 | Yes |  | 2023-02-09 |  | Non-lead
025135 | 11 GALE PL |  | Polytube | Yes |  | 2023-07-13 |  | PVC | 1974 | Yes |  | 2023-07-13 |  | Non-lead
025136 | 38 BAHAMA AVE |  | Polytube | Yes |  | 2024-02-21 |  | PVC | 1974 | Yes |  | 2024-02-21 |  | Non-lead
025137 | 177 BURGUNDY DR |  | Copper | Yes |  | 2023-02-09 |  | PVC | 1985 | Yes |  | 2023-02-09 |  | Non-lead
025138 | 47 N BLACKWATER LN |  | Polytube | Yes |  | 2023-05-04 |  | PVC | 1963 | Yes |  | 2023-05-04 |  | Non-lead
025139 | 59 CORAL DR |  | Polytube | Yes |  | 2023-02-01 |  | PVC | 1976 | Yes |  | 2023-02-01 |  | Non-lead
025140 | 262 BURGUNDY DR |  | Unknown, Non-Lead | No |  |  |  | Unknown, Non-Lead | 2006 | No |  |  |  | Non-lead
025141 | 202 PIMLICO LN |  | Polytube | Yes |  | 2023-05-04 |  | PVC | 1966 | Yes |  | 2023-05-04 |  | Non-lead
025142 | 241 NORMANDY DR |  | Copper | Yes |  | 2023-02-02 |  | PVC | 1979 | Yes |  | 2023-02-02 |  | Non-lead
025143 | 22 B9 133 GUMBO LIMBO |  | Polytube | Yes |  | 2023-02-08 |  | PVC | 1974 | Yes |  | 2023-02-08 |  | Non-lead
025144 | 249 NORMANDY DR |  | Copper | Yes |  | 2023-02-02 |  | PVC | 1974 | Yes |  | 2023-02-02 |  | Non-lead
025145 | 19 GALE PL |  | Polytube | Yes |  | 2023-02-08 |  | PVC | 1981 | Yes |  | 2023-02-08 |  | Non-lead
025146 | 280 NORMANDY DR |  | Polytube | Yes |  | 2022-01-10 |  | PVC |  | Yes |  | 2022-01-10 |  | Non-lead
025147 | 1514 SHAW DR |  | Polytube | Yes |  | 2023-02-14 |  | PVC | 1984 | Yes |  | 2023-02-14 |  | Non-lead
025148 | 65 HIBISCUS LN |  | Unknown | Yes |  | 2023-01-30 |  | Unknown | 1970 | Yes |  | 2023-01-30 |  | Lead Status Unknown
025150 | 37 SOUTH DR |  | Polytube | Yes |  | 2024-02-23 |  | PVC | 1978 | Yes |  | 2024-02-23 |  | Non-lead
025151 | 121 POINT PLEASANT DR |  | Polytube | Yes |  | 2023-01-31 |  | PVC | 1961 | Yes |  | 2023-01-31 |  | Non-lead
025152 | 409 MAHOGANY CIR |  | Polytube | Yes |  | 2023-01-31 |  | PVC | 1987 | Yes |  | 2023-01-31 |  | Non-lead
025153 | 10660 SUMMERLAND DR |  | Polytube | Yes |  | 2022-11-22 |  | PVC | 1984 | Yes |  | 2022-11-22 |  | Non-lead
025154 | 200 HARBORVIEW DR |  | Unknown | Yes |  | 2024-01-11 |  | PVC | 1976 | Yes |  | 2024-01-11 |  | Non-lead
025155 | 801 BROWN ST |  | Polytube | Yes |  | 2023-02-22 |  | PVC | 1975 | Yes |  | 2023-02-22 |  | Non-lead
025156 | 104350 OVERSEAS TRACT 4 HWY |  | Polytube | Yes |  | 2023-05-04 |  | PVC | 1976 | Yes |  | 2023-05-04 |  | Non-lead
025157 | 507 OLDSMAR LN |  | Polytube | Yes |  | 2023-06-26 |  | PVC | 1981 | Yes |  | 2023-06-26 |  | Non-lead
025158 | 406 BOWIE LN |  | Polytube | Yes |  | 2023-05-04 |  | PVC | 1974 | Yes |  | 2023-05-04 |  | Non-lead
025159 | 795 NARRAGANSETT LN |  | Copper | Yes |  | 2023-05-04 |  | PVC | 1976 | Yes |  | 2023-05-04 |  | Non-lead
025160 | 819 NARRAGANSETT LN |  | Polytube | Yes |  | 2023-05-04 |  | PVC | 1978 | Yes |  | 2023-05-04 |  | Non-lead
025161 | 6 BUNTING DR |  | Polytube | Yes |  | 2023-04-06 |  | PVC | 1983 | Yes |  | 2023-04-06 |  | Non-lead
025162 | 189 BURGUNDY DR |  | Unknown, Non-Lead | No |  |  |  | Unknown, Non-Lead | 2019 | No |  |  |  | Non-lead
025163 | 162 BURGUNDY DR |  | Polytube | Yes |  | 2023-01-19 |  | PVC | 1993 | Yes |  | 2023-01-19 |  | Non-lead
025164 | 4 SWALLOW RD |  | Polytube | Yes |  | 2023-05-04 |  | PVC | 1974 | Yes |  | 2023-05-04 |  | Non-lead
025165 | 130 HARRY HARRIS DR |  | Polytube | Yes |  | 2022-07-20 |  | PVC | 1978 | Yes |  | 2022-07-20 |  | Non-lead
025166 | 126 BURGUNDY DR |  | Copper | Yes |  | 2023-02-09 |  | Copper | 1973 | Yes |  | 2023-02-09 |  | Non-lead
025167 | 5 FLORIDA DR |  | Polytube | Yes |  | 2022-11-28 |  | PVC | 1985 | Yes |  | 2022-11-28 |  | Non-lead
025168 | 207 CANAL ST |  | Polytube | Yes |  | 2022-07-20 |  | PVC | 1975 | Yes |  | 2022-07-20 |  | Non-lead
025169 | 275 NORMANDY DR |  | Unknown, Non-Lead | Yes |  | 2018-03-13 |  | PVC | 2018 | Yes |  | 2018-03-13 |  | Non-lead
025170 | 137 FIRST CT |  | Polytube | Yes |  | 2023-01-05 |  | PVC | 1974 | Yes |  | 2023-01-05 |  | Non-lead
025171 | 118 BURGUNDY DR |  | Polytube | Yes |  | 2023-02-09 |  | PVC | 1976 | Yes |  | 2023-02-09 |  | Non-lead
025172 | 168 HARBORVIEW DR |  | Polytube | Yes |  | 2023-02-27 |  | PVC | 1974 | Yes |  | 2023-02-27 |  | Non-lead
025173 | 97652 OVERSEAS (BAY SIDE) HWY |  | Polytube | Yes |  | 2023-11-14 |  | PVC | 1975 | Yes |  | 2023-11-14 |  | Non-lead
025174 | 417 N BOWIE LANE |  | Polytube | Yes |  | 2023-05-04 |  | PVC | 1972 | Yes |  | 2023-05-04 |  | Non-lead
025175 | 15 MOCKINGBIRD RD |  | Unknown, Non-Lead | No |  |  |  | Unknown, Non-Lead | 2005 | No |  |  |  | Non-lead
025176 | 185 BURGUNDY DR |  | Polytube | Yes |  | 2023-02-09 |  | PVC | 1974 | Yes |  | 2023-02-09 |  | Non-lead
025177 | 313 VACA RD |  | Polytube | Yes |  | 2022-07-25 |  | PVC | 1975 | Yes |  | 2022-07-25 |  | Non-lead
025178 | 443 FOURTH ROAD |  | Polytube | Yes |  | 2022-10-17 |  | PVC | 1974 | Yes |  | 2022-10-17 |  | Non-lead
025179 | 803 BROWN ST |  | Polytube | Yes |  | 2024-06-28 |  | PVC | 1975 | Yes |  | 2024-06-28 |  | Non-lead
025180 | 184 ORANGE BLOSSOM RD |  | Polytube | Yes |  | 2022-10-13 |  | PVC | 1982 | Yes |  | 2022-10-13 |  | Non-lead
025181 | 200 BUTTONWOOD AVE |  | Polytube | Yes |  | 2023-02-01 |  | PVC | 1965 | Yes |  | 2023-02-01 |  | Non-lead
025182 | 316 LAKE SURPRISE BLVD |  | Polytube | Yes |  | 2022-07-25 |  | PVC | 1981 | Yes |  | 2022-07-25 |  | Non-lead
025183 | 124 GUMBO LIMBO DR |  | Copper | Yes |  | 2023-02-15 |  | PVC | 1975 | Yes |  | 2023-02-15 |  | Non-lead
025184 | 1 PELICAN RD |  | Unknown, Non-Lead | Yes |  | 2019-01-10 |  | PVC | 1999 | Yes |  | 2019-01-10 |  | Non-lead
025185 | 201 PIMLICO LANE |  | Polytube | Yes |  | 2023-05-04 |  | PVC | 1970 | Yes |  | 2023-05-04 |  | Non-lead
025186 | 19 PELICAN RD |  | Polytube | Yes |  | 2023-05-04 |  | Polytube | 1975 | Yes |  | 2023-05-04 |  | Non-lead
025187 | 291 ST THOMAS AVE |  | Polytube | Yes |  | 2024-06-14 |  | PVC | 1975 | Yes |  | 2024-06-14 |  | Non-lead
025188 | 1027 ADAMS DR |  | Polytube | Yes |  | 2023-02-27 |  | PVC | 1982 | Yes |  | 2023-02-27 |  | Non-lead
025189 | 6 NORTH DR |  | Polytube | Yes |  | 2023-05-04 |  | PVC | 1978 | Yes |  | 2023-05-04 |  | Non-lead
025190 | 1019 ADAMS DR |  | Polytube | Yes |  | 2023-02-28 |  | PVC | 1981 | Yes |  | 2023-02-28 |  | Non-lead
025191 | 9 NORTH END RD |  | Polytube | Yes |  | 2022-10-03 |  | PVC | 1975 | Yes |  | 2022-10-03 |  | Non-lead
025192 | C-1 157 JOJEAN WAY |  | Polytube | Yes |  | 2023-01-30 |  | PVC | 1974 | Yes |  | 2023-01-30 |  | Non-lead
025193 | 159 JOJEAN WAY |  | Polytube | Yes |  | 2023-01-30 |  | PVC | 1984 | Yes |  | 2023-01-30 |  | Non-lead
025194 | 778 CANAL ST |  | Polytube | Yes |  | 2023-01-30 |  | PVC | 1974 | Yes |  | 2023-01-30 |  | Non-lead
025195 | 776 CANAL STREET |  | Polytube | Yes |  | 2023-01-30 |  | PVC | 1974 | Yes |  | 2023-01-30 |  | Non-lead
025196 | 91750 OVERSEAS HWY |  | Polytube | Yes |  | 2024-07-19 |  | PVC | 1975 | Yes |  | 2024-07-19 |  | Non-lead
025197 | 275 NORMANDY DR |  | Unknown, Non-Lead | Yes |  | 2021-11-16 |  | Unknown, Non-Lead | 2018 | Yes |  | 2021-11-16 |  | Non-lead
025198 | 226 ANTIGUA RD |  | Polytube | Yes |  | 2022-07-20 |  | Copper | 1967 | Yes |  | 2022-07-20 |  | Non-lead
025199 | 114 CARIBBEAN DR |  | Polytube | Yes |  | 2022-07-08 |  | PVC | 1977 | Yes |  | 2022-07-08 |  | Non-lead
025200 | 621 SANTA ANITA LN |  | Copper | Yes |  | 2022-11-15 |  | PVC | 1974 | Yes |  | 2022-11-15 |  | Non-lead
025201 | 26 SHORELAND DR |  | Polytube | Yes |  | 2023-04-24 |  | PVC | 1974 | Yes |  | 2023-04-24 |  | Non-lead
025202 | 86 SIR FRANCIS DRAKE DR |  | Polytube | Yes |  | 2023-06-21 |  | PVC | 1975 | Yes |  | 2023-06-21 |  | Non-lead
025203 | 716 LARGO RD |  | Polytube | Yes |  | 2024-07-31 |  | PVC | 2002 | Yes |  | 2024-07-31 |  | Non-lead
025204 | 215 CANAL ST |  | Polytube | Yes |  | 2022-07-20 |  | PVC | 1974 | Yes |  | 2022-07-20 |  | Non-lead
025205 | 921 TROPICAL LANE |  | Polytube | Yes |  | 2023-05-04 |  | PVC | 1980 | Yes |  | 2023-05-04 |  | Non-lead
025206 | 218 NORMANDY DR |  | Polytube | Yes |  | 2023-05-23 |  | PVC | 1973 | Yes |  | 2023-05-23 |  | Non-lead
025207 | 162 WESTMINISTER DR |  | Unknown, Non-Lead | Yes |  | 2021-01-15 |  | Unknown, Non-Lead | 2018 | Yes |  | 2021-01-15 |  | Non-lead
025208 | 1 AZALEA DR |  | Polytube | Yes |  | 2022-05-05 |  | PVC | 1954 | Yes |  | 2022-05-05 |  | Non-lead
025209 | 30859 DELGADO LANE |  | Polytube | Yes |  | 2022-10-25 |  | PVC | 1979 | Yes |  | 2022-10-25 |  | Non-lead
025210 | 1206 PACKER ST |  | Polytube | Yes |  | 2024-01-17 |  | PVC | 1923 | Yes |  | 2024-01-17 |  | Non-lead
025211 | LOT 033 6800 MALONEY AVE |  | PVC | Yes |  | 2023-03-06 |  | PVC | 1971 | Yes |  | 2023-03-06 |  | Non-lead
025213 | MASTER METER 6630 MALONEY AVE |  | PVC | Yes |  | 2023-03-06 |  | PVC | 1986 | Yes |  | 2023-03-06 |  | Non-lead
025214 | 1605 BAHAMA DR |  | Polytube | Yes |  | 2024-04-03 |  | PVC | 1975 | Yes |  | 2024-04-03 |  | Non-lead
025215 | 22684 JOLLY ROGER DR |  | Polytube | Yes |  | 2022-11-07 |  | PVC | 1977 | Yes |  | 2022-11-07 |  | Non-lead
025216 | APT B 3 CACTUS DR |  | Polytube | Yes |  | 2023-07-19 |  | PVC | 1976 | Yes |  | 2023-07-19 |  | Non-lead
025217 | 320 W SHORE DR |  | Polytube | Yes |  | 2023-07-19 |  | PVC | 1975 | Yes |  | 2023-07-19 |  | Non-lead
025218 | 13 W CYPRESS TER |  | Polytube | Yes |  | 2022-11-07 |  | PVC | 1974 | Yes |  | 2022-11-07 |  | Non-lead
025219 | 23071 SNAPPER LN |  | Unknown, Non-Lead | Yes |  | 2020-12-28 |  | Unknown, Non-Lead | 2021 | Yes |  | 2020-12-28 |  | Non-lead
025224 | 19038 PELICO RD |  | Polytube | Yes |  | 2023-09-12 |  | PVC | 2009 | Yes |  | 2023-09-12 |  | Non-lead
025225 | 58345 MORTON ST |  | Polytube | Yes |  | 2023-06-05 |  | PVC | 1980 | Yes |  | 2023-06-05 |  | Non-lead
025226 | 2508 PATTERSON AVE |  | Polytube | Yes |  | 2023-05-04 |  | Copper | 1975 | Yes |  | 2023-05-04 |  | Non-lead
025227 | LOT 104 6800 MALONEY AVE |  | PVC | Yes |  | 2023-03-06 |  | PVC | 1979 | Yes |  | 2023-03-06 |  | Non-lead
025228 | 7301 OVERSEAS Hwy |  | Unknown, Non-Lead | Yes |  | 2023-10-13 |  | Unknown, Non-Lead | 2012 | Yes |  | 2023-10-13 |  | Non-lead
025229 | 11295 6TH GULF AVE |  | Polytube | Yes |  | 2022-10-25 |  | PVC | 1974 | Yes |  | 2022-10-25 |  | Non-lead
025230 | 680 12TH ST |  | Polytube | Yes |  | 2024-08-30 |  | PVC | 1987 | Yes |  | 2024-08-30 |  | Non-lead
025231 | 440 89TH OCEAN ST |  | Polytube | Yes |  | 2023-01-20 |  | PVC | 1976 | Yes |  | 2023-01-20 |  | Non-lead
025232 | 442 89TH OCEAN ST |  | Polytube | Yes |  | 2023-01-20 |  | PVC | 1976 | Yes |  | 2023-01-20 |  | Non-lead
025233 | 770 89TH OCEAN ST |  | Polytube | Yes |  | 2024-05-15 |  | PVC | 1976 | Yes |  | 2024-05-15 |  | Non-lead
025234 | 700 89TH OCEAN ST |  | Polytube | Yes |  | 2023-04-19 |  | PVC | 1976 | Yes |  | 2023-04-19 |  | Non-lead
025237 | 211 4TH ST |  | Polytube | Yes |  | 2023-06-22 |  | PVC | 1974 | Yes |  | 2023-06-22 |  | Non-lead
025238 | 101 AVENUE E |  | Copper | Yes |  | 2024-07-02 |  | PVC | 1979 | Yes |  | 2024-07-02 |  | Non-lead
025239 | LOT 105 6800 MALONEY AVE |  | PVC | Yes |  | 2023-09-27 |  | PVC | 1979 | Yes |  | 2023-09-27 |  | Non-lead
025240 | 417 122ND St |  | Polytube | Yes |  | 2024-06-26 |  | PVC | 1971 | Yes |  | 2024-06-26 |  | Non-lead
025242 | LOT 110 6800 MALONEY AVE |  | PVC | Yes |  | 2023-12-12 |  | PVC | 1979 | Yes |  | 2023-12-12 |  | Non-lead
025243 | 1018 W 75TH OCEAN St |  | Polytube | Yes |  | 2022-08-16 |  | PVC | 1967 | Yes |  | 2022-08-16 |  | Non-lead
025244 | 995 29TH OCEAN MAR ST |  | Polytube | Yes |  | 2022-04-29 |  | PVC | 1980 | Yes |  | 2022-04-29 |  | Non-lead
025245 | 232 W SEAVIEW CIR |  | Polytube | Yes |  | 2022-10-22 |  | PVC | 1978 | Yes |  | 2022-10-22 |  | Non-lead
025246 | 371 10TH ST |  | Unknown, Non-Lead | Yes |  | 2019-04-08 |  | PVC | 1988 | Yes |  | 2019-04-08 |  | Non-lead
025247 | 361 10TH ST |  | Polytube | Yes |  | 2022-10-22 |  | PVC | 1975 | Yes |  | 2022-10-22 |  | Non-lead
025249 | 7780 GULFSTREAM BLVD |  | Polytube | Yes |  | 2023-01-25 |  | PVC | 1959 | Yes |  | 2023-01-25 |  | Non-lead
025250 | 82 117TH &1ST AV ST |  | Unknown, Non-Lead | No |  |  |  | No Piping | Vacant | No |  |  |  | Non-lead
025252 | 340 BOUNDARY LN |  | Polytube | Yes |  | 2023-05-04 |  | PVC |  | Yes |  | 2023-05-04 |  | Non-lead
025253 | 17087 FLYING FISH LN |  | Polytube | Yes |  | 2022-07-12 |  | PVC | 1976 | Yes |  | 2022-07-12 |  | Non-lead
025254 | 576 HAMMOCK DR |  | Polytube | Yes |  | 2022-07-06 |  | PVC |  | Yes |  | 2022-07-06 |  | Non-lead
025255 | 152 BLACKBEARD RD |  | Polytube | Yes |  | 2023-10-10 |  | PVC | 1985 | Yes |  | 2023-10-10 |  | Non-lead
025256 | 27745 SEA WHIP ST |  | Copper | Yes |  | 2023-01-25 |  | PVC | 1978 | Yes |  | 2023-01-25 |  | Non-lead
025257 | 27735 SEA WHIP ST |  | Polytube | Yes |  | 2023-01-25 |  | PVC | 1978 | Yes |  | 2023-01-25 |  | Non-lead
025258 | 29183 CAMELLIA LN |  | Polytube | Yes |  | 2023-05-25 |  | PVC | 1982 | Yes |  | 2023-05-25 |  | Non-lead
025259 | 1557 LONG BEACH RD |  | Polytube | Yes |  | 2024-04-26 |  | PVC | 1976 | Yes |  | 2024-04-26 |  | Non-lead
025260 | 29033 GERANIUM DR |  | Polytube | Yes |  | 2023-11-29 |  | PVC | 1977 | Yes |  | 2023-11-29 |  | Non-lead
025261 | 1621 WATSON BLVD |  | Polytube | Yes |  | 2022-11-16 |  | PVC | 1986 | Yes |  | 2022-11-16 |  | Non-lead
025263 | 31221 HOLLERICH DR |  | Polytube | Yes |  | 2024-04-22 |  | PVC | 1976 | Yes |  | 2024-04-22 |  | Non-lead
025264 | 30331 FALCON LN |  | Polytube | Yes |  | 2022-08-22 |  | PVC | 1986 | Yes |  | 2022-08-22 |  | Non-lead
025265 | 1618 LAMBERT DR |  | Polytube | Yes |  | 2023-10-20 |  | PVC | 1984 | Yes |  | 2023-10-20 |  | Non-lead
025266 | 22953 ANNIE BONNY LN |  | Polytube | Yes |  | 2022-10-31 |  | PVC | 1974 | Yes |  | 2022-10-31 |  | Non-lead
025267 | 22963 ANNE BONNY LN |  | Polytube | Yes |  | 2022-10-31 |  | PVC | 1974 | Yes |  | 2022-10-31 |  | Non-lead
025268 | 1767 PINE CHANNEL DR |  | Polytube | Yes |  | 2023-01-24 |  | PVC | 1985 | Yes |  | 2023-01-24 |  | Non-lead
025269 | 27863 CORAL SHORES RD |  | Polytube | Yes |  | 2023-01-25 |  | PVC | 1980 | Yes |  | 2023-01-25 |  | Non-lead
025270 | 27732 ASTRANGIA AVE |  | Polytube | Yes |  | 2023-01-25 |  | PVC | 1985 | Yes |  | 2023-01-25 |  | Non-lead
025271 | 27725 SEA WHIP ST |  | Polytube | Yes |  | 2023-01-25 |  | PVC | 1985 | Yes |  | 2023-01-25 |  | Non-lead
025272 | 1747 PINE CHANNEL DR |  | Unknown, Non-Lead | Yes |  | 2018-07-25 |  | PVC | 2007 | Yes |  | 2018-07-25 |  | Non-lead
025274 | 27989 LOBSTER TAIL TRL |  | Polytube | Yes |  | 2024-02-01 |  | PVC | 1986 | Yes |  | 2024-02-01 |  | Non-lead
025275 | 528 HAMMOCK DR |  | Polytube | Yes |  | 2022-07-06 |  | PVC | 1980 | Yes |  | 2022-07-06 |  | Non-lead
025276 | 206 VENUS LN |  | Unknown, Non-Lead | Yes |  | 2022-08-17 |  | No Piping | Vacant | Yes |  | 2022-08-17 |  | Non-lead
025277 | 27358 JAMAICA LN |  | Polytube | Yes |  | 2023-05-04 |  | PVC | 1976 | Yes |  | 2023-05-04 |  | Non-lead
025278 | 2900 N ROOSEVELT BLVD |  | Polytube | Yes |  | 2024-04-17 |  | PVC | 1974 | Yes |  | 2024-04-17 |  | Non-lead
025280 | APT 1 917 FRANCES ST |  | Polytube | Yes |  | 2023-09-29 |  | PVC | 1958 | Yes |  | 2023-09-29 |  | Non-lead
025281 | 151 CUTTHROAT DR |  | Polytube | Yes |  | 2022-12-28 |  | PVC | 1975 | Yes |  | 2022-12-28 |  | Non-lead
025282 | APT 5 5331 5TH AVE |  | Polytube | Yes |  | 2023-11-29 |  | PVC | 1938 | Yes |  | 2023-11-29 |  | Non-lead
025283 | APT 6 5331 5TH AVE |  | Polytube | Yes |  | 2023-03-10 |  | PVC | 1938 | Yes |  | 2023-03-10 |  | Non-lead
025284 | 223 PETRONIA ST |  | Polytube | Yes |  | 2023-04-04 |  | PVC | 1918 | Yes |  | 2023-04-04 |  | Non-lead
025285 | 785 SAWYER LT 46 B4 DR |  | Polytube | Yes |  | 2022-11-09 |  | PVC | 1980 | Yes |  | 2022-11-09 |  | Non-lead
025286 | 564 HAMMOCK DR |  | Unknown, Non-Lead | No |  |  |  | Unknown, Non-Lead | 1988 | No |  |  |  | Non-lead
025287 | 3705 PEARLMAN TER |  | Polytube | Yes |  | 2022-05-20 |  | PVC | 1977 | Yes |  | 2022-05-20 |  | Non-lead
025288 | 214 KEY HAVEN RD |  | Unknown, Non-Lead | Yes |  | 2024-03-01 |  | Unknown, Non-Lead | 2009 | Yes |  | 2024-03-01 |  | Non-lead
025289 | 809 ASHE ST |  | Polytube | Yes |  | 2023-04-13 |  | PVC | 1909 | Yes |  | 2023-04-13 |  | Non-lead
025291 | 229 GEIGER RD |  | Polytube | Yes |  | 2022-07-29 |  | PVC | 2009 | Yes |  | 2022-07-29 |  | Non-lead
025292 | 27979 LOBSTERTAIL TR |  | Polytube | Yes |  | 2024-02-20 |  | PVC | 1986 | Yes |  | 2024-02-20 |  | Non-lead
025293 | 27969 LOBSTER TAIL TRL |  | Polytube | Yes |  | 2023-01-23 |  | PVC | 1987 | Yes |  | 2023-01-23 |  | Non-lead
025294 | 27949 LOBSTER TAIL TRA |  | Polytube | Yes |  | 2023-01-23 |  | PVC | 1980 | Yes |  | 2023-01-23 |  | Non-lead
025295 | 27939 LOBSTERTAIL TRL |  | Polytube | Yes |  | 2023-05-30 |  | PVC | 1978 | Yes |  | 2023-05-30 |  | Non-lead
025296 | TRAIL 27929 LOBSTERTAIL |  | Polytube | Yes |  | 2017-06-21 |  | PVC | 1987 | Yes |  | 2017-06-21 |  | Non-lead
025297 | 27919 LOBSTER TAIL TRL |  | Polytube | Yes |  | 2024-06-04 |  | PVC | 1987 | Yes |  | 2024-06-04 |  | Non-lead
025298 | 27909 LOBSTERTAIL TR |  | Polytube | Yes |  | 2023-01-23 |  | PVC | 1987 | Yes |  | 2023-01-23 |  | Non-lead
025299 | 27905 LOBSTERTAIL TR |  | Polytube | Yes |  | 2023-07-07 |  | PVC | 1989 | Yes |  | 2023-07-07 |  | Non-lead
025300 | 317 BLACKBEARD RD |  | Polytube | Yes |  | 2023-10-17 |  | PVC | 1975 | Yes |  | 2023-10-17 |  | Non-lead
025301 | 1619 PINE CHANNELL DR |  | Polytube | Yes |  | 2023-03-02 |  | PVC | 1987 | Yes |  | 2023-03-02 |  | Non-lead
025302 | 1609 PINE CHANNEL DR |  | Polytube | Yes |  | 2023-01-23 |  | PVC | 1987 | Yes |  | 2023-01-23 |  | Non-lead
025303 | 1629 PINE CHANNEL DR |  | Polytube | Yes |  | 2023-01-24 |  | PVC | 1987 | Yes |  | 2023-01-24 |  | Non-lead
025304 | 27915 TARPON TER |  | Polytube | Yes |  | 2023-08-11 |  | PVC | 1985 | Yes |  | 2023-08-11 |  | Non-lead
025305 | 27925 TARPON TERR |  | Polytube | Yes |  | 2023-07-21 |  | PVC | 1985 | Yes |  | 2023-07-21 |  | Non-lead
025306 | 27945 TARPON TER |  | Unknown, Non-Lead | Yes |  | 2024-06-04 |  | Unknown, Non-Lead | 1990 | Yes |  | 2024-06-04 |  | Non-lead
025307 | 1659 PINE CHANNEL DR |  | Polytube | Yes |  | 2023-01-24 |  | Steel | 1977 | Yes |  | 2023-01-24 |  | Non-lead
025308 | 1669 PINE CHANNEL DR |  | Polytube | Yes |  | 2023-03-08 |  | PVC | 1986 | Yes |  | 2023-03-08 |  | Non-lead
025310 | L46BK4 27931 PORGIE PATH |  | Polytube | Yes |  | 2022-05-17 |  | PVC | 2006 | Yes |  | 2022-05-17 |  | Non-lead
025311 | 27941 PORGIE PATH |  | Copper | Yes |  | 2022-08-19 |  | PVC | 1981 | Yes |  | 2022-08-19 |  | Non-lead
025312 | 27951 PORGIE PATH |  | Polytube | Yes |  | 2024-01-12 |  | PVC | 1985 | Yes |  | 2024-01-12 |  | Non-lead
025313 | 1679 PINE CHANNEL DR |  | Polytube | Yes |  | 2023-01-24 |  | Polytube | 1986 | Yes |  | 2023-01-24 |  | Non-lead
025314 | 1689 PINE CHANNEL DR |  | Polytube | Yes |  | 2023-08-25 |  | Polytube | 1986 | Yes |  | 2023-08-25 |  | Non-lead
025315 | 1699 PINE CHANNEL DR |  | Polytube | Yes |  | 2023-01-24 |  | PVC | 1980 | Yes |  | 2023-01-24 |  | Non-lead
025316 | 1717 PINE CHANNEL DR |  | Polytube | No |  |  |  | PVC | 1986 | No |  |  |  | Non-lead
025317 | 1727 PINE CHANNEL DR |  | Polytube | Yes |  | 2023-01-24 |  | PVC | 1986 | Yes |  | 2023-01-24 |  | Non-lead
025318 | 1737 PINE CHANNEL DR |  | Polytube | Yes |  | 2023-01-24 |  | PVC | 1982 | Yes |  | 2023-01-24 |  | Non-lead
025319 | 1777 PINE CHANNEL DR |  | Polytube | Yes |  | 2024-04-26 |  | PVC | 1985 | Yes |  | 2024-04-26 |  | Non-lead
025320 | 1787 PINE CHANNEL DR |  | Polytube | Yes |  | 2023-04-24 |  | PVC |  | Yes |  | 2023-04-24 |  | Non-lead
025321 | 27924 TARPON TERR |  | Polytube | Yes |  | 2024-04-23 |  | PVC | 1987 | Yes |  | 2024-04-23 |  | Non-lead
025323 | 27955 TARPON TER |  | Copper | Yes |  | 2022-09-08 |  | PVC | 1987 | Yes |  | 2022-09-08 |  | Non-lead
025324 | 27965 TARPON TERR |  | Polytube | Yes |  | 2024-08-16 |  | PVC | 1986 | Yes |  | 2024-08-16 |  | Non-lead
025325 | 27975 TARPON TERR |  | Polytube | Yes |  | 2023-10-18 |  | PVC | 1984 | Yes |  | 2023-10-18 |  | Non-lead
025326 | 27922 SNAPPER LN |  | Polytube | Yes |  | 2023-01-23 |  | PVC | 1987 | Yes |  | 2023-01-23 |  | Non-lead
025327 | 27932 SNAPPER LN |  | Polytube | Yes |  | 2023-11-30 |  | PVC | 1986 | Yes |  | 2023-11-30 |  | Non-lead
025328 | 27942 SNAPPER LN |  | Polytube | Yes |  | 2023-01-23 |  | PVC | 1986 | Yes |  | 2023-01-23 |  | Non-lead
025329 | 27952 SNAPPER LANE |  | Polytube | Yes |  | 2024-08-26 |  | PVC | 1987 | Yes |  | 2024-08-26 |  | Non-lead
025330 | 27962 SNAPPER LANE |  | Polytube | Yes |  | 2023-03-15 |  | PVC | 1987 | Yes |  | 2023-03-15 |  | Non-lead
025331 | 27972 SNAPPER LN |  | Polytube | Yes |  | 2023-01-23 |  | PVC | 1987 | Yes |  | 2023-01-23 |  | Non-lead
025332 | 27982 SNAPPER LN |  | Polytube | Yes |  | 2023-01-23 |  | PVC | 1987 | Yes |  | 2023-01-23 |  | Non-lead
025333 | 27992 SNAPPER LANE |  | Polytube | Yes |  | 2023-04-06 |  | PVC | 1987 | Yes |  | 2023-04-06 |  | Non-lead
025334 | 27995 TARPON TERRACE |  | Polytube | Yes |  | 2023-07-21 |  | PVC |  | Yes |  | 2023-07-21 |  | Non-lead
025336 | 27775 SEA WHIP ST |  | Copper | Yes |  | 2023-01-25 |  | PVC | 1979 | Yes |  | 2023-01-25 |  | Non-lead
025337 | 27741 ASTRANGIA AVE |  | Copper | Yes |  | 2023-01-25 |  | PVC | 1985 | Yes |  | 2023-01-25 |  | Non-lead
025338 | 27771 ASTRANGIA AVE |  | Polytube | Yes |  | 2022-12-22 |  | PVC | 2000 | Yes |  | 2022-12-22 |  | Non-lead
025339 | 27789 ASTRANGIA AVE |  | Copper | Yes |  | 2024-06-04 |  | PVC | 1985 | Yes |  | 2024-06-04 |  | Non-lead
025340 | 27781 ASTRANGIA AVE |  | Polytube | Yes |  | 2023-01-25 |  | PVC | 1985 | Yes |  | 2023-01-25 |  | Non-lead
025341 | 27761 ASTRANGIA AVE |  | Polytube | Yes |  | 2023-01-25 |  | PVC | 1985 | Yes |  | 2023-01-25 |  | Non-lead
025342 | 27751 ASTRANGIA AVE |  | Copper | Yes |  | 2022-06-24 |  | PVC | 1985 | Yes |  | 2022-06-24 |  | Non-lead
025343 | 27752 ASTRANGIA AVE |  | Copper | Yes |  | 2022-06-24 |  | PVC | 1985 | Yes |  | 2022-06-24 |  | Non-lead
025344 | 27731 ASTRANGIA AVE |  | Copper | Yes |  | 2024-07-02 |  | PVC | 1985 | Yes |  | 2024-07-02 |  | Non-lead
025345 | 27721 ASTRANGIA AVE |  | Polytube | Yes |  | 2023-07-17 |  | PVC | 1985 | Yes |  | 2023-07-17 |  | Non-lead
025346 | 27712 ASTRANGIA AVE |  | Polytube | Yes |  | 2023-06-16 |  | PVC | 1985 | Yes |  | 2023-06-16 |  | Non-lead
025347 | 27772 ASTRANGIA AVE |  | Polytube | Yes |  | 2024-02-15 |  | PVC | 1978 | Yes |  | 2024-02-15 |  | Non-lead
025348 | 27782 ASTRANGIA AVE |  | Polytube | Yes |  | 2023-01-25 |  | PVC | 1976 | Yes |  | 2023-01-25 |  | Non-lead
025350 | 27765 SEA WHIP ST |  | Polytube | Yes |  | 2023-01-25 |  | PVC | 1973 | Yes |  | 2023-01-25 |  | Non-lead
025351 | 27715 SEA WHIP ST |  | Polytube | Yes |  | 2024-09-20 |  | PVC | 1985 | Yes |  | 2024-09-20 |  | Non-lead
025352 | L-18 27808 LOBSTERTAIL TRAI |  | Unknown, Non-Lead | Yes |  | 2023-08-11 |  | Unknown, Non-Lead | 2000 | Yes |  | 2023-08-11 |  | Non-lead
025353 | 27970 LOBSTER TAIL TRL |  | Polytube | Yes |  | 2023-01-24 |  | PVC | 1980 | Yes |  | 2023-01-24 |  | Non-lead
025354 | 27980 LOBSTER TAIL TRL |  | Polytube | Yes |  | 2023-10-18 |  | PVC | 1985 | Yes |  | 2023-10-18 |  | Non-lead
025355 | 27967 CORAL SHORES RD |  | Copper | Yes |  | 2024-04-08 |  | PVC | 1980 | Yes |  | 2024-04-08 |  | Non-lead
025356 | 29133 MANGO LN |  | Polytube | Yes |  | 2022-12-14 |  | PVC | 1974 | Yes |  | 2022-12-14 |  | Non-lead
025358 | 27933 SNAPPER LANE |  | Polytube | Yes |  | 2023-01-23 |  | PVC | 1987 | Yes |  | 2023-01-23 |  | Non-lead
025359 | 27943 SNAPPER LANE |  | Polytube | Yes |  | 2023-01-23 |  | PVC | 1987 | Yes |  | 2023-01-23 |  | Non-lead
025360 | 27953 SNAPPER LN |  | Polytube | Yes |  | 2023-01-23 |  | PVC | 1987 | Yes |  | 2023-01-23 |  | Non-lead
025361 | 27963 SNAPPER LANE |  | Polytube | Yes |  | 2023-01-23 |  | PVC | 1987 | Yes |  | 2023-01-23 |  | Non-lead
025362 | 27973 SNAPPER LANE |  | Polytube | Yes |  | 2023-12-22 |  | PVC | 1987 | Yes |  | 2023-12-22 |  | Non-lead
025363 | 27983 SNAPPER LN |  | Polytube | Yes |  | 2023-01-23 |  | PVC | 1987 | Yes |  | 2023-01-23 |  | Non-lead
025364 | 27993 SNAPPER LN |  | Polytube | Yes |  | 2023-01-24 |  | PVC | 1987 | Yes |  | 2023-01-24 |  | Non-lead
025365 | 27970 PORGIE PATH |  | Polytube | Yes |  | 2023-01-23 |  | PVC | 1986 | Yes |  | 2023-01-23 |  | Non-lead
025366 | 27960 PORGIE PATH |  | Polytube | Yes |  | 2023-01-23 |  | PVC | 1987 | Yes |  | 2023-01-23 |  | Non-lead
025367 | 27950 PORGIE PATH |  | Polytube | Yes |  | 2024-05-24 |  | PVC | 1987 | Yes |  | 2024-05-24 |  | Non-lead
025368 | 27940 PORGIE PATH |  | Polytube | Yes |  | 2024-05-08 |  | PVC | 1987 | Yes |  | 2024-05-08 |  | Non-lead
025369 | 27930 PORGIE PATH |  | Unknown, Non-Lead | No |  |  |  | PVC | 2020 | No |  |  |  | Non-lead
025370 | 27920 PORGIE PATH |  | Polytube | Yes |  | 2024-02-22 |  | PVC | 1982 | Yes |  | 2024-02-22 |  | Non-lead
025371 | 27910 PORGIE PATH LOT |  | Polytube | Yes |  | 2022-04-29 |  | Polytube | 1982 | Yes |  | 2022-04-29 |  | Non-Lead
025372 | 27921 PORGIE PATH |  | Polytube | Yes |  | 2023-01-23 |  | PVC | 1987 | Yes |  | 2023-01-23 |  | Non-lead
025373 | 27923 SNAPPER LN |  | Polytube | Yes |  | 2023-04-24 |  | PVC | 1987 | Yes |  | 2023-04-24 |  | Non-lead
025374 | 93 VENETIAN WAY |  | Polytube | Yes |  | 2023-05-04 |  | PVC | 1983 | Yes |  | 2023-05-04 |  | Non-lead
025375 | 153 SAWYER DR |  | Polytube | Yes |  | 2022-11-09 |  | PVC | 1975 | Yes |  | 2022-11-09 |  | Non-lead
025376 | 932 LAGOON DR |  | Polytube | Yes |  | 2023-04-25 |  | PVC | 1987 | Yes |  | 2023-04-25 |  | Non-lead
025377 | 27366 CAYMAN DR |  | Polytube | Yes |  | 2022-10-26 |  | PVC | 1975 | Yes |  | 2022-10-26 |  | Non-lead
025378 | 319 LA FITTE RD |  | Polytube | Yes |  | 2023-01-23 |  | PVC | 1975 | Yes |  | 2023-01-23 |  | Non-lead
025379 | 30932 WATSON BLVD |  | Polytube | Yes |  | 2023-11-28 |  | Polytube | 1948 | Yes |  | 2023-11-28 |  | Non-lead
025380 | 1507 WATSON BLVD |  | Unknown, Non-Lead | Yes |  | 2023-11-07 |  | Unknown, Non-Lead | 1992 | Yes |  | 2023-11-07 |  | Non-lead
025381 | 30554 18TH ST |  | Polytube | Yes |  | 2022-11-30 |  | PVC | 1974 | Yes |  | 2022-11-30 |  | Non-lead
025382 | 29064 PALMETTO DR |  | Polytube | Yes |  | 2023-01-10 |  | PVC | 1974 | Yes |  | 2023-01-10 |  | Non-lead
025383 | 215 BLACKBEARD RD |  | Polytube | Yes |  | 2023-02-15 |  | PVC | 1976 | Yes |  | 2023-02-15 |  | Non-lead
025384 | 21073 E 7TH AVE |  | Polytube | Yes |  | 2023-10-16 |  | PVC | 1975 | Yes |  | 2023-10-16 |  | Non-lead
025385 | 31171 D AVE |  | Polytube | Yes |  | 2018-12-26 |  | PVC | 2019 | Yes |  | 2018-12-26 |  | Non-lead
025386 | 29799 HENRY LN |  | Polytube | Yes |  | 2022-12-05 |  | PVC | 1970 | Yes |  | 2022-12-05 |  | Non-lead
025387 | 266 COLSON DR |  | Polytube | Yes |  | 2022-12-29 |  | PVC | 1975 | Yes |  | 2022-12-29 |  | Non-lead
025388 | 31254 AVE G |  | Polytube | Yes |  | 2023-05-22 |  | PVC | 1958 | Yes |  | 2023-05-22 |  | Non-lead
025389 | 1701 WHITE ST |  | Polytube | Yes |  | 2023-01-11 |  | PVC | 1975 | Yes |  | 2023-01-11 |  | Non-lead
025390 | 547 ALMOND LN |  | Polytube | Yes |  | 2022-11-14 |  | PVC | 1973 | Yes |  | 2022-11-14 |  | Non-lead
025391 | BLDG RESTURANT 19269 BAD GEORGE RD |  | Polytube | Yes |  | 2023-01-13 |  | PVC | 1981 | Yes |  | 2023-01-13 |  | Non-lead
025392 | 1109 DUVAL ST |  | Polytube | Yes |  | 2022-09-26 |  | PVC | 1933 | Yes |  | 2022-09-26 |  | Non-lead
025393 | 28 KEY HAVEN RD |  | Polytube | Yes |  | 2024-04-23 |  | Polytube | 1976 | Yes |  | 2024-04-23 |  | Non-lead
025394 | 1648 PANDOREA LANE |  | Polytube | Yes |  | 2022-12-15 |  | PVC | 1980 | Yes |  | 2022-12-15 |  | Non-lead
025395 | SLIP T18 1801 N ROOSEVELT BLVD |  | PVC | Yes |  | 2022-07-11 |  | PVC | 1983 | Yes |  | 2022-07-11 |  | Non-lead
025396 | 1522 WASHINGTON ST |  | Copper | Yes |  | 2022-10-14 |  | PVC | 1951 | Yes |  | 2022-10-14 |  | Non-lead
025397 | 22946 BLUEGILL LN |  | Polytube | Yes |  | 2023-06-15 |  | PVC | 1975 | Yes |  | 2023-06-15 |  | Non-lead
025398 | 11 ALLAMANDA TERR |  | Polytube | Yes |  | 2022-05-05 |  | PVC | 1975 | Yes |  | 2022-05-05 |  | Non-lead
025399 | 3003 AIRPORT BLVD |  | Polytube | Yes |  | 2023-04-24 |  | Polytube | 1975 | Yes |  | 2023-04-24 |  | Non-lead
025400 | 17174 KINGFISH LN W |  | Polytube | Yes |  | 2023-10-05 |  | PVC | 1975 | Yes |  | 2023-10-05 |  | Non-lead
025401 | 24378 W CARRIBBEAN DR |  | Polytube | Yes |  | 2023-04-24 |  | PVC | 1978 | Yes |  | 2023-04-24 |  | Non-lead
025402 | 22964 ANNE BONNY LN |  | Polytube | Yes |  | 2023-03-02 |  | PVC | 1977 | Yes |  | 2023-03-02 |  | Non-lead
025403 | 22 BOULDER DR |  | Polytube | Yes |  | 2023-08-30 |  | PVC | 1973 | Yes |  | 2023-08-30 |  | Non-lead
025404 | 173 N COCONUT PALM BLVD |  | Polytube | Yes |  | 2024-03-15 |  | PVC | 1985 | Yes |  | 2024-03-15 |  | Non-lead
025405 | 239 NAVAJO ST |  | Polytube | Yes |  | 2022-06-03 |  | PVC | 1979 | Yes |  | 2022-06-03 |  | Non-lead
025406 | 134 BESSIE RD |  | Polytube | Yes |  | 2022-05-17 |  | PVC | 1975 | Yes |  | 2022-05-17 |  | Non-lead
025407 | 110 VALENCIA DR |  | Polytube | Yes |  | 2022-06-15 |  | PVC | 1979 | Yes |  | 2022-06-15 |  | Non-lead
025408 | 135 PEARL AVE |  | Polytube | Yes |  | 2022-06-09 |  | PVC | 1982 | Yes |  | 2022-06-09 |  | Non-lead
025409 | 202 NAVAJO ST |  | Polytube | Yes |  | 2022-06-03 |  | PVC | 1974 | Yes |  | 2022-06-03 |  | Non-lead
025411 | APT B3 200 EL CAPITAN DR |  | Polytube | Yes |  | 2022-06-30 |  | PVC | 1974 | Yes |  | 2022-06-30 |  | Non-lead
025412 | 138 MILANO DR |  | Unknown, Non-Lead | Yes |  | 2021-09-29 |  | PVC | 1990 | Yes |  | 2021-09-29 |  | Non-lead
025413 | UNIT B2 200 EL CAPITAN DR |  | Polytube | Yes |  | 2022-06-30 |  | PVC | 1974 | Yes |  | 2022-06-30 |  | Non-lead
025414 | 145 PEARL AVE |  | Polytube | Yes |  | 2022-06-09 |  | PVC | 1982 | Yes |  | 2022-06-09 |  | Non-lead
025415 | 190 INDIAN MOUND Trl |  | Polytube | Yes |  | 2022-06-03 |  | PVC | 1975 | Yes |  | 2022-06-03 |  | Non-lead
025416 | 140 GUMBO LIMBO LN |  | Polytube | Yes |  | 2022-06-15 |  | PVC | 1976 | Yes |  | 2022-06-15 |  | Non-lead
025417 | 138 VENETIAN DR |  | Polytube | Yes |  | 2022-06-29 |  | PVC | 1975 | Yes |  | 2022-06-29 |  | Non-lead
025418 | 243 AZALEA ST |  | Polytube | Yes |  | 2022-06-16 |  | PVC | 1975 | Yes |  | 2022-06-16 |  | Non-lead
025419 | 261 MOHAWK ST |  | Polytube | Yes |  | 2022-05-31 |  | PVC | 1975 | Yes |  | 2022-05-31 |  | Non-lead
025420 | 80900 OLD HWY |  | PVC | Yes |  | 2022-06-22 |  | PVC | 1975 | Yes |  | 2022-06-22 |  | Non-lead
025421 | 124 BUENA VISTA CT |  | Polytube | Yes |  | 2022-06-30 |  | PVC | 1975 | Yes |  | 2022-06-30 |  | Non-lead
025422 | 126 MILANO DR |  | Polytube | Yes |  | 2022-06-10 |  | PVC | 1976 | Yes |  | 2022-06-10 |  | Non-lead
025423 | 111 MOHAWK ST |  | Polytube | Yes |  | 2022-05-31 |  | PVC | 1974 | Yes |  | 2022-05-31 |  | Non-lead
025424 | 221 TOLLGATE SHORES BLVD |  | Copper | Yes |  | 2022-06-29 |  | PVC | 1978 | Yes |  | 2022-06-29 |  | Non-lead
025425 | APT A1 300 EL CAPITAN DR |  | Polytube | Yes |  | 2022-06-30 |  | PVC | 1974 | Yes |  | 2022-06-30 |  | Non-lead
025426 | APT A4 300 EL CAPITAN DR |  | Polytube | Yes |  | 2022-06-30 |  | PVC | 1974 | Yes |  | 2022-06-30 |  | Non-lead
025427 | L6 80901 OLD HWY |  | Polytube | Yes |  | 2022-05-23 |  | PVC | 1963 | Yes |  | 2022-05-23 |  | Non-lead
025428 | APT C-5 100 EL CAPITAN DR |  | Polytube | Yes |  | 2022-08-24 |  | PVC | 1974 | Yes |  | 2022-08-24 |  | Non-lead
025429 | UNIT 3 100 EL CAPITAN DR |  | Polytube | Yes |  | 2022-06-30 |  | PVC | 1974 | Yes |  | 2022-06-30 |  | Non-lead
025430 | UNIT 3 100 IROQOUIS DR |  | Polytube | Yes |  | 2022-06-30 |  | PVC | 1973 | Yes |  | 2022-06-30 |  | Non-lead
025431 | UNIT 6 100 IROQUOIS DR |  | Polytube | Yes |  | 2022-06-30 |  | PVC | 1973 | Yes |  | 2022-06-30 |  | Non-lead
025432 | 104 IROQUOIS ST |  | Polytube | Yes |  | 2022-05-31 |  | PVC | 1975 | Yes |  | 2022-05-31 |  | Non-lead
025433 | 106 N COCONUT PALM BLVD |  | Polytube | Yes |  | 2022-06-14 |  | PVC | 1975 | Yes |  | 2022-06-14 |  | Non-lead
025434 | 167 HIBISCUS ST |  | Polytube | Yes |  | 2022-06-16 |  | PVC | 1975 | Yes |  | 2022-06-16 |  | Non-lead
025435 | 136 COCONUT LN |  | Polytube | Yes |  | 2022-06-07 |  | PVC | 1975 | Yes |  | 2022-06-07 |  | Non-lead
025436 | 159 SAN REMO DR |  | Polytube | Yes |  | 2022-06-07 |  | PVC | 1981 | Yes |  | 2022-06-07 |  | Non-lead
025437 | 255 PUEBLO ST |  | PVC | Yes |  | 2022-06-02 |  | PVC | 1975 | Yes |  | 2022-06-02 |  | Non-lead
025438 | 114 TEQUESTA ST |  | PVC | Yes |  | 2022-06-03 |  | PVC | 1974 | Yes |  | 2022-06-03 |  | Non-lead
025439 | 100-2 EL CAPITAN DR |  | Polytube | Yes |  | 2022-06-30 |  | PVC | 1974 | Yes |  | 2022-06-30 |  | Non-lead
025440 | LOT 107 6800 MALONEY AVE |  | PVC | Yes |  | 2024-04-23 |  | PVC | 1978 | Yes |  | 2024-04-23 |  | Non-lead
025441 | LOT 109 6800 MALONEY AVE |  | PVC | Yes |  | 2023-02-15 |  | PVC | 1979 | Yes |  | 2023-02-15 |  | Non-lead
025442 | LOT 106 6800 MALONEY AVE |  | PVC | Yes |  | 2023-03-06 |  | PVC | 1982 | Yes |  | 2023-03-06 |  | Non-lead
025443 | LOT 111 6800 MALONEY AVE |  | PVC | Yes |  | 2023-02-15 |  | PVC | 1999 | Yes |  | 2023-02-15 |  | Non-lead
025444 | LOT 112 6800 MALONEY AVE |  | PVC | Yes |  | 2023-03-06 |  | PVC | 1987 | Yes |  | 2023-03-06 |  | Non-lead
025445 | LOT 113 6800 MALONEY AVE |  | PVC | Yes |  | 2023-03-06 |  | PVC | 1979 | Yes |  | 2023-03-06 |  | Non-lead
025446 | LOT 114 6800 MALONEY AVE |  | PVC | Yes |  | 2023-03-06 |  | PVC | 1979 | Yes |  | 2023-03-06 |  | Non-lead
025455 | 270 AVE F |  | Polytube | Yes |  | 2023-07-05 |  | PVC | 1975 | Yes |  | 2023-07-05 |  | Non-lead
025456 | 534 PARK DR |  | Unknown, Non-Lead | Yes |  | 2020-01-08 |  | Unknown, Non-Lead | 1993 | Yes |  | 2020-01-08 |  | Non-lead
025458 | 19507 SEMINOLE ST |  | Polytube | Yes |  | 2023-02-02 |  | PVC | 1973 | Yes |  | 2023-02-02 |  | Non-lead
025460 | UNIT 101 389 N ANGLERS DR |  | Copper | Yes |  | 2022-05-25 |  | PVC | 1974 | Yes |  | 2022-05-25 |  | Non-lead
025461 | APT 202 389 N ANGLERS DR |  | Copper | Yes |  | 2022-05-25 |  | PVC | 1974 | Yes |  | 2022-05-25 |  | Non-lead
025462 | APT 201 389 N ANGLERS DR |  | Copper | Yes |  | 2023-10-13 |  | PVC | 1974 | Yes |  | 2023-10-13 |  | Non-lead
025463 | #102 389 N ANGLERS DR |  | Polytube | Yes |  | 2023-03-23 |  | PVC | 1974 | Yes |  | 2023-03-23 |  | Non-lead
025464 | #103 389 N ANGLERS DR |  | Copper | Yes |  | 2023-03-20 |  | PVC | 1974 | Yes |  | 2023-03-20 |  | Non-lead
025465 | APT 203 389 N ANGLERS DR |  | Polytube | Yes |  | 2022-05-23 |  | PVC | 1974 | Yes |  | 2022-05-23 |  | Non-lead
025466 | #104 389 N ANGLERS DR |  | Copper | Yes |  | 2022-06-23 |  | PVC | 1974 | Yes |  | 2022-06-23 |  | Non-lead
025467 | UNIT 205 389 N ANGLERS DR |  | Copper | Yes |  | 2024-02-20 |  | PVC | 1974 | Yes |  | 2024-02-20 |  | Non-lead
025468 | 105 389 ANGLERS Dr |  | Polytube | Yes |  | 2023-03-23 |  | PVC | 1974 | Yes |  | 2023-03-23 |  | Non-lead
025469 | APT 204 389 N ANGLERS DR |  | Polytube | Yes |  | 2022-05-23 |  | PVC | 1974 | Yes |  | 2022-05-23 |  | Non-lead
025470 | #106 389 N ANGLERS DR |  | Copper | Yes |  | 2022-08-17 |  | PVC | 1974 | Yes |  | 2022-08-17 |  | Non-lead
025471 | APT 206 389 N ANGLERS DR |  | Copper | Yes |  | 2022-05-23 |  | PVC | 1974 | Yes |  | 2022-05-23 |  | Non-lead
025472 | #107 389 N ANGLERS DR |  | Polytube | Yes |  | 2023-03-23 |  | PVC | 1974 | Yes |  | 2023-03-23 |  | Non-lead
025473 | APT 207 389 N ANGLERS DR |  | Copper | Yes |  | 2022-10-17 |  | PVC | 1974 | Yes |  | 2022-10-17 |  | Non-lead
025474 | #108 389 N ANGLERS DR |  | Polytube | Yes |  | 2023-03-24 |  | PVC | 1974 | Yes |  | 2023-03-24 |  | Non-lead
025475 | APT 208 389 N ANGLERS DR |  | Copper | Yes |  | 2023-07-28 |  | PVC | 1974 | Yes |  | 2023-07-28 |  | Non-lead
025476 | #109 389 N ANGLERS DR |  | Polytube | Yes |  | 2023-03-23 |  | PVC | 1974 | Yes |  | 2023-03-23 |  | Non-lead
025477 | #209 389 N ANGLERS DR |  | Polytube | Yes |  | 2023-03-23 |  | PVC | 1974 | Yes |  | 2023-03-23 |  | Non-lead
025478 | UNIT 110 389 N ANGLERS DR |  | Copper | Yes |  | 2022-05-26 |  | PVC | 1974 | Yes |  | 2022-05-26 |  | Non-lead
025479 | #210 389 N ANGLER DR |  | Polytube | Yes |  | 2023-03-22 |  | PVC | 1974 | Yes |  | 2023-03-22 |  | Non-lead
025484 | 726 PRADO CIR |  | Polytube | Yes |  | 2022-07-26 |  | PVC | 1982 | Yes |  | 2022-07-26 |  | Non-lead
025485 | 58058 MORTON ST |  | Polytube | Yes |  | 2023-08-24 |  | PVC | 1974 | Yes |  | 2023-08-24 |  | Non-lead
025487 | 305 SOMBRERO RD |  | Polytube | Yes |  | 2024-04-08 |  | PVC | 1983 | Yes |  | 2024-04-08 |  | Non-lead
025489 | 1400 79TH ST |  | Polytube | Yes |  | 2024-06-14 |  | PVC | 1981 | Yes |  | 2024-06-14 |  | Non-lead
025490 | 7707 GULFSTREAM BLVD |  | Polytube | Yes |  | 2023-10-20 |  | PVC | 1978 | Yes |  | 2023-10-20 |  | Non-lead
025491 | 2421 GROUPER DR |  | Polytube | Yes |  | 2023-05-26 |  | PVC | 1985 | Yes |  | 2023-05-26 |  | Non-lead
025492 | 30671 18TH ST |  | Polytube | Yes |  | 2023-10-18 |  | PVC |  | Yes |  | 2023-10-18 |  | Non-lead
025493 | 1560 52ND GULF ST |  | Polytube | Yes |  | 2023-06-26 |  | Polytube | 1975 | Yes |  | 2023-06-26 |  | Non-Lead
025495 | 1 TIBURON CIR |  | Unknown, Non-Lead | Yes |  | 2024-01-24 |  | Unknown, Non-Lead | 1988 | Yes |  | 2024-01-24 |  | Non-lead
025497 | LOT 034 6800 MALONEY AVE |  | PVC | Yes |  | 2023-05-11 |  | PVC | 1981 | Yes |  | 2023-05-11 |  | Non-lead
025498 | 1119 E CARIBBEAN DR |  | Polytube | Yes |  | 2023-09-29 |  | PVC | 1984 | Yes |  | 2023-09-29 |  | Non-lead
025499 | SLIP M21 1801 N ROOSEVELT BLVD |  | PVC | Yes |  | 2022-07-12 |  | PVC | 1983 | Yes |  | 2022-07-12 |  | Non-lead
025500 | 31443 C AVE |  | Unknown, Non-Lead | Yes |  | 2023-07-07 |  | Unknown, Non-Lead | 1991 | Yes |  | 2023-07-07 |  | Non-lead
025501 | APT 6 6336 2ND ST |  | Polytube | Yes |  | 2023-03-06 |  | PVC | 1974 | Yes |  | 2023-03-06 |  | Non-lead
025502 | APT 5 6336 2ND ST |  | Polytube | Yes |  | 2024-07-15 |  | PVC | 1974 | Yes |  | 2024-07-15 |  | Non-lead
025503 | 9702 AVIATION BLVD |  | Polytube | Yes |  | 2023-02-01 |  | PVC | 1980 | Yes |  | 2023-02-01 |  | Non-lead
025504 | 9700 AVIATION BLVD |  | Polytube | Yes |  | 2023-02-21 |  | PVC | 1980 | Yes |  | 2023-02-21 |  | Non-lead
025505 | 59299 OVERSEAS HWY |  | Unknown | Yes |  | 2023-07-07 |  | Unknown | 1975 | Yes |  | 2023-07-07 |  | Lead Status Unknown
025506 | 3001 GROUPER DR |  | Polytube | Yes |  | 2022-08-15 |  | PVC | 1979 | Yes |  | 2022-08-15 |  | Non-lead
025507 | 247 W SEAVIEW CIR |  | Polytube | Yes |  | 2022-10-22 |  | PVC | 1967 | Yes |  | 2022-10-22 |  | Non-lead
025508 | 501 123RD GULF ST |  | Polytube | Yes |  | 2022-10-25 |  | PVC | 1974 | Yes |  | 2022-10-25 |  | Non-lead
025509 | 300 123RD GULF ST |  | Polytube | Yes |  | 2022-10-25 |  | PVC | 1974 | Yes |  | 2022-10-25 |  | Non-lead
025510 | 600 123RD St |  | Polytube | Yes |  | 2024-05-16 |  | PVC | 1974 | Yes |  | 2024-05-16 |  | Non-lead
025511 | 500 123RD GLF ST |  | Unknown, Non-Lead | Yes |  | 2021-09-17 |  | Unknown, Non-Lead | 1989 | Yes |  | 2021-09-17 |  | Non-lead
025515 | 360 TROPICAL |  | Unknown, Non-Lead | Yes |  | 2023-08-31 |  | Unknown, Non-Lead | 2005 | Yes |  | 2023-08-31 |  | Non-lead
025516 | 611 9TH ST |  | Polytube | Yes |  | 2022-10-22 |  | PVC | 1975 | Yes |  | 2022-10-22 |  | Non-lead
025517 | 601 9TH ST |  | Polytube | Yes |  | 2022-10-22 |  | PVC | 1975 | Yes |  | 2022-10-22 |  | Non-lead
025518 | 10996 OVERSEAS HWY |  | Polytube | Yes |  | 2022-11-22 |  | PVC | 1963 | Yes |  | 2022-11-22 |  | Non-lead
025519 | 2203 DOLPHIN DR |  | Polytube | Yes |  | 2023-02-01 |  | PVC | 1974 | Yes |  | 2023-02-01 |  | Non-lead
025520 | 1135 76TH OCEAN ST |  | Copper | Yes |  | 2024-05-21 |  | PVC | 2019 | Yes |  | 2024-05-21 |  | Non-lead
025521 | 11060 OVERSEAS Hwy |  | Polytube | Yes |  | 2022-11-22 |  | PVC | 1963 | Yes |  | 2022-11-22 |  | Non-lead
025525 | 2500 MANOR LANE |  | Polytube | Yes |  | 2024-01-31 |  | Polytube | 1985 | Yes |  | 2024-01-31 |  | Non-Lead
025526 | 1000 MANOR LANE |  | PVC | Yes |  | 2024-10-03 |  | Polytube | 1980 | Yes |  | 2024-10-03 |  | Non-lead
025527 | 1123 CALLE ENSENADA |  | Polytube | Yes |  | 2023-03-23 |  | PVC | 1987 | Yes |  | 2023-03-23 |  | Non-lead
025529 | 17195 W KINGFISH LN |  | Polytube | Yes |  | 2022-07-11 |  | PVC | 1984 | Yes |  | 2022-07-11 |  | Non-lead
025530 | 313 AVENUE D |  | Polytube | Yes |  | 2023-07-17 |  | Galvanized | 1985 | Yes |  | 2023-07-17 |  | Galvanized Requiring Replacement
025532 | SLIP B07 1801 N ROOSEVELT BLVD |  | PVC | Yes |  | 2022-07-12 |  | PVC | 1983 | Yes |  | 2022-07-12 |  | Non-lead
025533 | 259 MARS LN |  | Polytube | Yes |  | 2022-09-26 |  | PVC | 1974 | Yes |  | 2022-09-26 |  | Non-lead
025534 | 22836 PORT ROYAL LN |  | Polytube | Yes |  | 2024-05-06 |  | Polytube | 1987 | Yes |  | 2024-05-06 |  | Non-lead
025535 | 530 AVE B |  | Unknown, Non-Lead | Yes |  | 2024-03-25 |  | Unknown, Non-Lead | 2020 | Yes |  | 2024-03-25 |  | Non-lead
025536 | 937 107TH GULF ST |  | Polytube | Yes |  | 2023-02-14 |  | PVC | 1952 | Yes |  | 2023-02-14 |  | Non-lead
025537 | 2325 FOGARTY AVE |  | Polytube | Yes |  | 2022-08-19 |  | PVC | 1958 | Yes |  | 2022-08-19 |  | Non-lead
025538 | REAR 1820 FOGARTY AVE |  | Polytube | Yes |  | 2024-08-30 |  | PVC | 1953 | Yes |  | 2024-08-30 |  | Non-lead
025539 | 719 WADDELL AVE |  | Polytube | Yes |  | 2023-04-25 |  | Polytube | 1958 | Yes |  | 2023-04-25 |  | Non-lead
025540 | APT 4 800 CAROLINE ST |  | PVC | Yes |  | 2023-02-22 |  | PVC | 1938 | Yes |  | 2023-02-22 |  | Non-lead
025541 | APT 2 800 CAROLINE ST |  | PVC | Yes |  | 2024-04-10 |  | PVC | 1938 | Yes |  | 2024-04-10 |  | Non-lead
025545 | 2109 SEIDENBERG AVE |  | Polytube | Yes |  | 2022-06-21 |  | Copper | 1949 | Yes |  | 2022-06-21 |  | Non-lead
025546 | 830 TRUMAN AVE |  | Unknown, Non-Lead | No |  |  |  | Unknown, Non-Lead | 2010 | No |  |  |  | Non-lead
025547 | 823 JOHNSON LN |  | Unknown, Non-Lead | Yes |  | 2024-04-12 |  | Unknown, Non-Lead | 2007 | Yes |  | 2024-04-12 |  | Non-lead
025548 | UP 1206 DUVAL ST |  | Polytube | Yes |  | 2023-01-04 |  | PVC | 1953 | Yes |  | 2023-01-04 |  | Non-lead
025549 | 25361 FIRST ST |  | Unknown, Non-Lead | Yes |  | 2020-06-22 |  | Unknown, Non-Lead | 2000 | Yes |  | 2020-06-22 |  | Non-lead
025550 | 23038 SAILFISH LANE |  | Polytube | Yes |  | 2022-11-09 |  | PVC | 1979 | Yes |  | 2022-11-09 |  | Non-lead
025551 | TR20 83257 OLD HWY |  | Polytube | Yes |  | 2022-06-23 |  | PVC | 1961 | Yes |  | 2022-06-23 |  | Non-lead
025552 | 281 TRUMBO RD |  | Unknown, Non-Lead | Yes |  | 2021-09-22 |  | Unknown, Non-Lead | 2008 | Yes |  | 2021-09-22 |  | Non-lead
025553 | UNIT C 1126 KEY PLAZA SHOPS |  | Polytube | Yes |  | 2023-05-17 |  | PVC | 1974 | Yes |  | 2023-05-17 |  | Non-lead
025554 | 21069 5TH EAST AVE |  | Polytube | Yes |  | 2022-10-31 |  | PVC | 1980 | Yes |  | 2022-10-31 |  | Non-lead
025555 | 3130 RIVIERA DR |  | Polytube | Yes |  | 2022-06-29 |  | Polytube | 1975 | Yes |  | 2022-06-29 |  | Non-Lead
025556 | 2817 VENETIAN DR |  | Polytube | Yes |  | 2024-05-20 |  | Polytube | 1974 | Yes |  | 2024-05-20 |  | Non-lead
025557 | 3218 RIVIERA DR |  | Polytube | Yes |  | 2024-11-05 |  | Non-Lead - Copper | 1974 | Yes |  | 2024-11-05 |  | Non-Lead
025558 | 3715 PEARLMAN CT |  | Polytube | Yes |  | 2022-06-17 |  | PVC | 1975 | Yes |  | 2022-06-17 |  | Non-lead
025559 | 1012 18TH TER |  | Polytube | Yes |  | 2023-05-17 |  | PVC | 1975 | Yes |  | 2023-05-17 |  | Non-lead
025560 | SLIP M25 1801 N ROOSEVELT BLVD |  | PVC | Yes |  | 2022-07-12 |  | PVC | 1983 | Yes |  | 2022-07-12 |  | Non-lead
025561 | 22944 ANNE BONNIE LN |  | Polytube | Yes |  | 2022-11-09 |  | PVC | 1974 | Yes |  | 2022-11-09 |  | Non-lead
025562 | 806 CAREY LN |  | Polytube | Yes |  | 2023-02-16 |  | PVC | 1928 | Yes |  | 2023-02-16 |  | Non-lead
025563 | 33 PALM DR |  | Unknown, Non-Lead | Yes |  | 2023-10-04 |  | Unknown, Non-Lead | 2007 | Yes |  | 2023-10-04 |  | Non-lead
025564 | 21082 6TH EAST AVE |  | Polytube | Yes |  | 2022-10-31 |  | PVC | 1974 | Yes |  | 2022-10-31 |  | Non-lead
025566 | SLIP T27 1801 N ROOSEVELT BLVD |  | PVC | Yes |  | 2022-07-11 |  | PVC | 1983 | Yes |  | 2022-07-11 |  | Non-lead
025567 | 2928 N ROOSEVELT BLVD |  | Unknown | Yes |  | 2023-06-22 |  | Unknown | 1974 | Yes |  | 2023-06-22 |  | Lead Status Unknown
025568 | 27362 ANGUILA LN |  | Polytube | Yes |  | 2022-07-25 |  | PVC | 1975 | Yes |  | 2022-07-25 |  | Non-lead
025569 | 728 WADDELL AVE |  | Polytube | Yes |  | 2024-07-11 |  | PVC | 1948 | Yes |  | 2024-07-11 |  | Non-lead
025572 | LOT 18 BAD GEORGE RD |  | Unknown, Non-Lead | No |  |  |  | Unknown, Non-Lead | 2020 | No |  |  |  | Non-lead
025574 | 80015 OVERSEAS HWY |  | Polytube | Yes |  | 2022-06-22 |  | PVC | 1968 | Yes |  | 2022-06-22 |  | Non-lead
025575 | 3 HUNTS LN |  | Polytube | Yes |  | 2024-10-03 |  | Copper | 1928 | Yes |  | 2024-10-03 |  | Non-lead
025576 | 33 BOUNDARY LN |  | Unknown, Non-Lead | Yes |  | 2021-06-04 |  | Unknown, Non-Lead | 2020 | Yes |  | 2021-06-04 |  | Non-lead
025577 | #75 75570 OVERSEAS HWY |  | Polytube | Yes |  | 2022-07-05 |  | PVC | 1955 | Yes |  | 2022-07-05 |  | Non-lead
025578 | 17236 KEYSTONE RD |  | Polytube | Yes |  | 2022-10-12 |  | PVC | 1974 | Yes |  | 2022-10-12 |  | Non-lead
025579 | 1311 OLIVIA ST |  | Polytube | Yes |  | 2024-07-10 |  | PVC | 1948 | Yes |  | 2024-07-10 |  | Non-lead
025582 | 645 43RD GULF ST |  | Polytube | Yes |  | 2024-03-26 |  | PVC | 1963 | Yes |  | 2024-03-26 |  | Non-lead
025583 | 1208 VIRGINIA ST |  | Polytube | Yes |  | 2023-04-05 |  | Polytube | 1928 | Yes |  | 2023-04-05 |  | Non-lead
025584 | 806 CATHERINE ST |  | Polytube | Yes |  | 2023-03-30 |  | PVC | 1948 | Yes |  | 2023-03-30 |  | Non-lead
025585 | REAR 814 BAPTIST LN |  | Unknown | Yes |  | 2022-07-15 |  | Unknown | 1938 | Yes |  | 2022-07-15 |  | Lead Status Unknown
025586 | EAST SIDE 126 LOWE ST |  | Polytube | Yes |  | 2023-01-31 |  | PVC | 1954 | Yes |  | 2023-01-31 |  | Non-lead
025588 | APT B 501 22ND ST |  | Polytube | Yes |  | 2024-09-06 |  | PVC | 1968 | Yes |  | 2024-09-06 |  | Non-lead
025589 | 515 A 22ND OCEAN ST |  | Polytube | Yes |  | 2022-12-12 |  | Copper | 1975 | Yes |  | 2022-12-12 |  | Non-lead
025590 | 515 B 22ND OCEAN ST |  | Polytube | Yes |  | 2022-12-12 |  | PVC | 1976 | Yes |  | 2022-12-12 |  | Non-lead
025591 | APT B 520 22ND OCEAN ST |  | PVC | Yes |  | 2025-03-12 |  | PVC | 1977 | Yes |  | 2022-12-12 |  | Non-lead
025592 | APT B 525 22ND OCEAN ST |  | Polytube | Yes |  | 2022-12-12 |  | PVC | 1976 | Yes |  | 2022-12-12 |  | Non-lead
025593 | APT A 525 22ND OCEAN ST |  | Polytube | Yes |  | 2024-01-17 |  | Polytube | 1975 | Yes |  | 2024-01-17 |  | Non-lead
025594 | APT A 530 22ND OCEAN ST |  | Polytube | Yes |  | 2022-12-12 |  | PVC | 1977 | Yes |  | 2022-12-12 |  | Non-lead
025595 | APT B 530 22ND OCEAN ST |  | Polytube | Yes |  | 2024-05-20 |  | PVC | 1977 | Yes |  | 2024-05-20 |  | Non-lead
025596 | 996 99TH OCEAN ST |  | Polytube | Yes |  | 2023-10-13 |  | PVC | 1976 | Yes |  | 2023-10-13 |  | Non-lead
025597 | 29003 MAGNOLIA DR |  | Polytube | Yes |  | 2022-06-08 |  | PVC | 1976 | Yes |  | 2022-06-08 |  | Non-lead
025598 | 666 50 GULF CT |  | Polytube | Yes |  | 2023-02-14 |  | PVC | 1969 | Yes |  | 2023-02-14 |  | Non-lead
025613 | E17 11TH AVE |  | Polytube | Yes |  | 2023-08-18 |  | PVC | 1974 | Yes |  | 2023-08-18 |  | Non-lead
025614 | E18 11TH AVE |  | Polytube | Yes |  | 2023-03-08 |  | PVC | 1974 | Yes |  | 2023-03-08 |  | Non-lead
025617 | E12 11TH AVE |  | Polytube | Yes |  | 2023-03-08 |  | PVC | 1975 | Yes |  | 2023-03-08 |  | Non-lead
025618 | E15 11TH AVE |  | Polytube | Yes |  | 2023-03-08 |  | PVC | 1975 | Yes |  | 2023-03-08 |  | Non-lead
025619 | LOT 047 6800 MALONEY AVE |  | PVC | Yes |  | 2023-05-11 |  | PVC | 1981 | Yes |  | 2023-05-11 |  | Non-lead
025620 | E19 11TH AVE |  | Polytube | Yes |  | 2023-03-08 |  | PVC | 1974 | Yes |  | 2023-03-08 |  | Non-lead
025621 | 1122 KEY PLAZA SHOPPI |  | PVC | Yes |  | 2024-06-17 |  | PVC | 1974 | Yes |  | 2024-06-17 |  | Non-lead
025622 | 29747 NEWFOUND BLVD |  | Polytube | Yes |  | 2024-04-22 |  | PVC | 1974 | Yes |  | 2024-04-22 |  | Non-lead
025623 | 173 MARS LN |  | Polytube | Yes |  | 2022-07-27 |  | PVC | 1974 | Yes |  | 2022-07-27 |  | Non-lead
025624 | 1052 FERN AVE |  | Polytube | Yes |  | 2022-12-14 |  | PVC | 1974 | Yes |  | 2022-12-14 |  | Non-lead
025625 | 1644 BUTTONWOOD DR |  | Polytube | Yes |  | 2024-03-22 |  | PVC | 1974 | Yes |  | 2024-03-22 |  | Non-lead
025626 | 186 VENUS LN |  | Unknown, Non-Lead | No |  |  |  | Unknown, Non-Lead | 1988 | No |  |  |  | Non-lead
025627 | 140 BAYVIEW DR |  | Polytube | Yes |  | 2023-01-30 |  | PVC | 1976 | Yes |  | 2023-01-30 |  | Non-lead
025628 | 1039 E BUTTONWOOD DR |  | Polytube | Yes |  | 2024-07-30 |  | PVC | 1975 | Yes |  | 2024-07-30 |  | Non-lead
025629 | 3206 RIVIERA DR |  | Polytube | Yes |  | 2024-11-05 |  | Non-Lead - Copper | 1975 | Yes |  | 2024-11-05 |  | Non-Lead
025630 | 3202 RIVIERA DR |  | Polytube | Yes |  | 2022-06-01 |  | PVC | 1975 | Yes |  | 2022-06-01 |  | Non-lead
025631 | 207 SHORE AVE |  | Polytube | Yes |  | 2023-07-05 |  | PVC | 1975 | Yes |  | 2023-07-05 |  | Non-lead
025632 | 167 MARS LN |  | Polytube | Yes |  | 2024-04-19 |  | PVC | 1983 | Yes |  | 2024-04-19 |  | Non-lead
025633 | L4 B5 1489 BOCA CHICA RD |  | Polytube | Yes |  | 2022-09-26 |  | PVC | 1976 | Yes |  | 2022-09-26 |  | Non-lead
025634 | 878 NARRAGANSETT LN |  | Unknown, Non-Lead | No |  |  |  | Unknown, Non-Lead | 1993 | No |  |  |  | Non-lead
025635 | 822 BONITO LN |  | Polytube | Yes |  | 2022-08-15 |  | PVC | 1975 | Yes |  | 2022-08-15 |  | Non-lead
025636 | 25 SEXTON COVE RD |  | Unknown, Non-Lead | Yes |  | 2019-03-29 |  | Unknown, Non-Lead | 1994 | Yes |  | 2019-03-29 |  | Non-lead
025637 | 1320 CALDER RD |  | Copper | Yes |  | 2023-05-04 |  | PVC | 1972 | Yes |  | 2023-05-04 |  | Non-lead
025638 | 760 LARGO ROAD |  | Polytube | Yes |  | 2022-07-25 |  | Polytube | 1969 | Yes |  | 2022-07-25 |  | Non-lead
025639 | 102 GEORGE ST |  | Copper | Yes |  | 2024-03-29 |  | PVC | 1984 | Yes |  | 2024-03-29 |  | Non-lead
025640 | 1521 SHAW DR |  | Polytube | Yes |  | 2023-05-04 |  | PVC | 1986 | Yes |  | 2023-05-04 |  | Non-lead
025641 | 19 SE MARLIN AVE |  | Polytube | Yes |  | 2022-10-31 |  | PVC | 1974 | Yes |  | 2022-10-31 |  | Non-lead
025642 | 136 VALJEAN WAY |  | Polytube | Yes |  | 2022-08-24 |  | PVC | 1975 | Yes |  | 2022-08-24 |  | Non-lead
025643 | 116 SEAGULL LN |  | Polytube | Yes |  | 2022-07-19 |  | PVC | 1979 | Yes |  | 2022-07-19 |  | Non-lead
025644 | 1015 GIBRALTER RD |  | Polytube | Yes |  | 2023-01-27 |  | PVC | 1975 | Yes |  | 2023-01-27 |  | Non-lead
025645 | 1017 GIBRALTAR RD |  | Polytube | Yes |  | 2023-02-14 |  | PVC | 1972 | Yes |  | 2023-02-14 |  | Non-lead
025646 | 11 MOCKINGBIRD RD |  | Unknown, Non-Lead | No |  |  |  | Unknown, Non-Lead | 2008 | No |  |  |  | Non-lead
025647 | 26 SWALLOW RD |  | Polytube | Yes |  | 2023-05-04 |  | PVC | 1975 | Yes |  | 2023-05-04 |  | Non-lead
025648 | 3 BUNTING DR |  | Polytube | Yes |  | 2023-03-10 |  | PVC | 1973 | Yes |  | 2023-03-10 |  | Non-lead
025649 | 193 BUTTONWOOD PT AVE |  | Polytube | Yes |  | 2022-12-12 |  | PVC | 1964 | Yes |  | 2022-12-12 |  | Non-lead
025650 | 6 S ANDROS RD |  | Polytube | Yes |  | 2022-09-26 |  | PVC | 1975 | Yes |  | 2022-09-26 |  | Non-lead
025651 | 26 BUNTING DR |  | Polytube | Yes |  | 2023-05-04 |  | PVC | 1984 | Yes |  | 2023-05-04 |  | Non-lead
025652 | 27 BONITA AVE |  | Polytube | Yes |  | 2022-07-25 |  | PVC | 1970 | Yes |  | 2022-07-25 |  | Non-lead
025654 | 231 JAMES AVE |  | Polytube | Yes |  | 2023-02-01 |  | PVC | 1968 | Yes |  | 2023-02-01 |  | Non-lead
025655 | 912 TROPICAL LANE |  | Polytube | Yes |  | 2023-05-04 |  | PVC | 1970 | Yes |  | 2023-05-04 |  | Non-lead
025656 | 108 FAIRWICH CT |  | Copper | Yes |  | 2022-07-11 |  | PVC | 1987 | Yes |  | 2022-07-11 |  | Non-lead
025657 | 75501 OVERSEAS HWY |  | Polytube | Yes |  | 2022-07-07 |  | PVC | 1975 | Yes |  | 2022-07-07 |  | Non-lead
025658 | L28 B3 1316 CALDER RD |  | Unknown, Non-Lead | Yes |  | 2017-12-05 |  | PVC | 2007 | Yes |  | 2017-12-05 |  | Non-lead
025659 | 125 FAIRWICH CT |  | Copper | Yes |  | 2022-07-19 |  | PVC | 1972 | Yes |  | 2022-07-19 |  | Non-lead
025661 | 38 PIGEON DR |  | Unknown, Non-Lead | Yes |  | 2019-11-05 |  | PVC | 2005 | Yes |  | 2019-11-05 |  | Non-lead
025662 | 116 ELLINGTON CT |  | Copper | Yes |  | 2022-07-19 |  | PVC | 1981 | Yes |  | 2022-07-19 |  | Non-lead
025663 | 915 TROPICAL LANE |  | Polytube | Yes |  | 2023-05-04 |  | PVC | 1979 | Yes |  | 2023-05-04 |  | Non-lead
025664 | 45 CORMORANT DR |  | Unknown, Non-Lead | No |  |  |  | Unknown, Non-Lead | 2005 | No |  |  |  | Non-lead
025665 | 502 OLDSMAR LANE |  | Unknown, Non-Lead | No |  |  |  | Unknown, Non-Lead | 2007 | No |  |  |  | Non-lead
025666 | 713 GARDEN STATE LN |  | Polytube | Yes |  | 2023-05-04 |  | PVC | 1979 | Yes |  | 2023-05-04 |  | Non-lead
025667 | 717 GARDEN STATE LN |  | Polytube | Yes |  | 2023-02-22 |  | PVC | 1979 | Yes |  | 2023-02-22 |  | Non-lead
025668 | 141 N AIRPORT RD |  | Polytube | Yes |  | 2023-12-12 |  | PVC | 1976 | Yes |  | 2023-12-12 |  | Non-lead
025669 | 113 LAPALOMA |  | Polytube | Yes |  | 2023-01-10 |  | PVC | 1975 | Yes |  | 2023-01-10 |  | Non-lead
025670 | 865 NARRAGANSETT LN |  | Unknown, Non-Lead | Yes |  | 2022-03-07 |  | Unknown, Non-Lead | 1990 | Yes |  | 2022-03-07 |  | Non-lead
025671 | 132 PLANTATION SHRS DR |  | Polytube | Yes |  | 2022-06-15 |  | PVC | 1977 | Yes |  | 2022-06-15 |  | Non-lead
025672 | 218 TRINIDAD RD |  | Copper | Yes |  | 2022-07-20 |  | PVC | 1976 | Yes |  | 2022-07-20 |  | Non-lead
025673 | 214 TRINIDAD RD |  | Copper | Yes |  | 2022-07-20 |  | PVC | 1976 | Yes |  | 2022-07-20 |  | Non-lead
025674 | 34 SEXTON COVE RD |  | Polytube | Yes |  | 2023-05-04 |  | PVC | 1970 | Yes |  | 2023-05-04 |  | Non-lead
025675 | 1013 GIBRALTAR RD |  | Polytube | Yes |  | 2023-01-27 |  | PVC | 1975 | Yes |  | 2023-01-27 |  | Non-lead
025676 | 270 BURGUNDY DR |  | Copper | Yes |  | 2023-02-09 |  | PVC | 1975 | Yes |  | 2023-02-09 |  | Non-lead
025677 | 172 S AIRPORT RD |  | Polytube | Yes |  | 2022-05-12 |  | PVC | 1976 | Yes |  | 2022-05-12 |  | Non-lead
025678 | 176 GALLEON RD |  | Polytube | Yes |  | 2022-06-10 |  | PVC | 1975 | Yes |  | 2022-06-10 |  | Non-lead
025679 | 166 PEACE AVE |  | Polytube | Yes |  | 2022-07-19 |  | PVC | 1975 | Yes |  | 2022-07-19 |  | Non-lead
025685 | 3707 PEARLMAN CT |  | Polytube | Yes |  | 2022-05-20 |  | PVC | 1976 | Yes |  | 2022-05-20 |  | Non-lead
025686 | 17246 BONITA LN E |  | Polytube | Yes |  | 2024-04-23 |  | PVC | 1975 | Yes |  | 2024-04-23 |  | Non-lead
025687 | 179 AZALEA ST |  | Polytube | Yes |  | 2022-05-09 |  | PVC | 1972 | Yes |  | 2022-05-09 |  | Non-lead
025688 | 8 PIERCE LN |  | Unknown, Non-Lead | No |  |  |  | Unknown, Non-Lead | 2010 | No |  |  |  | Non-lead
025689 | E13 11TH AVE |  | Polytube | Yes |  | 2023-03-08 |  | PVC | 1975 | Yes |  | 2023-03-08 |  | Non-lead
025690 | 1400 KENNEDY DR |  | PVC | Yes |  | 2022-05-20 |  | PVC | 1973 | Yes |  | 2022-05-20 |  | Non-lead
025691 | 3852 N ROOSEVELT BLVD |  | Unknown | Yes |  | 2023-01-13 |  | Unknown | 1975 | Yes |  | 2023-01-13 |  | Lead Status Unknown
025692 | 219 HISPANOLA RD |  | Copper | Yes |  | 2022-07-21 |  | PVC | 1975 | Yes |  | 2022-07-21 |  | Non-lead
025694 | E11 11TH AVE |  | Polytube | Yes |  | 2024-07-16 |  | PVC | 1975 | Yes |  | 2024-07-16 |  | Non-lead
025695 | E10 11TH AVE |  | Polytube | Yes |  | 2023-03-10 |  | PVC | 1975 | Yes |  | 2023-03-10 |  | Non-lead
025696 | E9 11TH AVE |  | Polytube | Yes |  | 2023-03-10 |  | PVC | 1975 | Yes |  | 2023-03-10 |  | Non-lead
025697 | GULF 10701 3RD AVE |  | Polytube | Yes |  | 2022-11-16 |  | PVC | 1976 | Yes |  | 2022-11-16 |  | Non-lead
025698 | UPSTAIRS A 57530 MORTON ST |  | Polytube | Yes |  | 2022-10-22 |  | PVC | 1981 | Yes |  | 2022-10-22 |  | Non-lead
025699 | 1 OCEAN EAST DR |  | Copper | Yes |  | 2023-03-22 |  | PVC | 1975 | Yes |  | 2023-03-22 |  | Non-lead
025700 | UNIT 1 307 SOMBRERO BLVD |  | Polytube | Yes |  | 2024-07-09 |  | PVC | 1976 | Yes |  | 2024-07-09 |  | Non-lead
025701 | UNIT 2 307 SOMBRERO BLVD |  | Polytube | Yes |  | 2023-11-01 |  | PVC | 1976 | Yes |  | 2023-11-01 |  | Non-lead
025702 | UNIT 3 307 SOMBRERO BLVD |  | PVC | Yes |  | 2023-11-17 |  | PVC | 1976 | Yes |  | 2023-11-17 |  | Non-lead
025703 | UNIT 4 307 SOMBRERO BLVD |  | Polytube | Yes |  | 2023-03-02 |  | PVC | 1976 | Yes |  | 2023-03-02 |  | Non-lead
025704 | #5 307 SOMBRERO BLVD |  | PVC | Yes |  | 2023-03-10 |  | PVC | 1976 | Yes |  | 2023-03-10 |  | Non-lead
025705 | #6 307 SOMBRERO BLVD |  | Polytube | Yes |  | 2023-05-09 |  | PVC | 1976 | Yes |  | 2023-05-09 |  | Non-lead
025706 | #7 307 SOMBRERO BLVD |  | PVC | Yes |  | 2024-01-18 |  | PVC | 1976 | Yes |  | 2024-01-18 |  | Non-lead
025707 | #8 307 SOMBRERO BLVD |  | PVC | Yes |  | 2024-09-16 |  | PVC | 1976 | Yes |  | 2024-09-16 |  | Non-lead
025729 | 88970 US 1 |  | Polytube | Yes |  | 2022-06-14 |  | PVC | 1953 | Yes |  | 2022-06-14 |  | Non-lead
025730 | E44 12TH AVE |  | Polytube | Yes |  | 2022-10-03 |  | PVC | 1973 | Yes |  | 2022-10-03 |  | Non-lead
025731 | S U 1 WEST OF SE |  | Unknown, Non-Lead | No |  |  |  | No Piping | Vacant | No |  |  |  | Non-lead
025732 | 29051 MAGNOLIA DR |  | Polytube | Yes |  | 2023-06-01 |  | PVC | 1976 | Yes |  | 2023-06-01 |  | Non-lead
025733 | 7 CACTUS DR |  | Unknown | Yes |  | 2023-03-08 |  | Unknown | 1976 | Yes |  | 2023-03-08 |  | Lead Status Unknown
025734 | 4 DRIFTWOOD DR |  | Polytube | Yes |  | 2022-05-09 |  | PVC | 1975 | Yes |  | 2022-05-09 |  | Non-lead
025735 | 6 DRIFTWOOD DR |  | Polytube | Yes |  | 2024-06-28 |  | PVC |  | Yes |  | 2024-06-28 |  | Non-lead
025736 | E4 11TH AVE |  | Polytube | Yes |  | 2022-12-30 |  | Copper | 1975 | Yes |  | 2022-12-30 |  | Non-lead
025737 | 11 HILTON HAVEN RD |  | Polytube | Yes |  | 2022-10-25 |  | PVC | 1958 | Yes |  | 2022-10-25 |  | Non-lead
025738 | 3426 N ROOSEVELT BLVD |  | PVC | Yes |  | 2022-10-24 |  | PVC | 1987 | Yes |  | 2022-10-24 |  | Non-lead
025739 | 1501 AQUEDUCT LN |  | Unknown, Non-Lead | Yes |  | 2017-08-03 |  | PVC | 1990 | Yes |  | 2017-08-03 |  | Non-lead
025740 | 147 KEY HAVEN RD |  | Polytube | Yes |  | 2022-11-07 |  | PVC | 1970 | Yes |  | 2022-11-07 |  | Non-lead
025741 | 105 OCEAN BAY DR |  | Polytube | Yes |  | 2022-07-14 |  | PVC | 1975 | Yes |  | 2022-07-14 |  | Non-lead
025742 | 1626 MONMOUTH LN |  | Unknown, Non-Lead | No |  |  |  | Unknown, Non-Lead | 2002 | No |  |  |  | Non-lead
025744 | 721 GARDEN STATE LN |  | Copper | Yes |  | 2023-05-04 |  | PVC | 1978 | Yes |  | 2023-05-04 |  | Non-lead
025745 | 306 ANNE BONNY DR |  | Polytube | Yes |  | 2023-01-31 |  | PVC | 1975 | Yes |  | 2023-01-31 |  | Non-lead
025746 | REAR 912 JAMES ST |  | PVC | Yes |  | 2023-03-06 |  | Copper | 1933 | Yes |  | 2023-03-06 |  | Non-lead
025747 | MASTER TAP 35 . MM86 WEIGH STATION TAP |  | Stainless | Yes |  | 2024-03-27 |  | PVC |  | Yes |  | 2024-03-27 |  | Non-lead
025748 | 3714 PEARLMAN TER |  | Polytube | Yes |  | 2023-05-04 |  | Copper | 1976 | Yes |  | 2023-05-04 |  | Non-lead
025749 | E8 11TH AVE |  | Polytube | Yes |  | 2023-03-10 |  | PVC | 1975 | Yes |  | 2023-03-10 |  | Non-lead
025750 | 30808 PALM DR |  | Polytube | Yes |  | 2022-11-15 |  | PVC | 1975 | Yes |  | 2022-11-15 |  | Non-lead
025751 | LOT 02 5350 3RD AVE |  | Unknown, Non-Lead | Yes |  | 2022-04-30 |  | Unknown, Non-Lead | 1996 | Yes |  | 2022-04-30 |  | Non-lead
025752 | LOT 08 5350 3RD AVE |  | Polytube | Yes |  | 2023-04-27 |  | PVC | 1996 | Yes |  | 2023-04-27 |  | Non-lead
025753 | 256 ATLANTIC BLVD |  | Unknown | Yes |  | 2022-06-10 |  | Unknown | 1975 | Yes |  | 2022-06-10 |  | Lead Status Unknown
025754 | LOT 16 5350 3RD AVE |  | Unknown, Non-Lead | Yes |  | 2023-06-16 |  | Unknown, Non-Lead | 1996 | Yes |  | 2023-06-16 |  | Non-lead
025755 | 1803 ATLANTIC BLVD |  | Polytube | Yes |  | 2023-05-31 |  | PVC | 1975 | Yes |  | 2023-05-31 |  | Non-lead
025756 | 10 CYPRESS TER |  | Polytube | Yes |  | 2022-11-07 |  | PVC | 1980 | Yes |  | 2022-11-07 |  | Non-lead
025757 | LOT 11 5350 5TH AVE |  | Unknown, Non-Lead | Yes |  | 2018-07-31 |  | Unknown, Non-Lead | 1996 | Yes |  | 2018-07-31 |  | Non-lead
025760 | 27278 SHANNAHAN RD |  | Polytube | Yes |  | 2022-09-26 |  | PVC | 1974 | Yes |  | 2022-09-26 |  | Non-lead
025761 | 27419 JAMAICA LN |  | Unknown, Non-Lead | Yes |  | 2019-04-30 |  | PVC | 2012 | Yes |  | 2019-04-30 |  | Non-lead
025762 | 219 CUBA RD |  | Polytube | Yes |  | 2022-07-20 |  | PVC | 1973 | Yes |  | 2022-07-20 |  | Non-lead
025763 | LOT 06 5350 3RD AVE |  | Unknown, Non-Lead | Yes |  | 2021-09-29 |  | PVC | 1996 | Yes |  | 2021-09-29 |  | Non-lead
025764 | 5100 COLLEGE WING 4-J RD |  | Unknown, Non-Lead | Yes |  | 2023-05-04 |  | No Piping | Vacant | Yes |  | 2023-05-04 |  | Non-lead
025774 | 212 W SEAVIEW DR |  | Polytube | Yes |  | 2023-04-04 |  | PVC | 1975 | Yes |  | 2023-04-04 |  | Non-lead
025775 | 426 HARBOUR DRIVE |  | Unknown, Non-Lead | Yes |  | 2024-03-08 |  | Unknown, Non-Lead | 1994 | Yes |  | 2024-03-08 |  | Non-lead
025777 | 58744 B OVERSEAS HWY |  | Polytube | Yes |  | 2023-05-11 |  | PVC | 1988 | Yes |  | 2023-05-11 |  | Non-lead
025778 | 450 52ND GULF ST |  | Polytube | Yes |  | 2023-05-11 |  | PVC | 1962 | Yes |  | 2023-05-11 |  | Non-lead
025779 | 830 50TH GULF CT |  | Polytube | Yes |  | 2022-12-19 |  | PVC | 1953 | Yes |  | 2022-12-19 |  | Non-lead
025780 | 799 COPA D'ORO |  | Polytube | Yes |  | 2023-12-20 |  | PVC | 1977 | Yes |  | 2023-12-20 |  | Non-lead
025781 | 15 TREASURE RD |  | Polytube | Yes |  | 2023-03-22 |  | PVC | 1976 | Yes |  | 2023-03-22 |  | Non-lead
025782 | 266 GUAVA AVE |  | Polytube | Yes |  | 2023-02-03 |  | PVC | 1976 | Yes |  | 2023-02-03 |  | Non-lead
025783 | 999 COPA D'ORO |  | Polytube | Yes |  | 2023-06-08 |  | PVC | 1975 | Yes |  | 2023-06-08 |  | Non-lead
025784 | 193 BLACKBEARD RD |  | Polytube | Yes |  | 2024-06-24 |  | PVC | 1976 | Yes |  | 2024-06-24 |  | Non-lead
025785 | 470 MARGATE DR |  | Polytube | Yes |  | 2023-01-26 |  | PVC | 1976 | Yes |  | 2023-01-26 |  | Non-lead
025786 | 680 9TH ST |  | Polytube | Yes |  | 2022-10-22 |  | PVC | 1975 | Yes |  | 2022-10-22 |  | Non-lead
025787 | 711 9TH ST |  | Polytube | Yes |  | 2022-10-22 |  | PVC | 1976 | Yes |  | 2022-10-22 |  | Non-lead
025788 | 310 4TH ST |  | Copper | Yes |  | 2022-10-22 |  | PVC | 1971 | Yes |  | 2022-10-22 |  | Non-lead
025789 | 735 JAMAICA LN |  | Polytube | Yes |  | 2024-08-19 |  | PVC | 1976 | Yes |  | 2024-08-19 |  | Non-lead
025790 | CNR OF AVIATION ST |  | Polytube | Yes |  | 2022-11-16 |  | PVC | 1964 | Yes |  | 2022-11-16 |  | Non-lead
025791 | 106 AVE G |  | Copper | Yes |  | 2022-10-22 |  | PVC | 1976 | Yes |  | 2022-10-22 |  | Non-lead
025792 | 29147 GUAVA LANE |  | Copper | Yes |  | 2024-04-22 |  | PVC | 1975 | Yes |  | 2024-04-22 |  | Non-lead
025793 | 201 W SEAVIEW DR |  | Polytube | Yes |  | 2023-12-11 |  | PVC | 2019 | Yes |  | 2023-12-11 |  | Non-lead
025794 | 328 E SEAVIEW DR |  | Polytube | Yes |  | 2022-10-22 |  | PVC | 1976 | Yes |  | 2022-10-22 |  | Non-lead
025795 | 80 7TH ST |  | Copper | Yes |  | 2022-10-22 |  | PVC | 1967 | Yes |  | 2022-10-22 |  | Non-lead
025797 | 7 BIRCHWOOD DR |  | Polytube | Yes |  | 2023-05-23 |  | PVC | 1979 | Yes |  | 2023-05-23 |  | Non-lead
025798 | 905 GRINNELL ST |  | Polytube | Yes |  | 2022-10-07 |  | PVC | 1959 | Yes |  | 2022-10-07 |  | Non-lead
025799 | 27351 ST CROIX LN |  | Polytube | Yes |  | 2024-06-17 |  | PVC | 1976 | Yes |  | 2024-06-17 |  | Non-lead
025800 | 3200 RIVIERA DR |  | Polytube | Yes |  | 2022-06-01 |  | PVC | 1975 | Yes |  | 2022-06-01 |  | Non-lead
025801 | 27065 DOLPHIN RD |  | Polytube | Yes |  | 2023-05-04 |  | PVC | 1975 | Yes |  | 2023-05-04 |  | Non-lead
025802 | 549 POWELL AVE |  | Polytube | Yes |  | 2023-01-25 |  | PVC | 1970 | Yes |  | 2023-01-25 |  | Non-lead
025803 | 135 HILSON CT |  | Polytube | Yes |  | 2022-12-05 |  | PVC | 1983 | Yes |  | 2022-12-05 |  | Non-lead
025804 | L29 B8 520 PALM DR |  | Polytube | Yes |  | 2022-07-06 |  | PVC | 1976 | Yes |  | 2022-07-06 |  | Non-lead
025805 | E14 11TH AVE |  | Polytube | Yes |  | 2023-03-10 |  | PVC | 1975 | Yes |  | 2023-03-10 |  | Non-lead
025806 | 756 E CARRIBEAN DR |  | Polytube | Yes |  | 2023-04-24 |  | PVC | 1981 | Yes |  | 2023-04-24 |  | Non-lead
025807 | 630 SANDS RD |  | Polytube | Yes |  | 2023-03-02 |  | PVC | 1975 | Yes |  | 2023-03-02 |  | Non-lead
025808 | SLIP M04 1801 N ROOSEVELT BLVD |  | PVC | Yes |  | 2022-07-12 |  | PVC | 1983 | Yes |  | 2022-07-12 |  | Non-lead
025809 | 162 PARK AVE |  | Polytube | Yes |  | 2022-07-21 |  | PVC | 1976 | Yes |  | 2022-07-21 |  | Non-lead
025810 | 177 DOVE LAKE DR |  | Polytube | Yes |  | 2022-07-20 |  | PVC | 1975 | Yes |  | 2022-07-20 |  | Non-lead
025811 | 181 DOVE LAKE DR |  | Polytube | Yes |  | 2022-07-20 |  | PVC | 1974 | Yes |  | 2022-07-20 |  | Non-lead
025812 | 52 BOWIE LN |  | Copper | Yes |  | 2023-05-04 |  | PVC | 1968 | Yes |  | 2023-05-04 |  | Non-lead
025813 | 441 COLLINS ST |  | Polytube | Yes |  | 2022-10-31 |  | PVC | 1974 | Yes |  | 2022-10-31 |  | Non-lead
025814 | 218 CUBA RD |  | Polytube | Yes |  | 2024-01-12 |  | PVC | 2002 | Yes |  | 2024-01-12 |  | Non-lead
025815 | 4 NORWOOD AVE |  | Polytube | Yes |  | 2023-05-04 |  | PVC | 1976 | Yes |  | 2023-05-04 |  | Non-lead
025816 | 23 SNAPPER AVE |  | Polytube | Yes |  | 2022-10-31 |  | PVC | 1975 | Yes |  | 2022-10-31 |  | Non-lead
025817 | 1406 SUFFOLK CIRCLE |  | Copper | Yes |  | 2023-10-23 |  | PVC | 1982 | Yes |  | 2023-10-23 |  | Non-lead
025818 | 60 MARLIN DR |  | Unknown, Non-Lead | Yes |  | 2019-06-10 |  | Unknown, Non-Lead | 2016 | Yes |  | 2019-06-10 |  | Non-lead
025819 | 525 SOUND DR |  | Polytube | Yes |  | 2022-10-17 |  | PVC | 1976 | Yes |  | 2022-10-17 |  | Non-lead
025820 | 53 BONEFISH AVE |  | Polytube | Yes |  | 2022-10-27 |  | PVC | 1974 | Yes |  | 2022-10-27 |  | Non-lead
025821 | 424 FOURTH RD |  | Polytube | Yes |  | 2022-10-17 |  | PVC | 1982 | Yes |  | 2022-10-17 |  | Non-lead
025822 | 286 BURGUNDY DR |  | Polytube | Yes |  | 2023-02-09 |  | PVC | 1983 | Yes |  | 2023-02-09 |  | Non-lead
025823 | 238 CAMELOT DR |  | PVC | Yes |  | 2022-07-12 |  | PVC | 1984 | Yes |  | 2022-07-12 |  | Non-lead
025824 | 133 WESTMINSTER DR |  | Unknown, Non-Lead | No |  |  |  | Unknown, Non-Lead | 1993 | No |  |  |  | Non-lead
025825 | 4 PELICAN RD |  | Polytube | Yes |  | 2022-11-15 |  | PVC | 1971 | Yes |  | 2022-11-15 |  | Non-lead
025826 | 209 BURGUNDY DR |  | Polytube | Yes |  | 2024-09-09 |  | PVC | 1974 | Yes |  | 2024-09-09 |  | Non-lead
025827 | 158 NORMANDY DR |  | Copper | Yes |  | 2023-02-02 |  | PVC | 1979 | Yes |  | 2023-02-02 |  | Non-lead
025828 | 161 BURGUNDY DR |  | Copper | Yes |  | 2023-02-09 |  | PVC | 1979 | Yes |  | 2023-02-09 |  | Non-lead
025829 | 130 BURGUNDY DR |  | Copper | Yes |  | 2023-02-09 |  | PVC | 1973 | Yes |  | 2023-02-09 |  | Non-lead
025830 | 233 NORMANDY DR |  | Copper | Yes |  | 2023-02-02 |  | PVC | 1976 | Yes |  | 2023-02-02 |  | Non-lead
025831 | 135 GARDENIA ST |  | Polytube | Yes |  | 2022-06-16 |  | PVC | 1978 | Yes |  | 2022-06-16 |  | Non-lead
025832 | 1126 HERON RD |  | Polytube | Yes |  | 2022-07-21 |  | PVC | 1976 | Yes |  | 2022-07-21 |  | Non-lead
025833 | 209 OLEANDER DR |  | Copper | Yes |  | 2023-02-09 |  | PVC | 1969 | Yes |  | 2023-02-09 |  | Non-lead
025834 | 540 SOUND RD |  | Polytube | Yes |  | 2022-10-13 |  | PVC | 1977 | Yes |  | 2022-10-13 |  | Non-lead
025835 | 2 NORTH DR |  | Polytube | Yes |  | 2023-05-04 |  | PVC | 1976 | Yes |  | 2023-05-04 |  | Non-lead
025836 | 208 MOHAWK ST |  | Polytube | Yes |  | 2022-05-31 |  | PVC | 1975 | Yes |  | 2022-05-31 |  | Non-lead
025837 | 212 ORANGE BLOSSOM RD |  | Polytube | Yes |  | 2022-09-08 |  | PVC | 1975 | Yes |  | 2022-09-08 |  | Non-lead
025838 | 193 BURGUNDY DR |  | Copper | Yes |  | 2023-02-09 |  | PVC | 1987 | Yes |  | 2023-02-09 |  | Non-lead
025839 | 76400 OVERSEAS HWY |  | Polytube | Yes |  | 2022-05-17 |  | PVC | 1976 | Yes |  | 2022-05-17 |  | Non-lead
025840 | 133 OCEAN DR |  | Polytube | Yes |  | 2022-06-14 |  | PVC | 1975 | Yes |  | 2022-06-14 |  | Non-lead
025841 | 130 LONG KEY RD |  | Polytube | Yes |  | 2023-10-30 |  | PVC | 1973 | Yes |  | 2023-10-30 |  | Non-lead
025842 | 837 SPOONBILL LN |  | Polytube | Yes |  | 2023-01-10 |  | PVC | 1986 | Yes |  | 2023-01-10 |  | Non-lead
025843 | 139 STINGER RD |  | Polytube | Yes |  | 2022-05-19 |  | PVC | 1987 | Yes |  | 2022-05-19 |  | Non-lead
025844 | 174 HARBOR DR |  | Polytube | Yes |  | 2022-06-15 |  | PVC | 1973 | Yes |  | 2022-06-15 |  | Non-lead
025845 | 218 BURGUNDY DR |  | Polytube | Yes |  | 2023-02-09 |  | PVC | 1973 | Yes |  | 2023-02-09 |  | Non-lead
025846 | 213 BURGUNDY DR |  | Copper | Yes |  | 2023-02-09 |  | PVC | 1974 | Yes |  | 2023-02-09 |  | Non-lead
025847 | 1404 SUFFOLK CIRCLE L |  | Copper | Yes |  | 2022-10-13 |  | PVC | 1982 | Yes |  | 2022-10-13 |  | Non-lead
025848 | 176 LORELANE PL |  | Copper | Yes |  | 2023-01-31 |  | Copper | 1979 | Yes |  | 2023-01-31 |  | Non-lead
025849 | 294 BUTTONWOOD SHORES DR |  | Polytube | Yes |  | 2023-05-26 |  | PVC | 2021 | Yes |  | 2023-05-26 |  | Non-lead
025850 | 202 BURGUNDY DR |  | Polytube | Yes |  | 2023-02-09 |  | PVC | 1974 | Yes |  | 2023-02-09 |  | Non-lead
025851 | 309 WOODS AVE |  | Polytube | Yes |  | 2022-06-14 |  | PVC | 1975 | Yes |  | 2022-06-14 |  | Non-lead
025852 | 166 BURGUNDY DR |  | Unknown, Non-Lead | Yes |  | 2019-06-07 |  | Unknown, Non-Lead | 1993 | Yes |  | 2019-06-07 |  | Non-lead
025853 | 88521 OVERSEAS HWY |  | Polytube | Yes |  | 2022-06-14 |  | PVC | 1955 | Yes |  | 2022-06-14 |  | Non-lead
025854 | 126 PONCE DE LEON BLVD |  | Unknown, Non-Lead | Yes |  | 2018-04-12 |  | PVC | 1990 | Yes |  | 2018-04-12 |  | Non-lead
025855 | 863 NARRAGANSETT LN |  | Copper | Yes |  | 2023-05-04 |  | PVC | 1972 | Yes |  | 2023-05-04 |  | Non-lead
025856 | 861 NARRAGANSETT LN |  | Copper | Yes |  | 2023-05-04 |  | PVC | 1972 | Yes |  | 2023-05-04 |  | Non-lead
025857 | 198 PLANTATION BLVD |  | Polytube | Yes |  | 2022-06-03 |  | PVC | 1982 | Yes |  | 2022-06-03 |  | Non-lead
025858 | 167 LONG KEY RD |  | Polytube | Yes |  | 2022-10-27 |  | PVC | 1981 | Yes |  | 2022-10-27 |  | Non-lead
025859 | 862 NARRAGANSETT LN |  | Polytube | Yes |  | 2023-05-04 |  | PVC | 1970 | Yes |  | 2023-05-04 |  | Non-lead
025860 | 291 BURGUNDY DR |  | Polytube | Yes |  | 2023-02-07 |  | PVC | 1978 | Yes |  | 2023-02-07 |  | Non-lead
025861 | 893 TROPICAL LN |  | Polytube | Yes |  | 2024-02-15 |  | PVC | 1974 | Yes |  | 2024-02-15 |  | Non-lead
025862 | 213 LOEB AVE |  | Polytube | Yes |  | 2022-10-24 |  | PVC | 1976 | Yes |  | 2022-10-24 |  | Non-lead
025863 | 696 SANDS RD |  | Polytube | Yes |  | 2022-11-14 |  | PVC | 1975 | Yes |  | 2022-11-14 |  | Non-lead
025865 | 31057 F AVE |  | Polytube | Yes |  | 2022-07-22 |  | PVC | 1965 | Yes |  | 2022-07-22 |  | Non-lead
025866 | 102 REDWING RD |  | Polytube | Yes |  | 2022-06-09 |  | PVC | 1975 | Yes |  | 2022-06-09 |  | Non-lead
025867 | 24733 PARK DRIVE LOTS |  | Polytube | Yes |  | 2023-04-25 |  | PVC | 1975 | Yes |  | 2023-04-25 |  | Non-lead
025868 | 202 AVE G |  | Polytube | Yes |  | 2023-07-05 |  | PVC | 1979 | Yes |  | 2023-07-05 |  | Non-lead
025869 | 266 BURGUNDY DR |  | Copper | Yes |  | 2023-12-15 |  | PVC | 1975 | Yes |  | 2023-12-15 |  | Non-lead
025870 | 30857 MINORCA DR |  | Polytube | Yes |  | 2022-11-17 |  | PVC | 1975 | Yes |  | 2022-11-17 |  | Non-lead
025873 | 16880 DRIFTWOOD LN |  | Polytube | Yes |  | 2023-09-11 |  | PVC | 1975 | Yes |  | 2023-09-11 |  | Non-lead
025874 | 27382 ANGUILA LANE |  | Polytube | Yes |  | 2024-07-23 |  | PVC | 1976 | Yes |  | 2024-07-23 |  | Non-lead
025875 | 144 SEA LN |  | Unknown, Non-Lead | Yes |  | 2020-01-17 |  | Unknown, Non-Lead | 2008 | Yes |  | 2020-01-17 |  | Non-lead
025876 | UNIT B 1020 18TH TERR |  | Polytube | Yes |  | 2022-07-20 |  | PVC | 1976 | Yes |  | 2022-07-20 |  | Non-lead
025877 | 86 AIRPORT DR S |  | Polytube | Yes |  | 2023-04-24 |  | PVC | 1980 | Yes |  | 2023-04-24 |  | Non-lead
025878 | 25 BOCA CHICA RD |  | Polytube | Yes |  | 2022-09-26 |  | PVC | 1968 | Yes |  | 2022-09-26 |  | Non-lead
025879 | 224 TREASURE HARBOR RD |  | Polytube | Yes |  | 2022-06-21 |  | PVC | 1982 | Yes |  | 2022-06-21 |  | Non-lead
025880 | 338 BURTON DR |  | Unknown, Non-Lead | Yes |  | 2019-07-11 |  | Unknown, Non-Lead | 1996 | Yes |  | 2019-07-11 |  | Non-lead
025881 | 622 SANTA ANITA LN |  | Polytube | Yes |  | 2022-08-03 |  | PVC | 1992 | Yes |  | 2022-08-03 |  | Non-lead
025883 | 124 SAN REMO DR |  | Polytube | Yes |  | 2022-06-07 |  | PVC | 1975 | Yes |  | 2022-06-07 |  | Non-lead
025884 | 170 WESTMINSTER DR |  | Polytube | Yes |  | 2022-07-12 |  | PVC | 1974 | Yes |  | 2022-07-12 |  | Non-lead
025885 | TR D SEC 77145 OVERSEAS HWY |  | Unknown, Non-Lead | Yes |  | 2021-07-30 |  | Unknown, Non-Lead | 2003 | Yes |  | 2021-07-30 |  | Non-lead
025886 | 116 GIMPY GULCH DR |  | Polytube | Yes |  | 2022-06-21 |  | PVC | 1975 | Yes |  | 2022-06-21 |  | Non-lead
025887 | 107 LONG KEY RD |  | Polytube | Yes |  | 2024-03-06 |  | PVC | 1980 | Yes |  | 2024-03-06 |  | Non-lead
025888 | 101 VENETIAN DR |  | Polytube | Yes |  | 2022-06-29 |  | PVC | 1974 | Yes |  | 2022-06-29 |  | Non-lead
025889 | 119 ELLINGTON CT |  | Unknown, Non-Lead | Yes |  | 2017-06-12 |  | Unknown, Non-Lead | 1996 | Yes |  | 2017-06-12 |  | Non-lead
025890 | 102525 OVERSEAS HWY |  | Polytube | Yes |  | 2024-08-30 |  | PVC | 1975 | Yes |  | 2024-08-30 |  | Non-lead
025891 | 106501 OVERSEAS HWY B5 |  | Polytube | Yes |  | 2024-03-19 |  | PVC | 1975 | Yes |  | 2024-03-19 |  | Non-lead
025892 | 1521 AQUEDUCT LN |  | Polytube | Yes |  | 2022-09-12 |  | PVC | 1985 | Yes |  | 2022-09-12 |  | Non-lead
025893 | 483 BEACH RD |  | Polytube | Yes |  | 2024-02-22 |  | PVC | 1975 | Yes |  | 2024-02-22 |  | Non-lead
025894 | 436 FOURTH RD |  | Polytube | Yes |  | 2024-04-29 |  | PVC | 1976 | Yes |  | 2024-04-29 |  | Non-lead
025895 | 1033 ADAMS DR |  | Polytube | Yes |  | 2022-11-16 |  | PVC | 1978 | Yes |  | 2022-11-16 |  | Non-lead
025896 | 15 JENNY LANE |  | Polytube | Yes |  | 2023-02-16 |  | PVC | 1976 | Yes |  | 2023-02-16 |  | Non-lead
025897 | 194 BURGUNDY DR |  | Unknown, Non-Lead | Yes |  | 2021-07-15 |  | PVC | 2006 | Yes |  | 2021-07-15 |  | Non-lead
025898 | L25 B2 48 BONEFISH AVE |  | Polytube | Yes |  | 2022-10-27 |  | PVC | 1975 | Yes |  | 2022-10-27 |  | Non-lead
025899 | SLIP T43 1801 N ROOSEVELT BLVD |  | PVC | Yes |  | 2022-07-11 |  | PVC | 1983 | Yes |  | 2022-07-11 |  | Non-lead
025900 | SLIP M10 1801 N ROOSEVELT BLVD |  | PVC | Yes |  | 2022-07-12 |  | PVC | 1983 | Yes |  | 2022-07-12 |  | Non-lead
025901 | SLIP M26 1801 N ROOSEVELT BLVD |  | PVC | Yes |  | 2022-07-12 |  | PVC | 1983 | Yes |  | 2022-07-12 |  | Non-lead
025902 | 436 AIRPORT DR S |  | Unknown, Non-Lead | Yes |  | 2018-07-09 |  | PVC | 1992 | Yes |  | 2018-07-09 |  | Non-lead
025903 | SLIP T42 1801 N ROOSEVELT BLVD |  | PVC | Yes |  | 2022-07-11 |  | PVC | 1983 | Yes |  | 2022-07-11 |  | Non-lead
025904 | APT A 501 22ND OCEAN ST |  | Polytube | Yes |  | 2022-12-14 |  | PVC | 1968 | Yes |  | 2022-12-14 |  | Non-lead
025905 | 400 E 63RD OCEAN ST |  | Polytube | Yes |  | 2023-02-27 |  | PVC | 1976 | Yes |  | 2023-02-27 |  | Non-lead
025906 | 1235 COPA D'ORO |  | PVC | Yes |  | 2023-03-22 |  | Copper | 1981 | Yes |  | 2023-03-22 |  | Non-lead
025907 | 10703 3RD GULF AVE |  | Polytube | Yes |  | 2024-08-29 |  | PVC | 1974 | Yes |  | 2024-08-29 |  | Non-lead
025908 | 880 SHELTER BAY DR |  | Copper | Yes |  | 2022-07-06 |  | PVC | 1986 | Yes |  | 2022-07-06 |  | Non-lead
025910 | 735 41ST ST GULF #3 |  | Polytube | Yes |  | 2022-07-06 |  | PVC |  | Yes |  | 2022-07-06 |  | Non-lead
025911 | 735 41ST GULF #4 ST |  | Polytube | Yes |  | 2024-06-20 |  | PVC |  | Yes |  | 2024-06-20 |  | Non-lead
025912 | 66 TINGLER LANE |  | Polytube | Yes |  | 2024-07-24 |  | PVC | 1975 | Yes |  | 2024-07-24 |  | Non-lead
025913 | 205 BARQUE ST |  | Polytube | Yes |  | 2022-10-22 |  | PVC | 1976 | Yes |  | 2022-10-22 |  | Non-lead
025914 | 337 CALZADA DE BOUGA |  | Polytube | Yes |  | 2022-06-21 |  | PVC | 1973 | Yes |  | 2022-06-21 |  | Non-lead
025915 | 737 90TH OCEAN ST |  | Polytube | Yes |  | 2023-04-20 |  | PVC | 1999 | Yes |  | 2023-04-20 |  | Non-lead
025917 | 160 10TH ST |  | Polytube | Yes |  | 2022-10-22 |  | PVC | 1969 | Yes |  | 2022-10-22 |  | Non-lead
025918 | OCEAN 11552 3RD AVE |  | Unknown | Yes |  | 2022-12-21 |  | Unknown | 1976 | Yes |  | 2022-12-21 |  | Lead Status Unknown
025919 | 426 89TH OCEAN ST |  | Polytube | Yes |  | 2022-12-06 |  | PVC | 1976 | Yes |  | 2022-12-06 |  | Non-lead
025920 | 338 GUAVA AVE |  | Polytube | Yes |  | 2022-10-22 |  | PVC | 1975 | Yes |  | 2022-10-22 |  | Non-lead
025921 | 1865 NARCISSUS AVE |  | Polytube | Yes |  | 2023-06-20 |  | PVC | 1980 | Yes |  | 2023-06-20 |  | Non-lead
025922 | 1575 BLUEFIN DR |  | Polytube | Yes |  | 2023-01-31 |  | PVC | 1977 | Yes |  | 2023-01-31 |  | Non-lead
025923 | 899 COPA D'ORO |  | Copper | Yes |  | 2022-09-12 |  | PVC | 1976 | Yes |  | 2022-09-12 |  | Non-lead
025924 | 949 75TH OCEAN ST |  | Polytube | Yes |  | 2024-06-28 |  | PVC | 1977 | Yes |  | 2024-06-28 |  | Non-lead
025925 | 1129 BULEVAR DE PALMA |  | Polytube | Yes |  | 2023-03-21 |  | PVC | 1976 | Yes |  | 2023-03-21 |  | Non-lead
025926 | 29039 CEDAR DR |  | Polytube | Yes |  | 2023-04-18 |  | PVC | 1976 | Yes |  | 2023-04-18 |  | Non-lead
025927 | 643 DIANE AVE |  | Polytube | Yes |  | 2023-01-25 |  | PVC | 1976 | Yes |  | 2023-01-25 |  | Non-lead
025928 | 308 COCO PLUM ST |  | Polytube | Yes |  | 2023-10-30 |  | PVC | 1981 | Yes |  | 2023-10-30 |  | Non-lead
025930 | 17054 KINGFISH LN |  | Polytube | Yes |  | 2024-10-03 |  | PVC | 1976 | Yes |  | 2024-10-03 |  | Non-lead
025931 | 100695 OVERSEAS HWY |  | Polytube | Yes |  | 2023-02-03 |  | PVC | 1980 | Yes |  | 2023-02-03 |  | Non-lead
025932 | SLIP T38 1801 N ROOSEVELT BLVD |  | PVC | Yes |  | 2022-07-11 |  | PVC | 1983 | Yes |  | 2022-07-11 |  | Non-lead
025933 | 28533 CAPTAIN KIDD RD |  | Polytube | Yes |  | 2023-01-24 |  | PVC | 1980 | Yes |  | 2023-01-24 |  | Non-lead
025934 | 65 E 2ND CT |  | Polytube | Yes |  | 2022-12-19 |  | PVC | 1975 | Yes |  | 2022-12-19 |  | Non-lead
025935 | 239 ALLEN 1ST ADD AVE |  | Unknown, Non-Lead | Yes |  | 2018-09-25 |  | PVC | 2019 | Yes |  | 2018-09-25 |  | Non-lead
025936 | 238 LOWER MATECUMBE RD |  | Unknown, Non-Lead | Yes |  | 2018-09-10 |  | Unknown, Non-Lead | 2014 | Yes |  | 2018-09-10 |  | Non-lead
025938 | 1634 MONMOUTH LN |  | Copper | Yes |  | 2023-05-04 |  | PVC | 1982 | Yes |  | 2023-05-04 |  | Non-lead
025939 | 820 BONITO LN |  | Polytube | Yes |  | 2022-09-20 |  | PVC | 1975 | Yes |  | 2022-09-20 |  | Non-lead
025940 | 221 BURGUNDY DR |  | Copper | Yes |  | 2023-02-09 |  | PVC | 1974 | Yes |  | 2023-02-09 |  | Non-lead
025941 | 150 DUBONNET RD |  | Polytube | Yes |  | 2022-12-14 |  | PVC | 1978 | Yes |  | 2022-12-14 |  | Non-lead
025942 | L195 76 W PLAZA DEL SOL |  | Polytube | Yes |  | 2022-06-30 |  | PVC | 1976 | Yes |  | 2022-06-30 |  | Non-lead
025943 | 307 ST THOMAS AVE |  | Polytube | Yes |  | 2022-11-10 |  | PVC | 1977 | Yes |  | 2022-11-10 |  | Non-lead
025944 | 607 CUDA LN |  | Copper | Yes |  | 2022-08-15 |  | PVC | 1976 | Yes |  | 2022-08-15 |  | Non-lead
025945 | 1009 DOVE RD |  | Polytube | Yes |  | 2022-07-21 |  | PVC | 1976 | Yes |  | 2022-07-21 |  | Non-lead
025946 | 147 TEQUESTA ST |  | Polytube | Yes |  | 2024-04-12 |  | PVC | 2015 | Yes |  | 2024-04-12 |  | Non-lead
025947 | 710 GARDEN STATE LN |  | Polytube | Yes |  | 2023-05-04 |  | PVC | 1986 | Yes |  | 2023-05-04 |  | Non-lead
025948 | 130 MILANO DR |  | Polytube | Yes |  | 2023-06-21 |  | PVC | 1976 | Yes |  | 2023-06-21 |  | Non-lead
025949 | 1523 AQUEDUCT LN |  | Polytube | Yes |  | 2022-08-16 |  | PVC | 1973 | Yes |  | 2022-08-16 |  | Non-lead
025950 | UNIT C6 100 EL CAPITAN DR |  | Polytube | Yes |  | 2022-06-30 |  | PVC | 1974 | Yes |  | 2022-06-30 |  | Non-lead
025951 | 527 SOUND DR |  | Polytube | Yes |  | 2024-04-18 |  | PVC | 1976 | Yes |  | 2024-04-18 |  | Non-lead
025952 | 101 5TH LN |  | Copper | Yes |  | 2023-02-14 |  | PVC | 1978 | Yes |  | 2023-02-14 |  | Non-lead
025953 | 118 PLANTATION BLVD |  | Unknown, Non-Lead | Yes |  | 2018-05-23 |  | PVC | 2016 | Yes |  | 2018-05-23 |  | Non-lead
025954 | 237 ANNE BONNY DR |  | Polytube | Yes |  | 2020-04-27 |  | PVC | 1976 | Yes |  | 2020-04-27 |  | Non-lead
025955 | APT C-4 100 EL CAPITAN DR |  | Polytube | Yes |  | 2022-10-31 |  | PVC | 1974 | Yes |  | 2022-10-31 |  | Non-lead
025957 | 1519 AQUEDUCT LANE |  | Unknown, Non-Lead | No |  |  |  | Unknown, Non-Lead | 2015 | No |  |  |  | Non-lead
025958 | 110 HARBOR DR |  | Polytube | Yes |  | 2024-04-08 |  | PVC | 1975 | Yes |  | 2024-04-08 |  | Non-lead
025959 | 82 SEAGATE BLVD |  | Unknown | Yes |  | 2022-07-12 |  | Unknown | 1976 | Yes |  | 2022-07-12 |  | Lead Status Unknown
025960 | L43&44A 90 SEAGATE BLVD |  | Unknown, Non-Lead | Yes |  | 2021-04-27 |  | PVC | 2021 | Yes |  | 2021-04-27 |  | Non-lead
025961 | 164 BESSIE RD |  | Polytube | Yes |  | 2022-05-06 |  | PVC | 1976 | Yes |  | 2022-05-06 |  | Non-lead
025962 | 290 S COCONUT PALM BLVD |  | Unknown, Non-Lead | No |  |  |  | Unknown, Non-Lead | 1992 | No |  |  |  | Non-lead
025963 | 112 SEAGULL LN |  | Polytube | Yes |  | 2024-09-09 |  | PVC | 2004 | Yes |  | 2024-09-09 |  | Non-lead
025964 | 173 DOVE LAKE DR |  | Polytube | Yes |  | 2022-11-16 |  | PVC | 1975 | Yes |  | 2022-11-16 |  | Non-lead
025966 | 137 GIARDINO DR |  | Polytube | Yes |  | 2022-06-10 |  | PVC | 1975 | Yes |  | 2022-06-10 |  | Non-lead
025967 | 121 BURGUNDY DR |  | Copper | Yes |  | 2023-02-09 |  | PVC | 1980 | Yes |  | 2023-02-09 |  | Non-lead
025968 | 280 ST THOMAS AVE |  | Polytube | Yes |  | 2022-11-10 |  | PVC | 1976 | Yes |  | 2022-11-10 |  | Non-lead
025969 | 75180 OVERSEAS HWY |  | Polytube | Yes |  | 2022-07-05 |  | PVC | 1984 | Yes |  | 2022-07-05 |  | Non-lead
025970 | 83 CORAL DR |  | Polytube | Yes |  | 2021-09-14 |  | PVC | 1976 | Yes |  | 2021-09-14 |  | Non-lead
025971 | 163 TREASURE HARBOR DR |  | Polytube | Yes |  | 2024-06-20 |  | PVC | 2006 | Yes |  | 2024-06-20 |  | Non-lead
025972 | 250 NORMANDY DR |  | Copper | Yes |  | 2023-02-02 |  | PVC | 1979 | Yes |  | 2023-02-02 |  | Non-lead
025973 | 121 2ND LN |  | Copper | Yes |  | 2024-08-28 |  | PVC | 1975 | Yes |  | 2024-08-28 |  | Non-lead
025974 | 170 CORAL AVE |  | Polytube | Yes |  | 2022-06-13 |  | PVC | 1976 | Yes |  | 2022-06-13 |  | Non-lead
025975 | 193 NORMANDY DR |  | Copper | Yes |  | 2023-02-02 |  | PVC | 1979 | Yes |  | 2023-02-02 |  | Non-lead
025976 | 148 OCEAN DR |  | Polytube | Yes |  | 2018-01-10 |  | PVC | 1989 | Yes |  | 2018-01-10 |  | Non-lead
025977 | 808 NARRAGANSETT LN |  | Copper | Yes |  | 2023-05-04 |  | PVC | 1973 | Yes |  | 2023-05-04 |  | Non-lead
025978 | 39 LAKE SHORE DR |  | Copper | Yes |  | 2023-02-06 |  | PVC | 1977 | Yes |  | 2023-02-06 |  | Non-lead
025979 | 916 TROPICAL LN |  | Polytube | Yes |  | 2023-05-04 |  | PVC | 1976 | Yes |  | 2023-05-04 |  | Non-lead
025980 | 1644 CHURCHILL DOWNS |  | Unknown, Non-Lead | No |  |  |  | Unknown, Non-Lead | 1990 | No |  |  |  | Non-lead
025981 | 140 KAHIKI DR |  | Polytube | Yes |  | 2022-06-15 |  | PVC | 1976 | Yes |  | 2022-06-15 |  | Non-lead
025982 | 138 PACIFIC AVE |  | Polytube | Yes |  | 2022-07-21 |  | PVC | 1976 | Yes |  | 2022-07-21 |  | Non-lead
025983 | 114 GUILFORD CT |  | Copper | Yes |  | 2022-07-11 |  | PVC | 1975 | Yes |  | 2022-07-11 |  | Non-lead
025985 | 17083 ALLAMANDA DR W |  | Polytube | Yes |  | 2024-09-04 |  | PVC | 1977 | Yes |  | 2024-09-04 |  | Non-lead
025986 | SLIP T23 1801 S ROOSEVELT BLVD |  | PVC | Yes |  | 2022-07-11 |  | PVC | 1983 | Yes |  | 2022-07-11 |  | Non-lead
025987 | L15B26 22866 PORT ROYAL LN |  | Polytube | Yes |  | 2022-12-28 |  | PVC | 1976 | Yes |  | 2022-12-28 |  | Non-lead
025988 | SLIP T11 1801 N ROOSEVELT BLVD |  | PVC | Yes |  | 2022-07-11 |  | PVC | 1983 | Yes |  | 2022-07-11 |  | Non-lead
025990 | 1 BAMBOO CT |  | Polytube | Yes |  | 2022-07-08 |  | PVC | 1975 | Yes |  | 2022-07-08 |  | Non-lead
025991 | 31148 C AVE |  | Unknown, Non-Lead | No |  |  |  | Unknown, Non-Lead | 2003 | No |  |  |  | Non-lead
025992 | 31112 AVE C |  | Unknown, Non-Lead | No |  |  |  | Unknown, Non-Lead | 2004 | No |  |  |  | Non-lead
025993 | 31136 AVENUE C |  | Unknown, Non-Lead | No |  |  |  | Unknown, Non-Lead | 2003 | No |  |  |  | Non-lead
025994 | 31124 AVE C |  | Unknown, Non-Lead | Yes |  | 2024-06-03 |  | PVC | 2004 | Yes |  | 2024-06-03 |  | Non-lead
025995 | 19068 PELICO RD |  | Unknown, Non-Lead | Yes |  | 2018-10-15 |  | Unknown, Non-Lead | 2009 | Yes |  | 2018-10-15 |  | Non-lead
025996 | 1612 PANDOREA LN |  | Polytube | Yes |  | 2022-12-15 |  | PVC | 1976 | Yes |  | 2022-12-15 |  | Non-lead
025998 | BURLINGTON S/D |  | Polytube | Yes |  | 2022-11-17 |  | PVC | 1977 | Yes |  | 2022-11-17 |  | Non-lead
025999 | 822 SAWYER LN |  | Unknown, Non-Lead | No |  |  |  | No Piping | 1977 | No |  |  |  | Non-lead
026000 | 627 EAST SHORE DR |  | Polytube | Yes |  | 2023-04-25 |  | PVC | 1977 | Yes |  | 2023-04-25 |  | Non-lead
026001 | 887 BAY DR |  | Polytube | Yes |  | 2023-04-24 |  | PVC | 1974 | Yes |  | 2023-04-24 |  | Non-lead
026002 | 25348 2ND ST |  | Polytube | Yes |  | 2023-04-25 |  | PVC | 1975 | Yes |  | 2023-04-25 |  | Non-lead
026003 | E5 11TH AVE |  | Polytube | Yes |  | 2023-08-31 |  | PVC | 1975 | Yes |  | 2023-08-31 |  | Non-lead
026005 | 1305 REYNOLDS ST |  | Polytube | Yes |  | 2023-04-25 |  | PVC | 1976 | Yes |  | 2023-04-25 |  | Non-lead
026006 | APT C 1100 WHITEHEAD ST |  | Polytube | Yes |  | 2022-07-05 |  | PVC | 1938 | Yes |  | 2022-07-05 |  | Non-lead
026007 | APT D 1100 WHITEHEAD ST |  | Polytube | Yes |  | 2022-07-05 |  | PVC | 1938 | Yes |  | 2022-07-05 |  | Non-lead
026008 | APT DOWN 1807 ATLANTIC BLVD |  | Polytube | Yes |  | 2023-05-04 |  | PVC | 1938 | Yes |  | 2023-05-04 |  | Non-lead
026009 | 642 DIANE AVE |  | Polytube | Yes |  | 2023-01-25 |  | PVC | 1976 | Yes |  | 2023-01-25 |  | Non-lead
026010 | 24357 W CARRIBEAN DR |  | Polytube | Yes |  | 2023-04-24 |  | PVC | 1977 | Yes |  | 2023-04-24 |  | Non-lead
026011 | 133 BLACKBEARD RD |  | Polytube | Yes |  | 2023-01-24 |  | PVC | 1976 | Yes |  | 2023-01-24 |  | Non-lead
026012 | 30969 BAY SHORE DR |  | Polytube | Yes |  | 2023-04-26 |  | PVC | 1971 | Yes |  | 2023-04-26 |  | Non-lead
026013 | 8 SANDPIPER TR PK |  | Unknown, Non-Lead | Yes |  | 2023-05-04 |  | No Piping | Vacant | Yes |  | 2023-05-04 |  | Non-lead
026014 | LOT 01 21601 4A OLD STATE RD |  | PVC | Yes |  | 2022-12-29 |  | PVC | 1933 | Yes |  | 2022-12-29 |  | Non-lead
026015 | LOT 4B 21601 4A OLD STATE RD |  | PVC | Yes |  | 2022-12-29 |  | PVC | 1933 | Yes |  | 2022-12-29 |  | Non-lead
026016 | 1031 W SHORE DR |  | Polytube | Yes |  | 2024-09-23 |  | PVC | 1979 | Yes |  | 2024-09-23 |  | Non-lead
026017 | LOT 07 21601 4A OLD STATE RD |  | PVC | Yes |  | 2022-12-29 |  | PVC | 1933 | Yes |  | 2022-12-29 |  | Non-lead
026018 | APT 3 UP REAR 901 DUVAL ST |  | Polytube | Yes |  | 2022-09-26 |  | PVC | 1923 | Yes |  | 2022-09-26 |  | Non-lead
026019 | 271 MARS LN |  | Polytube | Yes |  | 2022-09-26 |  | PVC | 1972 | Yes |  | 2022-09-26 |  | Non-lead
026020 | 223 VENUS LN |  | Polytube | Yes |  | 2022-09-26 |  | PVC | 1981 | Yes |  | 2022-09-26 |  | Non-lead
026021 | APT UP 596 W SHORE DR |  | Polytube | Yes |  | 2024-06-21 |  | PVC | 1963 | Yes |  | 2024-06-21 |  | Non-lead
026023 | 3713 PEARLMAN CT |  | Polytube | Yes |  | 2022-06-17 |  | PVC | 1976 | Yes |  | 2022-06-17 |  | Non-lead
026024 | 20 BEECHWOOD DR |  | Polytube | Yes |  | 2024-08-28 |  | PVC | 1976 | Yes |  | 2024-08-28 |  | Non-lead
026025 | 14 DIAMOND DR |  | Polytube | Yes |  | 2022-08-17 |  | Copper | 1985 | Yes |  | 2022-08-17 |  | Non-lead
026026 | 13 ALLAMANDA TERR |  | Polytube | Yes |  | 2022-05-05 |  | Copper | 1977 | Yes |  | 2022-05-05 |  | Non-lead
026027 | REAR 720 SIMONTON ST |  | Polytube | Yes |  | 2024-01-05 |  | PVC | 1933 | Yes |  | 2024-01-05 |  | Non-lead
026028 | DOWN FRONT 328 SIMONTON ST |  | Polytube | Yes |  | 2022-10-31 |  | PVC | 1958 | Yes |  | 2022-10-31 |  | Non-lead
026029 | 3710 PEARLMAN CT |  | Polytube | Yes |  | 2022-06-17 |  | Copper | 1976 | Yes |  | 2022-06-17 |  | Non-lead
026030 | TERR 1018 18TH |  | Polytube | Yes |  | 2022-07-20 |  | Copper | 1976 | Yes |  | 2022-07-20 |  | Non-lead
026036 | 166 HIBISCUS ST |  | Unknown, Non-Lead | Yes |  | 2018-10-29 |  | PVC | 2018 | Yes |  | 2018-10-29 |  | Non-lead
026049 | 310 12OTH GULF ST |  | Polytube | Yes |  | 2022-08-23 |  | PVC | 1976 | Yes |  | 2022-08-23 |  | Non-lead
026050 | 605 101ST OCEAN ST |  | Polytube | Yes |  | 2024-03-26 |  | PVC | 1976 | Yes |  | 2024-03-26 |  | Non-lead
026051 | 87 TINGLERS LANE |  | Polytube | Yes |  | 2023-01-10 |  | PVC | 1969 | Yes |  | 2023-01-10 |  | Non-lead
026052 | 400 70TH GULF ST |  | Unknown | Yes |  | 2023-03-15 |  | Unknown | 1979 | Yes |  | 2023-03-15 |  | Lead Status Unknown
026053 | 790 89TH St |  | Unknown, Non-Lead | Yes |  | 2020-09-18 |  | PVC | 2021 | Yes |  | 2020-09-18 |  | Non-lead
026054 | 1531 GROUPER DR |  | Polytube | Yes |  | 2024-04-29 |  | PVC | 1976 | Yes |  | 2024-04-29 |  | Non-lead
026055 | 72 TINGLER LN |  | Copper | Yes |  | 2022-08-15 |  | PVC | 1970 | Yes |  | 2022-08-15 |  | Non-lead
026056 | 499 MARGATE DR |  | Polytube | Yes |  | 2023-02-02 |  | PVC | 1976 | Yes |  | 2023-02-02 |  | Non-lead
026057 | 8095 TUNA DR |  | Polytube | Yes |  | 2024-01-24 |  | PVC | 1976 | Yes |  | 2024-01-24 |  | Non-lead
026058 | FIRE DEPT 8900 OVERSEAS HWY |  | Unknown, Non-Lead | Yes |  | 2023-04-12 |  | Unknown, Non-Lead | 1995 | Yes |  | 2023-04-12 |  | Non-lead
026059 | 100 CAMINO REAL |  | Unknown, Non-Lead | Yes |  | 2021-05-20 |  | Unknown, Non-Lead | 1991 | Yes |  | 2021-05-20 |  | Non-lead
026060 | 430 HARBOR DRIVE |  | Polytube | Yes |  | 2024-02-06 |  | PVC | 1987 | Yes |  | 2024-02-06 |  | Non-lead
026061 | 158 SUN LN |  | Polytube | Yes |  | 2022-09-26 |  | PVC | 1976 | Yes |  | 2022-09-26 |  | Non-lead
026062 | 5509 5TH AVE |  | Polytube | Yes |  | 2024-04-22 |  | PVC | 1968 | Yes |  | 2024-04-22 |  | Non-lead
026063 | 20870 W 7TH AVE |  | Polytube | Yes |  | 2022-10-31 |  | PVC | 1976 | Yes |  | 2022-10-31 |  | Non-lead
026064 | 1271 LONG BEACH RD |  | Polytube | Yes |  | 2024-08-05 |  | PVC | 1976 | Yes |  | 2024-08-05 |  | Non-lead
026066 | 191 PLANTATION SHRS DR |  | Polytube | Yes |  | 2022-07-19 |  | PVC | 1976 | Yes |  | 2022-07-19 |  | Non-lead
026067 | SLIP T37 1801 N ROOSEVELT BLVD |  | PVC | Yes |  | 2022-07-11 |  | PVC | 1983 | Yes |  | 2022-07-11 |  | Non-lead
026068 | 238 NORMANDY DR |  | Copper | Yes |  | 2024-07-09 |  | PVC | 1976 | Yes |  | 2024-07-09 |  | Non-lead
026069 | 210 BURGUNDY DR |  | Copper | Yes |  | 2023-02-09 |  | PVC | 1980 | Yes |  | 2023-02-09 |  | Non-lead
026070 | 1309 CALDER RD |  | Copper | Yes |  | 2024-08-07 |  | PVC | 1975 | Yes |  | 2024-08-07 |  | Non-lead
026071 | 210 NORMANDY DR |  | Copper | Yes |  | 2023-02-02 |  | PVC | 1979 | Yes |  | 2023-02-02 |  | Non-lead
026072 | 206 NORMANDY DR |  | Copper | Yes |  | 2023-02-02 |  | PVC | 1979 | Yes |  | 2023-02-02 |  | Non-lead
026073 | 33 JOLLY ROGERS DR |  | Polytube | Yes |  | 2023-01-31 |  | PVC | 1957 | Yes |  | 2023-01-31 |  | Non-lead
026074 | 127 IVANHOE CT |  | Unknown, Non-Lead | No |  |  |  | Unknown, Non-Lead | 2015 | No |  |  |  | Non-lead
026075 | 3 JEFFREY DR |  | Polytube | Yes |  | 2022-10-13 |  | PVC | 1970 | Yes |  | 2022-10-13 |  | Non-lead
026076 | 618 SANTA ANITA LN |  | Copper | Yes |  | 2023-05-04 |  | PVC | 1970 | Yes |  | 2023-05-04 |  | Non-lead
026077 | 23 S BOUNTY LN |  | Polytube | Yes |  | 2024-08-26 |  | PVC | 1976 | Yes |  | 2024-08-26 |  | Non-lead
026078 | 35 S BOUNTY LN |  | Copper | Yes |  | 2023-01-31 |  | PVC | 1977 | Yes |  | 2023-01-31 |  | Non-lead
026079 | 106 COLUMBUS DR |  | Copper | Yes |  | 2022-10-19 |  | PVC | 1974 | Yes |  | 2022-10-19 |  | Non-lead
026080 | 248 BAY DR |  | Polytube | Yes |  | 2023-01-30 |  | PVC | 1976 | Yes |  | 2023-01-30 |  | Non-lead
026081 | 194 BUTTONWOOD AVE |  | Polytube | Yes |  | 2022-12-12 |  | PVC | 1974 | Yes |  | 2022-12-12 |  | Non-lead
026082 | 1116 HERON RD |  | Polytube | Yes |  | 2022-07-21 |  | PVC | 1986 | Yes |  | 2022-07-21 |  | Non-lead
026083 | 1204 SARATOGA LN |  | Unknown, Non-Lead | Yes |  | 2019-06-05 |  | PVC | 2019 | Yes |  | 2019-06-05 |  | Non-lead
026084 | 100 SUNSET LANE |  | Unknown, Non-Lead | Yes |  | 2024-01-16 |  | Unknown, Non-Lead | 1990 | Yes |  | 2024-01-16 |  | Non-lead
026085 | 130 HILSON CT |  | Polytube | Yes |  | 2022-05-19 |  | PVC | 1976 | Yes |  | 2022-05-19 |  | Non-lead
026086 | 1118 HERON RD |  | Polytube | Yes |  | 2022-07-21 |  | PVC | 1969 | Yes |  | 2022-07-21 |  | Non-lead
026087 | 1502 SHAW DR |  | Copper | Yes |  | 2023-02-27 |  | PVC | 1976 | Yes |  | 2023-02-27 |  | Non-lead
026088 | 824 NARRAGANSETT LN |  | Polytube | Yes |  | 2022-10-12 |  | PVC | 1980 | Yes |  | 2022-10-12 |  | Non-lead
026089 | 234 CAMELOT DR |  | Copper | Yes |  | 2022-07-12 |  | PVC | 1976 | Yes |  | 2022-07-12 |  | Non-lead
026090 | 193 SUNSET DR |  | Polytube | Yes |  | 2022-06-28 |  | PVC | 1970 | Yes |  | 2022-06-28 |  | Non-lead
026091 | 19 MICHAEL DR |  | Unknown, Non-Lead | Yes |  | 2021-03-25 |  | PVC | 2007 | Yes |  | 2021-03-25 |  | Non-lead
026092 | APT 4L 100 IROQUOIS DR |  | Polytube | Yes |  | 2022-06-30 |  | PVC | 1973 | Yes |  | 2022-06-30 |  | Non-lead
026093 | 198 BURGUNDY DR |  | Polytube | Yes |  | 2023-02-09 |  | PVC | 1976 | Yes |  | 2023-02-09 |  | Non-lead
026094 | 288 GARDENIA ST |  | Polytube | Yes |  | 2024-08-13 |  | PVC | 1974 | Yes |  | 2024-08-13 |  | Non-lead
026095 | 251 MOHAWK ST |  | Polytube | Yes |  | 2022-05-31 |  | PVC | 1976 | Yes |  | 2022-05-31 |  | Non-lead
026096 | 165 BURGUNDY DR |  | Polytube | Yes |  | 2020-05-19 |  | PVC | 1976 | Yes |  | 2020-05-19 |  | Non-lead
026097 | 204 PLANTATION SHRS DR |  | Unknown | Yes |  | 2021-05-11 |  | Unknown | 1999 | Yes |  | 2021-05-11 |  | Lead Status Unknown
026098 | 1513 AQUEDUCT LN |  | Copper | Yes |  | 2022-09-30 |  | PVC | 1969 | Yes |  | 2022-09-30 |  | Non-lead
026099 | 135 VALJEAN WAY |  | Polytube | Yes |  | 2022-07-19 |  | PVC | 1984 | Yes |  | 2022-07-19 |  | Non-lead
026100 | 230 NORMANDY DR |  | Copper | Yes |  | 2023-02-02 |  | PVC | 1987 | Yes |  | 2023-02-02 |  | Non-lead
026101 | 723 BOYD DR |  | Copper | Yes |  | 2023-05-04 |  | PVC | 1986 | Yes |  | 2023-05-04 |  | Non-lead
026102 | 278 S COCONUT PALM BLVD |  | Polytube | Yes |  | 2022-06-14 |  | PVC | 1987 | Yes |  | 2022-06-14 |  | Non-lead
026103 | 113 BURGUNDY DR |  | Copper | Yes |  | 2023-02-09 |  | PVC | 1979 | Yes |  | 2023-02-09 |  | Non-lead
026104 | 927 TROPICAL LANE |  | Polytube | Yes |  | 2023-05-04 |  | PVC | 1983 | Yes |  | 2023-05-04 |  | Non-lead
026105 | 326 OLEANDER DR |  | Unknown, Non-Lead | No |  |  |  | Unknown, Non-Lead | 2013 | No |  |  |  | Non-lead
026106 | 206 BURTON DR |  | Polytube | Yes |  | 2023-01-31 |  | PVC | 1972 | Yes |  | 2023-01-31 |  | Non-lead
026107 | 322 OLEANDER DR |  | Polytube | Yes |  | 2023-02-13 |  | PVC | 1973 | Yes |  | 2023-02-13 |  | Non-lead
026108 | 152 MOHAWK ST |  | Polytube | Yes |  | 2022-05-31 |  | PVC | 1977 | Yes |  | 2022-05-31 |  | Non-lead
026109 | 156 MOHAWK ST |  | Polytube | Yes |  | 2022-05-31 |  | PVC | 1976 | Yes |  | 2022-05-31 |  | Non-lead
026110 | 187 AZALEA ST |  | Polytube | Yes |  | 2022-06-21 |  | PVC | 1974 | Yes |  | 2022-06-21 |  | Non-lead
026111 | 192 LORELANE PL |  | Polytube | Yes |  | 2023-02-06 |  | PVC | 1976 | Yes |  | 2023-02-06 |  | Non-lead
026112 | 148 GARDENIA ST |  | Polytube | Yes |  | 2022-06-16 |  | PVC | 1977 | Yes |  | 2022-06-16 |  | Non-lead
026113 | 246 BURGUNDY DR |  | Unknown, Non-Lead | No |  |  |  | Unknown, Non-Lead | 2010 | No |  |  |  | Non-lead
026114 | 102 SOUTH DR |  | Polytube | Yes |  | 2022-06-10 |  | PVC | 1975 | Yes |  | 2022-06-10 |  | Non-lead
026115 | 55 HARBOR DR |  | Polytube | Yes |  | 2022-06-21 |  | PVC | 1975 | Yes |  | 2022-06-21 |  | Non-lead
026117 | 310 AVE D |  | Unknown, Non-Lead | No |  |  |  | Unknown, Non-Lead | 2015 | No |  |  |  | Non-lead
026118 | COMMON 506 1/2 SOUTHARD ST |  | Polytube | Yes |  | 2022-12-02 |  | PVC | 1963 | Yes |  | 2022-12-02 |  | Non-lead
026119 | LOT 04 21601 4A OLD STATE RD |  | Polytube | Yes |  | 2024-05-02 |  | PVC | 1933 | Yes |  | 2024-05-02 |  | Non-lead
026120 | E3 11TH AVE |  | Polytube | Yes |  | 2023-03-10 |  | PVC | 1975 | Yes |  | 2023-03-10 |  | Non-lead
026121 | 1735 BAYVIEW DR |  | Polytube | Yes |  | 2024-06-04 |  | PVC | 1987 | Yes |  | 2024-06-04 |  | Non-lead
026122 | #817 88501 OVERSEAS HWY |  | Polytube | Yes |  | 2022-07-12 |  | PVC | 1976 | Yes |  | 2022-07-12 |  | Non-lead
026123 | 73 SUGARLOAF DR |  | Polytube | Yes |  | 2022-10-04 |  | Copper | 1975 | Yes |  | 2022-10-04 |  | Non-lead
026124 | 24540 OVERSEAS LT37 BK 1 HWY |  | Polytube | Yes |  | 2023-04-25 |  | PVC | 1987 | Yes |  | 2023-04-25 |  | Non-lead
026125 | 425 HARBOUR DRIVE |  | Polytube | Yes |  | 2022-10-22 |  | PVC | 1977 | Yes |  | 2022-10-22 |  | Non-lead
026126 | 421 HARBOUR DR |  | Polytube | Yes |  | 2024-03-25 |  | PVC | 1991 | Yes |  | 2024-03-25 |  | Non-lead
026127 | 230 11TH ST |  | Polytube | Yes |  | 2022-11-04 |  | PVC | 1968 | Yes |  | 2022-11-04 |  | Non-lead
026128 | 217 W SEAVIEW DR |  | Polytube | Yes |  | 2023-08-30 |  | PVC | 1976 | Yes |  | 2023-08-30 |  | Non-lead
026129 | RTSIDE 471 9TH ST |  | Copper | Yes |  | 2022-10-22 |  | PVC | 1977 | Yes |  | 2022-10-22 |  | Non-lead
026130 | 234 CORSAIR DR |  | Polytube | Yes |  | 2023-02-23 |  | PVC | 1978 | Yes |  | 2023-02-23 |  | Non-lead
026131 | 10975 5TH OCEAN AVE |  | Polytube | Yes |  | 2022-10-24 |  | PVC | 1946 | Yes |  | 2022-10-24 |  | Non-lead
026132 | 220 1ST ST |  | Unknown, Non-Lead | Yes |  | 2024-03-13 |  | Unknown, Non-Lead | 2010 | Yes |  | 2024-03-13 |  | Non-lead
026133 | 1635 PANDOREA LN |  | Polytube | Yes |  | 2022-12-15 |  | PVC | 1976 | Yes |  | 2022-12-15 |  | Non-lead
026134 | 31232 HOLLERICH DR |  | Polytube | Yes |  | 2022-11-14 |  | PVC | 1975 | Yes |  | 2022-11-14 |  | Non-lead
026135 | 222 CORSAIR RD |  | Polytube | Yes |  | 2022-10-04 |  | PVC | 1977 | Yes |  | 2022-10-04 |  | Non-lead
026136 | 1142 BULEVAR DE PALMAS |  | Polytube | Yes |  | 2023-03-22 |  | PVC | 1976 | Yes |  | 2023-03-22 |  | Non-lead
026137 | 341 11TH ST |  | Copper | Yes |  | 2022-10-22 |  | PVC | 1974 | Yes |  | 2022-10-22 |  | Non-lead
026141 | 303 COCO PLUM ST |  | Polytube | Yes |  | 2022-10-22 |  | Polytube | 1978 | Yes |  | 2022-10-22 |  | Non-lead
026144 | 205 W SEAVIEW DR |  | Polytube | Yes |  | 2023-05-22 |  | PVC | 1985 | Yes |  | 2023-05-22 |  | Non-lead
026145 | 226 CORSAIR RD |  | Polytube | Yes |  | 2023-05-25 |  | PVC | 1976 | Yes |  | 2023-05-25 |  | Non-lead
026146 | 5601 OVERSEAS HWY |  | Polytube | Yes |  | 2023-03-16 |  | PVC | 1979 | Yes |  | 2023-03-16 |  | Non-lead
026147 | 29018 PALM AVE |  | Polytube | Yes |  | 2022-12-15 |  | PVC | 1976 | Yes |  | 2022-12-15 |  | Non-lead
026148 | DOWN 370 10TH St |  | Unknown, Non-Lead | Yes |  | 2023-06-09 |  | PVC | 1990 | Yes |  | 2023-06-09 |  | Non-lead
026149 | CARETAKERS 58901 OVERSEAS HWY |  | Polytube | Yes |  | 2024-01-08 |  | PVC | 1987 | Yes |  | 2024-01-08 |  | Non-lead
026150 | 31242 HOLLERICH DR |  | Polytube | Yes |  | 2023-12-22 |  | PVC | 1977 | Yes |  | 2023-12-22 |  | Non-lead
026151 | 89 N LAKE DR |  | Polytube | Yes |  | 2023-04-25 |  | PVC | 1977 | Yes |  | 2023-04-25 |  | Non-lead
026152 | E1 11TH AVE |  | Polytube | Yes |  | 2023-03-10 |  | PVC | 1976 | Yes |  | 2023-03-10 |  | Non-lead
026153 | 100 LAKE RD |  | Unknown | Yes |  | 2023-03-24 |  | Unknown | 1978 | Yes |  | 2023-03-24 |  | Lead Status Unknown
026154 | 736 OLIVIA ST |  | Polytube | Yes |  | 2023-01-12 |  | PVC | 1943 | Yes |  | 2023-01-12 |  | Non-lead
026155 | #D 400 FRONT ST |  | Copper | Yes |  | 2024-03-06 |  | PVC | 1920 | Yes |  | 2024-03-06 |  | Non-lead
026156 | LOT 01 5350 5TH AVE |  | Unknown, Non-Lead | No |  |  |  | PVC | 1996 | No |  |  |  | Non-lead
026157 | 19158 PELICO RD |  | Polytube | Yes |  | 2023-12-04 |  | PVC | 1987 | Yes |  | 2023-12-04 |  | Non-lead
026159 | #4 810 DUVAL ST |  | Polytube | Yes |  | 2022-09-26 |  | PVC | 1928 | Yes |  | 2022-09-26 |  | Non-lead
026160 | REAR 810 DUVAL ST |  | Polytube | Yes |  | 2022-09-26 |  | PVC | 1928 | Yes |  | 2022-09-26 |  | Non-lead
026163 | 27947 CORAL SHORES ROA |  | Unknown, Non-Lead | Yes |  | 2024-05-28 |  | Unknown, Non-Lead | 2006 | Yes |  | 2024-05-28 |  | Non-lead
026164 | 1504 SOUTH ST |  | Polytube | Yes |  | 2022-10-27 |  | PVC | 1938 | Yes |  | 2022-10-27 |  | Non-lead
026165 | 761 10TH ST |  | Copper | Yes |  | 2023-05-04 |  | PVC | 1976 | Yes |  | 2023-05-04 |  | Non-lead
026166 | 108 STAR LN |  | Polytube | Yes |  | 2022-09-26 |  | PVC | 1979 | Yes |  | 2022-09-26 |  | Non-lead
026167 | 15620 OLD STATE RD |  | Polytube | Yes |  | 2022-08-17 |  | PVC | 1963 | Yes |  | 2022-08-17 |  | Non-lead
026168 | 57483 A GOODLEY ST |  | Unknown, Non-Lead | Yes |  | 2021-12-02 |  | Unknown, Non-Lead | 1990 | Yes |  | 2021-12-02 |  | Non-lead
026169 | APT 2 901 DUVAL ST |  | Polytube | Yes |  | 2024-01-03 |  | PVC | 1923 | Yes |  | 2024-01-03 |  | Non-lead
026170 | SLIP BONITA 03 1801 N ROOSEVELT BLVD |  | PVC | Yes |  | 2022-07-12 |  | PVC | 1983 | Yes |  | 2022-07-12 |  | Non-lead
026171 | 96 BAY DR |  | Polytube | Yes |  | 2023-10-24 |  | PVC | 1960 | Yes |  | 2023-10-24 |  | Non-lead
026172 | 27917 CORAL SHORES RD |  | Polytube | Yes |  | 2023-01-24 |  | PVC | 1972 | Yes |  | 2023-01-24 |  | Non-lead
026173 | E7 11TH AVE |  | Polytube | Yes |  | 2023-03-10 |  | PVC | 1976 | Yes |  | 2023-03-10 |  | Non-lead
026174 | 1334 ATLANTIC BLVD |  | Polytube | Yes |  | 2023-12-28 |  | PVC | 1976 | Yes |  | 2023-12-28 |  | Non-lead
026175 | 618 GREENE ST |  | Polytube | Yes |  | 2023-08-08 |  | PVC | 1938 | Yes |  | 2023-08-08 |  | Non-lead
026176 | D41 11TH AVE |  | Polytube | Yes |  | 2023-03-10 |  | PVC | 1976 | Yes |  | 2023-03-10 |  | Non-lead
026177 | 21141 OLD STATE RD 4-A B |  | Polytube | Yes |  | 2024-05-31 |  | PVC | 1975 | Yes |  | 2024-05-31 |  | Non-lead
026178 | 256 MARS LN |  | Polytube | Yes |  | 2022-09-26 |  | PVC | 1976 | Yes |  | 2022-09-26 |  | Non-lead
026179 | UNIT 306A 2601 S ROOSEVELT BLVD |  | Copper | Yes |  | 2023-07-19 |  | Copper | 1967 | Yes |  | 2023-07-19 |  | Non-lead
026180 | 27275 BROWN DR |  | Polytube | Yes |  | 2022-10-26 |  | PVC | 1976 | Yes |  | 2022-10-26 |  | Non-lead
026181 | 3706 PEARLMAN CT |  | Polytube | Yes |  | 2022-05-20 |  | Copper | 1975 | Yes |  | 2022-05-20 |  | Non-lead
026182 | SLIP BONITA 02 1801 N ROOSEVELT BLVD |  | PVC | Yes |  | 2023-01-31 |  | PVC | 1983 | Yes |  | 2023-01-31 |  | Non-lead
026183 | 136 STAR LN |  | Polytube | Yes |  | 2022-11-21 |  | PVC | 1979 | Yes |  | 2022-11-21 |  | Non-lead
026184 | LOT 05 21601 4A OLD STATE RD |  | PVC | Yes |  | 2024-01-04 |  | PVC | 1933 | Yes |  | 2024-01-04 |  | Non-lead
026185 | 1412 ROSE ST |  | Polytube | Yes |  | 2022-08-12 |  | PVC | 1976 | Yes |  | 2022-08-12 |  | Non-lead
026186 | 39 BOUNDARY LN |  | Polytube | Yes |  | 2022-09-23 |  | PVC | 1975 | Yes |  | 2022-09-23 |  | Non-lead
026187 | 169 MARS LN |  | Polytube | Yes |  | 2022-09-26 |  | PVC | 1975 | Yes |  | 2022-09-26 |  | Non-lead
026188 | SLIP M24 1801 N ROOSEVELT BLVD |  | PVC | Yes |  | 2022-07-12 |  | PVC | 1983 | Yes |  | 2022-07-12 |  | Non-lead
026189 | SLIP T05 1801 N ROOSEVELT BLVD |  | PVC | Yes |  | 2022-07-11 |  | PVC | 1983 | Yes |  | 2022-07-11 |  | Non-lead
026190 | 1708 UNITED ST |  | Polytube | Yes |  | 2023-12-08 |  | PVC | 1976 | Yes |  | 2023-12-08 |  | Non-lead
026191 | 531 WEST POINT DR |  | Polytube | Yes |  | 2023-10-04 |  | PVC | 1976 | Yes |  | 2023-10-04 |  | Non-lead
026192 | 11 CYPRESS AVE |  | Polytube | Yes |  | 2023-08-01 |  | PVC | 1975 | Yes |  | 2023-08-01 |  | Non-lead
026193 | 157 KEY HAVEN RD |  | Polytube | Yes |  | 2022-11-07 |  | PVC | 1976 | Yes |  | 2022-11-07 |  | Non-lead
026194 | SLIP C1 1801 N ROOSEVELT BOAT RESTURANT BLVD |  | PVC | Yes |  | 2023-06-15 |  | PVC | 1983 | Yes |  | 2023-06-15 |  | Non-lead
026195 | 27828 LOBSTER TAIL TR |  | Copper | Yes |  | 2023-01-24 |  | Polytube | 1986 | Yes |  | 2023-01-24 |  | Non-lead
026196 | 65 BOUNDARY LN |  | Polytube | Yes |  | 2022-09-23 |  | PVC | 1967 | Yes |  | 2022-09-23 |  | Non-lead
026197 | 3005 AIRPORT BLVD |  | Polytube | Yes |  | 2023-04-24 |  | PVC | 1976 | Yes |  | 2023-04-24 |  | Non-lead
026198 | 83 SUGARLOAF DR |  | Polytube | Yes |  | 2022-07-11 |  | PVC | 1975 | Yes |  | 2022-07-11 |  | Non-lead
026199 | 255 MARS LN |  | Polytube | Yes |  | 2022-05-26 |  | PVC | 2007 | Yes |  | 2022-05-26 |  | Non-lead
026200 | 4 SAPPHIRE DR |  | Polytube | Yes |  | 2022-09-26 |  | PVC | 1976 | Yes |  | 2022-09-26 |  | Non-lead
026201 | 1065 FLAGSHIP DR |  | Polytube | Yes |  | 2023-04-24 |  | PVC | 1976 | Yes |  | 2023-04-24 |  | Non-lead
026202 | 1306 8TH ST |  | Polytube | Yes |  | 2022-08-12 |  | Copper | 1976 | Yes |  | 2022-08-12 |  | Non-lead
026203 | 31449 G AVE |  | Polytube | Yes |  | 2022-10-26 |  | PVC | 2008 | Yes |  | 2022-10-26 |  | Non-lead
026204 | LOT 02 21601 4A OLD STATE RD |  | PVC | Yes |  | 2022-12-29 |  | PVC | 1933 | Yes |  | 2022-12-29 |  | Non-lead
026205 | SLIP T02 1801 N ROOSEVELT BLVD |  | PVC | Yes |  | 2023-12-15 |  | PVC | 1983 | Yes |  | 2023-12-15 |  | Non-lead
026206 | 91 BAY DR |  | Polytube | Yes |  | 2023-08-29 |  | PVC | 1978 | Yes |  | 2023-08-29 |  | Non-lead
026207 | 108 SOUTH DR |  | Polytube | Yes |  | 2024-03-20 |  | PVC | 1976 | Yes |  | 2024-03-20 |  | Non-lead
026208 | 617 SANTA ANITA LN |  | Copper | Yes |  | 2023-05-04 |  | PVC | 1973 | Yes |  | 2023-05-04 |  | Non-lead
026210 | 99304 OVERSEAS HWY |  | Polytube | Yes |  | 2023-02-07 |  | PVC | 1951 | Yes |  | 2023-02-07 |  | Non-lead
026211 | A-2 300 EL CAPITAN DR |  | Polytube | Yes |  | 2022-06-30 |  | PVC | 1974 | Yes |  | 2022-06-30 |  | Non-lead
026212 | 85 LAKE SHORE DR |  | Unknown | Yes |  | 2024-09-11 |  | Unknown | 1971 | Yes |  | 2024-09-11 |  | Lead Status Unknown
026213 | 150 KEY HEIGHTS DR |  | Polytube | Yes |  | 2022-06-14 |  | PVC | 1977 | Yes |  | 2022-06-14 |  | Non-lead
026214 | 115 SOUTH DR |  | Polytube | Yes |  | 2023-08-21 |  | PVC | 1977 | Yes |  | 2023-08-21 |  | Non-lead
026215 | 212 S AIRPORT RD |  | Polytube | Yes |  | 2022-05-12 |  | PVC | 1978 | Yes |  | 2022-05-12 |  | Non-lead
026216 | 294 WOODS AVE |  | Polytube | Yes |  | 2022-06-14 |  | PVC | 1978 | Yes |  | 2022-06-14 |  | Non-lead
026217 | 292 WOODS AVE |  | Polytube | Yes |  | 2022-06-14 |  | PVC | 1979 | Yes |  | 2022-06-14 |  | Non-lead
026218 | 145 BURGANDY DR |  | Copper | Yes |  | 2023-02-09 |  | PVC | 1976 | Yes |  | 2023-02-09 |  | Non-lead
026219 | 404 MAHOGANY CIR |  | Polytube | Yes |  | 2022-11-09 |  | PVC | 1976 | Yes |  | 2022-11-09 |  | Non-lead
026220 | 84 SEAGATE BLVD |  | Unknown | Yes |  | 2022-07-12 |  | Unknown | 1977 | Yes |  | 2022-07-12 |  | Lead Status Unknown
026221 | 215 HARBORVIEW DR UNIT A |  | Polytube | Yes |  | 2023-02-15 |  | PVC | 1973 | Yes |  | 2023-02-15 |  | Non-lead
026222 | 149 IROQUOIS ST |  | Polytube | Yes |  | 2022-05-31 |  | PVC | 1979 | Yes |  | 2022-05-31 |  | Non-lead
026223 | 150 TOLLGATE Ln |  | Copper | Yes |  | 2022-06-28 |  | PVC | 1977 | Yes |  | 2022-06-28 |  | Non-lead
026224 | 1535 SHAW DR |  | Unknown, Non-Lead | Yes |  | 2020-11-18 |  | Unknown, Non-Lead | 1998 | Yes |  | 2020-11-18 |  | Non-lead
026225 | 153 BURGUNDY DR |  | Polytube | Yes |  | 2023-02-09 |  | PVC | 1976 | Yes |  | 2023-02-09 |  | Non-lead
026227 | 177 NORMANDY DR |  | Copper | Yes |  | 2023-02-02 |  | PVC | 1978 | Yes |  | 2023-02-02 |  | Non-lead
026229 | 140 RUSHTON LN |  | Polytube | Yes |  | 2022-07-19 |  | PVC | 1973 | Yes |  | 2022-07-19 |  | Non-lead
026230 | 674 N LAKE DR |  | Polytube | Yes |  | 2023-01-30 |  | PVC | 1976 | Yes |  | 2023-01-30 |  | Non-lead
026231 | 1212 MOCKINGBIRD RD |  | Polytube | Yes |  | 2022-07-21 |  | PVC | 1977 | Yes |  | 2022-07-21 |  | Non-lead
026232 | STORE DOWN 524 DUVAL ST |  | PVC | Yes |  | 2022-06-23 |  | PVC | 1928 | Yes |  | 2022-06-23 |  | Non-lead
026236 | 5 W CYPRESS TER |  | Polytube | Yes |  | 2022-05-06 |  | PVC | 1976 | Yes |  | 2022-05-06 |  | Non-lead
026237 | 285 SAWYER DR |  | Polytube | Yes |  | 2022-12-29 |  | PVC | 1977 | Yes |  | 2022-12-29 |  | Non-lead
026238 | 214 SHORE AVE |  | Polytube | Yes |  | 2023-07-05 |  | PVC | 1976 | Yes |  | 2023-07-05 |  | Non-lead
026239 | #B 800 14TH ST |  | Polytube | Yes |  | 2023-05-04 |  | PVC |  | Yes |  | 2023-05-04 |  | Non-lead
026240 | L13BK3 347 BLACKBEARD RD |  | Polytube | Yes |  | 2023-01-24 |  | PVC | 1986 | Yes |  | 2023-01-24 |  | Non-lead
026241 | 1332 ATLANTIC BLVD |  | Polytube | Yes |  | 2022-08-12 |  | PVC | 1976 | Yes |  | 2022-08-12 |  | Non-lead
026242 | 1007 CASA MARINA CT |  | Polytube | Yes |  | 2023-06-08 |  | PVC | 1976 | Yes |  | 2023-06-08 |  | Non-lead
026243 | 2265 MATTHEWS RD |  | Polytube | Yes |  | 2019-07-18 |  | PVC | 1977 | Yes |  | 2019-07-18 |  | Non-lead
026244 | 1116 18TH ST |  | Polytube | Yes |  | 2022-07-20 |  | Copper | 1976 | Yes |  | 2022-07-20 |  | Non-lead
026245 | ISLAMORADA PUMP STATION 81850 OVERSEAS HWY |  | None | Yes |  | 2022-06-23 |  | None | 1980 | Yes |  | 2022-06-23 |  | Non-lead
026246 | 15 DOLPHIN RD |  | Polytube | Yes |  | 2022-08-17 |  | PVC |  | Yes |  | 2022-08-17 |  | Non-lead
026247 | 23 FLIPPER RD |  | Unknown, Non-Lead | No |  |  |  | Unknown, Non-Lead | 1999 | No |  |  |  | Non-lead
026248 | 22824 BLUEGILL LN |  | Polytube | Yes |  | 2022-09-26 |  | PVC | 1976 | Yes |  | 2022-09-26 |  | Non-lead
026249 | 30582 CANAL & 5TH AVE |  | Polytube | Yes |  | 2022-11-30 |  | PVC |  | Yes |  | 2022-11-30 |  | Non-lead
026250 | 5 SAPPHIRE DR |  | Polytube | Yes |  | 2024-09-10 |  | PVC | 1986 | Yes |  | 2024-09-10 |  | Non-lead
026251 | LOT 059 6800 MALONEY AVE |  | PVC | Yes |  | 2023-05-11 |  | PVC | 1987 | Yes |  | 2023-05-11 |  | Non-lead
026252 | 22888 JOLLY ROGER DR |  | Polytube | Yes |  | 2023-10-23 |  | PVC | 1963 | Yes |  | 2023-10-23 |  | Non-lead
026253 | APT 3 1205 NEWTON ST |  | Polytube | Yes |  | 2023-05-04 |  | PVC | 1938 | Yes |  | 2023-05-04 |  | Non-lead
026254 | APT 4 1205 NEWTON ST |  | Polytube | Yes |  | 2023-05-04 |  | PVC | 1938 | Yes |  | 2023-05-04 |  | Non-lead
026255 | APT 2 1205 NEWTON ST |  | Polytube | Yes |  | 2023-05-04 |  | PVC | 1938 | Yes |  | 2023-05-04 |  | Non-lead
026256 | APT 1 1205 NEWTON ST |  | Polytube | Yes |  | 2023-05-04 |  | PVC | 1938 | Yes |  | 2023-05-04 |  | Non-lead
026257 | APT 2 1203 NEWTON ST |  | Polytube | Yes |  | 2023-05-04 |  | PVC | 1938 | Yes |  | 2023-05-04 |  | Non-lead
026258 | APT 1 1203 NEWTON ST |  | Polytube | Yes |  | 2023-03-03 |  | PVC | 1938 | Yes |  | 2023-03-03 |  | Non-lead
026259 | APT 4 1203 NEWTON ST |  | Polytube | Yes |  | 2023-05-04 |  | PVC | 1938 | Yes |  | 2023-05-04 |  | Non-lead
026260 | GERALD ADAMS 5855 COLLEGE RD |  | Polytube | Yes |  | 2024-08-29 |  | PVC | 1975 | Yes |  | 2024-08-29 |  | Non-lead
026261 | APT REAR 520 ANGELA ST |  | Polytube | Yes |  | 2022-11-18 |  | PVC | 1933 | Yes |  | 2022-11-18 |  | Non-lead
026263 | ROCK HARBOR FKAA THURMOND ST |  | Polytube | Yes |  | 2023-02-01 |  | PVC | 1963 | Yes |  | 2023-02-01 |  | Non-lead
026264 | 1435 S ROOSEVELT BLVD |  | Polytube | Yes |  | 2022-12-02 |  | PVC | 1997 | Yes |  | 2022-12-02 |  | Non-lead
026265 | 4 CYPRESS AVE |  | Polytube | Yes |  | 2022-05-06 |  | PVC | 1976 | Yes |  | 2022-05-06 |  | Non-lead
026266 | 2922 N ROOSEVELT BLVD |  | Polytube | Yes |  | 2022-11-18 |  | PVC | 1974 | Yes |  | 2022-11-18 |  | Non-lead
026267 | 342 BOUNDARY LN |  | Polytube | Yes |  | 2024-02-27 |  | PVC | 1976 | Yes |  | 2024-02-27 |  | Non-lead
026268 | 1610 TRINIDAD DR |  | Polytube | Yes |  | 2023-04-24 |  | PVC | 1978 | Yes |  | 2023-04-24 |  | Non-lead
026269 | 19658 SEMINOLE ST |  | Polytube | Yes |  | 2022-11-01 |  | PVC | 1976 | Yes |  | 2022-11-01 |  | Non-lead
026270 | L6 1045 LOGGERHEAD LN |  | Polytube | Yes |  | 2022-11-28 |  | PVC | 1977 | Yes |  | 2022-11-28 |  | Non-lead
026271 | 1067 LOGGERHEAD LN |  | Polytube | Yes |  | 2023-01-13 |  | PVC | 1976 | Yes |  | 2023-01-13 |  | Non-lead
026272 | 1500 WHITE ST |  | Unknown, Non-Lead | Yes |  | 2022-01-11 |  | PVC | 1988 | Yes |  | 2022-01-11 |  | Non-lead
026273 | UNIT 105B 2601 S ROOSEVELT BLVD |  | Copper | Yes |  | 2022-07-18 |  | Copper | 1967 | Yes |  | 2022-07-18 |  | Non-lead
026274 | 27342 ANGUILA (116 ANG LANE |  | Polytube | Yes |  | 2022-07-25 |  | PVC | 1976 | Yes |  | 2022-07-25 |  | Non-lead
026275 | 1620 SUGARLOAF BLVD |  | Polytube | Yes |  | 2023-05-04 |  | PVC | 1975 | Yes |  | 2023-05-04 |  | Non-lead
026276 | 16 POMPANO AVE |  | Polytube | Yes |  | 2024-04-18 |  | PVC | 1977 | Yes |  | 2024-04-18 |  | Non-lead
026277 | UNIT 207SC 2601 S ROOSEVELT BLVD |  | Copper | Yes |  | 2022-06-28 |  | Copper | 1967 | Yes |  | 2022-06-28 |  | Non-lead
026278 | UNIT 217CS 2601 S ROOSEVELT BLVD |  | Copper | Yes |  | 2022-06-28 |  | Copper | 1967 | Yes |  | 2022-06-28 |  | Non-lead
026279 | UNIT 307SC 2601 S ROOSEVELT BLVD |  | Copper | Yes |  | 2022-06-28 |  | Copper | 1967 | Yes |  | 2022-06-28 |  | Non-lead
026280 | UNIT 317S 2601 S ROOSEVELT BLVD |  | Copper | Yes |  | 2022-06-28 |  | Copper | 1967 | Yes |  | 2022-06-28 |  | Non-lead
026281 | 31368 E AVE |  | Polytube | Yes |  | 2023-10-23 |  | PVC | 1992 | Yes |  | 2023-10-23 |  | Non-lead
026283 | SLIP T12 1801 N ROOSEVELT BLVD |  | PVC | Yes |  | 2023-01-17 |  | PVC | 1983 | Yes |  | 2023-01-17 |  | Non-lead
026285 | SLIP M07 1801 N ROOSEVELT BLVD |  | PVC | Yes |  | 2022-07-12 |  | PVC | 1983 | Yes |  | 2022-07-12 |  | Non-lead
026286 | 384 S COCONUT PALM Blvd |  | Polytube | Yes |  | 2022-06-14 |  | PVC | 1978 | Yes |  | 2022-06-14 |  | Non-lead
026287 | 172 PEARL AVE |  | Polytube | Yes |  | 2022-06-09 |  | PVC | 1972 | Yes |  | 2022-06-09 |  | Non-lead
026288 | 76 SEAGATE BLVD |  | Unknown | Yes |  | 2022-07-12 |  | Unknown | 1976 | Yes |  | 2022-07-12 |  | Lead Status Unknown
026289 | 184 BAHAMA AVE |  | Polytube | Yes |  | 2024-07-03 |  | PVC | 1987 | Yes |  | 2024-07-03 |  | Non-lead
026290 | 192 HIBISCUS ST |  | Polytube | Yes |  | 2022-06-16 |  | PVC | 1977 | Yes |  | 2022-06-16 |  | Non-lead
026291 | 78 SEAGATE BLVD |  | Unknown | Yes |  | 2022-07-12 |  | Unknown | 1978 | Yes |  | 2022-07-12 |  | Lead Status Unknown
026292 | 101 MILANO DR |  | Polytube | Yes |  | 2022-06-10 |  | PVC | 1981 | Yes |  | 2022-06-10 |  | Non-lead
026293 | 120 COLUMBUS DR |  | Polytube | Yes |  | 2022-07-07 |  | PVC | 1977 | Yes |  | 2022-07-07 |  | Non-lead
026294 | 125 CORTEZ DR |  | Copper | Yes |  | 2022-07-07 |  | PVC | 1976 | Yes |  | 2022-07-07 |  | Non-lead
026295 | LEFT APT A 148 MARINE AVE |  | Polytube | Yes |  | 2023-02-09 |  | PVC | 1974 | Yes |  | 2023-02-09 |  | Non-lead
026296 | 123 FAIRWICH CT |  | Copper | Yes |  | 2022-07-19 |  | PVC | 1987 | Yes |  | 2022-07-19 |  | Non-lead
026297 | 203 N AIRPORT RD |  | Unknown | Yes |  | 2024-06-21 |  | Unknown | 1979 | Yes |  | 2024-06-21 |  | Lead Status Unknown
026298 | 170 ARBOR LANE |  | Unknown, Non-Lead | Yes |  | 2023-02-08 |  | Polytube | 2019 | Yes |  | 2023-02-08 |  | Non-lead
026299 | 2 N BLACKWATER LN |  | Polytube | Yes |  | 2022-07-25 |  | PVC | 1981 | Yes |  | 2022-07-25 |  | Non-lead
026300 | 265 NORMANDY DR |  | Unknown, Non-Lead | No |  |  |  | Unknown, Non-Lead | 2018 | No |  |  |  | Non-lead
026301 | 107 GARDENIA ST |  | Polytube | Yes |  | 2022-06-15 |  | PVC | 1978 | Yes |  | 2022-06-15 |  | Non-lead
026302 | 7 COCO PLUM RD |  | Polytube | Yes |  | 2023-02-03 |  | PVC | 1976 | Yes |  | 2023-02-03 |  | Non-lead
026303 | 932 LOBSTER LN |  | Polytube | Yes |  | 2022-09-19 |  | PVC | 1978 | Yes |  | 2022-09-19 |  | Non-lead
026304 | 13 MUTINY PLACE |  | Polytube | Yes |  | 2023-01-30 |  | PVC | 1987 | Yes |  | 2023-01-30 |  | Non-lead
026305 | 27 MUTINY PL |  | Copper | Yes |  | 2023-01-31 |  | PVC | 1977 | Yes |  | 2023-01-31 |  | Non-lead
026307 | 68200 OVERSEAS HWY |  | Polytube | Yes |  | 2022-07-05 |  | PVC | 1978 | Yes |  | 2022-07-05 |  | Non-lead
026309 | L10B3 88521 OVERSEAS HWY |  | Polytube | Yes |  | 2023-05-04 |  | PVC | 1955 | Yes |  | 2023-05-04 |  | Non-lead
026310 | 701 N EMERALD DR |  | Polytube | Yes |  | 2024-03-08 |  | PVC | 1976 | Yes |  | 2024-03-08 |  | Non-lead
026311 | 617 N EMERALD DR |  | PVC | Yes |  | 2023-02-02 |  | PVC | 1976 | Yes |  | 2023-02-02 |  | Non-lead
026312 | 8 ATLANTIC AVE |  | Polytube | Yes |  | 2022-06-30 |  | PVC | 1977 | Yes |  | 2022-06-30 |  | Non-lead
026313 | 291 LANCE LN |  | Unknown, Non-Lead | No |  |  |  | Unknown, Non-Lead | 1993 | No |  |  |  | Non-lead
026314 | 23 BONEFISH AVE |  | Polytube | Yes |  | 2022-10-31 |  | PVC | 1976 | Yes |  | 2022-10-31 |  | Non-lead
026315 | 229 NORMANDY DR |  | Unknown, Non-Lead | Yes |  | 2017-05-10 |  | Unknown, Non-Lead | 2014 | Yes |  | 2017-05-10 |  | Non-lead
026316 | 173 NORMANDY DR |  | Copper | Yes |  | 2024-06-10 |  | PVC | 1978 | Yes |  | 2024-06-10 |  | Non-lead
026317 | 154 NORMANDY DR |  | Copper | Yes |  | 2023-02-02 |  | PVC | 1973 | Yes |  | 2023-02-02 |  | Non-lead
026318 | 145 WESTMINISTER DR |  | Unknown, Non-Lead | Yes |  | 2019-07-01 |  | Unknown, Non-Lead | 2007 | Yes |  | 2019-07-01 |  | Non-lead
026319 | 206 BURGUNDY DR |  | Polytube | Yes |  | 2023-02-09 |  | PVC | 1974 | Yes |  | 2023-02-09 |  | Non-Lead
026320 | 170 BURGUNDY DR |  | Polytube | Yes |  | 2023-02-09 |  | PVC | 1974 | Yes |  | 2023-02-09 |  | Non-lead
026321 | 249 BURGUNDY DR |  | Copper | Yes |  | 2023-02-09 |  | PVC | 1976 | Yes |  | 2023-02-09 |  | Non-lead
026322 | 134 BURGUNDY DR |  | Copper | Yes |  | 2023-02-09 |  | PVC | 1973 | Yes |  | 2023-02-09 |  | Non-lead
026323 | 285 ST THOMAS AVE |  | Polytube | Yes |  | 2023-02-02 |  | PVC | 1977 | Yes |  | 2023-02-02 |  | Non-lead
026324 | 15 PALM DR |  | Polytube | Yes |  | 2022-10-03 |  | PVC | 1976 | Yes |  | 2022-10-03 |  | Non-lead
026325 | 185 LAPALOMA |  | Polytube | Yes |  | 2023-01-10 |  | PVC | 1976 | Yes |  | 2023-01-10 |  | Non-lead
026326 | 480 BEACH RD |  | Polytube | Yes |  | 2022-07-20 |  | PVC | 1977 | Yes |  | 2022-07-20 |  | Non-lead
026327 | 164 PLANTATION SHRS DR |  | Polytube | Yes |  | 2022-06-15 |  | PVC | 1977 | Yes |  | 2022-06-15 |  | Non-lead
026328 | 201 WILDWOOD CIR |  | Polytube | Yes |  | 2023-01-31 |  | PVC | 1975 | Yes |  | 2023-01-31 |  | Non-lead
026329 | 3 MUTINY PL |  | Polytube | Yes |  | 2023-01-30 |  | PVC | 1982 | Yes |  | 2023-01-30 |  | Non-lead
026330 | 135 MARINA AVE |  | Polytube | Yes |  | 2022-11-29 |  | PVC | 1977 | Yes |  | 2022-11-29 |  | Non-lead
026331 | 110 CARRIBEAN AVE |  | Polytube | Yes |  | 2022-07-19 |  | PVC | 1980 | Yes |  | 2022-07-19 |  | Non-lead
026332 | 172 PARK AVE |  | Polytube | Yes |  | 2022-07-21 |  | Polytube | 1976 | Yes |  | 2022-07-21 |  | Non-lead
026333 | 206 SONNY RD |  | Polytube | Yes |  | 2022-05-17 |  | PVC | 1980 | Yes |  | 2022-05-17 |  | Non-lead
026334 | 170 PARK AVE |  | Polytube | Yes |  | 2022-09-21 |  | PVC | 1976 | Yes |  | 2022-09-21 |  | Non-lead
026335 | 166 DOVE CREEK DR |  | Polytube | Yes |  | 2023-05-23 |  | PVC | 1981 | Yes |  | 2023-05-23 |  | Non-lead
026336 | 27790 KYLE BLVD |  | Polytube | Yes |  | 2023-01-11 |  | PVC | 1980 | Yes |  | 2023-01-11 |  | Non-lead
026337 | SLIP M13 1801 N ROOSEVELT BLVD |  | PVC | Yes |  | 2022-07-12 |  | PVC | 1983 | Yes |  | 2022-07-12 |  | Non-lead
026338 | APT 1 16 AQUAMARINE DR |  | Polytube | Yes |  | 2024-09-30 |  | PVC | 1975 | Yes |  | 2024-09-30 |  | Non-lead
026339 | APT 3 16 AQUAMARINE DR |  | Polytube | Yes |  | 2022-08-17 |  | PVC | 1975 | Yes |  | 2022-08-17 |  | Non-lead
026340 | APT 2 16 AQUAMARINE DR |  | Polytube | Yes |  | 2022-08-17 |  | PVC | 1975 | Yes |  | 2022-08-17 |  | Non-lead
026341 | APT 4 16 AQUAMARINE DR |  | Polytube | Yes |  | 2023-05-02 |  | PVC | 1975 | Yes |  | 2023-05-02 |  | Non-lead
026342 | 586 E CARIBBEAN DR |  | Polytube | Yes |  | 2023-04-24 |  | PVC | 1977 | Yes |  | 2023-04-24 |  | Non-lead
026343 | 2313 FLAGLER AVE |  | Polytube | Yes |  | 2023-02-09 |  | PVC | 1976 | Yes |  | 2023-02-09 |  | Non-lead
026344 | 401 AVENUE C |  | Unknown | Yes |  | 2024-02-27 |  | Unknown | 1975 | Yes |  | 2024-02-27 |  | Lead Status Unknown
026345 | 1011 WINDSOR LN |  | Polytube | Yes |  | 2023-03-28 |  | PVC | 1928 | Yes |  | 2023-03-28 |  | Non-lead
026346 | SLIP M14 1801 N ROOSEVELT BLVD |  | PVC | Yes |  | 2024-08-15 |  | PVC | 1983 | Yes |  | 2024-08-15 |  | Non-lead
026347 | 24836 CALLE REAL |  | Polytube | Yes |  | 2023-04-24 |  | PVC | 1960 | Yes |  | 2023-04-24 |  | Non-lead
026348 | APT B 1900 PATTERSON AVE |  | Polytube | Yes |  | 2023-04-26 |  | PVC | 1976 | Yes |  | 2023-04-26 |  | Non-lead
026349 | APT A 1900 PATTERSON AVE |  | Polytube | Yes |  | 2023-12-15 |  | PVC | 1976 | Yes |  | 2023-12-15 |  | Non-lead
026350 | APT B 1902 PATTERSON AVE |  | Polytube | Yes |  | 2023-04-26 |  | PVC | 1949 | Yes |  | 2023-04-26 |  | Non-lead
026351 | APT A 1902 PATTERSON AVE |  | Polytube | Yes |  | 2023-12-15 |  | PVC | 1949 | Yes |  | 2023-12-15 |  | Non-lead
026352 | 22864 OVERSEAS HWY |  | Polytube | Yes |  | 2024-02-27 |  | Copper | 1983 | Yes |  | 2024-02-27 |  | Non-lead
026353 | D5 10TH AVE |  | Unknown, Non-Lead | No |  |  |  | Unknown, Non-Lead | 2008 | No |  |  |  | Non-lead
026355 | 3001 VENETIAN DR |  | Polytube | Yes |  | 2024-10-01 |  | Polytube |  | Yes |  | 2024-10-01 |  | Non-lead
026356 | 7 SAPPHIRE DR |  | Polytube | Yes |  | 2022-09-26 |  | PVC | 1985 | Yes |  | 2022-09-26 |  | Non-lead
026357 | 22861 BUCCANEER LN |  | Polytube | Yes |  | 2023-11-30 |  | PVC | 1980 | Yes |  | 2023-11-30 |  | Non-lead
026358 | E2 11TH AVE |  | Polytube | Yes |  | 2023-03-10 |  | PVC | 1976 | Yes |  | 2023-03-10 |  | Non-lead
026359 | 22 CACTUS DR |  | Polytube | Yes |  | 2023-10-02 |  | PVC | 1975 | Yes |  | 2023-10-02 |  | Non-lead
026360 | 20108 KINGS ROW |  | Unknown, Non-Lead | Yes |  | 2019-07-19 |  | Unknown, Non-Lead | 2003 | Yes |  | 2019-07-19 |  | Non-lead
026361 | LOT 17 7 GALE PL |  | Polytube | Yes |  | 2023-01-09 |  | PVC | 1974 | Yes |  | 2023-01-09 |  | Non-lead
026362 | 9 GALE PL |  | Polytube | Yes |  | 2023-01-09 |  | PVC | 1974 | Yes |  | 2023-01-09 |  | Non-lead
026363 | 30916 MALAGA LANE |  | Polytube | Yes |  | 2024-04-24 |  | PVC | 1976 | Yes |  | 2024-04-24 |  | Non-lead
026365 | 715 WINDSOR LN |  | Polytube | Yes |  | 2023-02-01 |  | PVC | 1933 | Yes |  | 2023-02-01 |  | Non-lead
026366 | 518 BAYSHORE DR |  | Polytube | Yes |  | 2022-10-13 |  | PVC |  | Yes |  | 2022-10-13 |  | Non-lead
026367 | 5 AZALEA DR |  | Polytube | Yes |  | 2022-05-05 |  | PVC | 1981 | Yes |  | 2022-05-05 |  | Non-lead
026368 | 7 47TH GULF ST |  | Unknown, Non-Lead | Yes |  | 2024-08-23 |  | Unknown, Non-Lead | 2017 | Yes |  | 2024-08-23 |  | Non-lead
026383 | 17175 HIBISCUS LN |  | Polytube | Yes |  | 2023-05-04 |  | PVC | 1977 | Yes |  | 2023-05-04 |  | Non-lead
026384 | 27356 CAYMAN LN |  | Polytube | Yes |  | 2024-01-08 |  | PVC | 1982 | Yes |  | 2024-01-08 |  | Non-lead
026386 | 3526 EAGLE AVE |  | Polytube | Yes |  | 2023-08-22 |  | PVC | 1979 | Yes |  | 2023-08-22 |  | Non-lead
026387 | APT 1 DOWN 806 PEARL ST |  | Polytube | Yes |  | 2024-07-12 |  | PVC | 1943 | Yes |  | 2024-07-12 |  | Non-lead
026388 | UNIT 1 1330 ATLANTIC BLVD |  | Polytube | Yes |  | 2022-12-06 |  | PVC | 1977 | Yes |  | 2022-12-06 |  | Non-lead
026389 | 1328 ATLANTIC BLVD |  | Ductile Iron | Yes |  | 2022-09-22 |  | Copper | 1977 | Yes |  | 2022-09-22 |  | Non-lead
026392 | 218 KEY HAVEN RD |  | Unknown, Non-Lead | Yes |  | 2021-10-01 |  | Unknown, Non-Lead | 2020 | Yes |  | 2021-10-01 |  | Non-lead
026423 | 142 E CAHILL CT |  | Polytube | Yes |  | 2022-11-16 |  | PVC | 1977 | Yes |  | 2022-11-16 |  | Non-lead
026424 | 201 11TH ST |  | Polytube | Yes |  | 2022-10-22 |  | PVC | 1977 | Yes |  | 2022-10-22 |  | Non-lead
026425 | 1740 109TH GULF ST |  | Polytube | Yes |  | 2024-07-02 |  | PVC | 1975 | Yes |  | 2024-07-02 |  | Non-lead
026426 | 30936 BAY SHORE DR |  | Polytube | Yes |  | 2024-02-23 |  | PVC | 1977 | Yes |  | 2024-02-23 |  | Non-lead
026427 | 350 E SEAVIEW DR |  | Polytube | Yes |  | 2023-05-19 |  | PVC | 1977 | Yes |  | 2023-05-19 |  | Non-lead
026428 | 100 CALLE ENSUENO |  | Polytube | Yes |  | 2023-03-23 |  | PVC | 1978 | Yes |  | 2023-03-23 |  | Non-lead
026429 | 781 9TH ST |  | Copper | Yes |  | 2023-09-07 |  | PVC | 1977 | Yes |  | 2023-09-07 |  | Non-lead
026433 | 200 5TH ST |  | Polytube | Yes |  | 2023-05-24 |  | PVC | 1976 | Yes |  | 2023-05-24 |  | Non-lead
026434 | 215 W SEAVIEW DR |  | Polytube | Yes |  | 2023-07-13 |  | PVC | 1977 | Yes |  | 2023-07-13 |  | Non-lead
026435 | 460 8TH St |  | Polytube | Yes |  | 2022-10-22 |  | PVC | 1977 | Yes |  | 2022-10-22 |  | Non-lead
026437 | 309 CALZADA DE BOUGA |  | Polytube | Yes |  | 2024-09-27 |  | PVC | 1977 | Yes |  | 2024-09-27 |  | Non-lead
026438 | 308 E SEAVIEW LN |  | Polytube | Yes |  | 2022-10-22 |  | PVC | 1978 | Yes |  | 2022-10-22 |  | Non-lead
026439 | 29530 SARATOGA AVE |  | Polytube | Yes |  | 2022-12-05 |  | PVC | 1978 | Yes |  | 2022-12-05 |  | Non-lead
026440 | 168 S INDIES DR |  | Polytube | Yes |  | 2022-10-22 |  | PVC | 1977 | Yes |  | 2022-10-22 |  | Non-lead
026441 | 1600 MANOR LN |  | Polytube | Yes |  | 2023-08-16 |  | PVC | 1977 | Yes |  | 2023-08-16 |  | Non-lead
026442 | IRRIGATION 100 CORTE DEL BRISAS |  | Unknown, Non-Lead | Yes |  | 2021-10-22 |  | Unknown, Non-Lead | 2001 | Yes |  | 2021-10-22 |  | Non-lead
026443 | 29543 RANGER AVE |  | Polytube | Yes |  | 2022-12-01 |  | PVC | 1977 | Yes |  | 2022-12-01 |  | Non-lead
026444 | 29551 RANGER AVE |  | Polytube | Yes |  | 2023-06-21 |  | PVC | 1977 | Yes |  | 2023-06-21 |  | Non-lead
026445 | UP #B 417 AMELIA FRONT ST |  | Polytube | Yes |  | 2023-08-09 |  | PVC | 1938 | Yes |  | 2023-08-09 |  | Non-lead
026446 | #A 417 AMELIA ST |  | Polytube | Yes |  | 2022-06-16 |  | PVC | 1909 | Yes |  | 2022-06-16 |  | Non-lead
026447 | 17131 SEA GRAPE LN |  | Polytube | Yes |  | 2023-05-04 |  | PVC | 1977 | Yes |  | 2023-05-04 |  | Non-lead
026448 | SLIP T28 1801 N ROOSEVELT BLVD |  | PVC | Yes |  | 2022-07-11 |  | PVC | 1983 | Yes |  | 2022-07-11 |  | Non-lead
026449 | 2210 SEIDENBERG AVE |  | Polytube | Yes |  | 2023-04-26 |  | PVC | 1978 | Yes |  | 2023-04-26 |  | Non-lead
026450 | E6 11TH AVE |  | Polytube | Yes |  | 2023-03-10 |  | PVC | 1976 | Yes |  | 2023-03-10 |  | Non-lead
026451 | 3709 PEARLMAN CT |  | Polytube | Yes |  | 2024-03-01 |  | PVC | 1976 | Yes |  | 2024-03-01 |  | Non-lead
026452 | 56940 EDGEWATER DR |  | Polytube | Yes |  | 2022-10-22 |  | Copper | 1981 | Yes |  | 2022-10-22 |  | Non-lead
026453 | 162 COLUMBUS DR |  | Polytube | Yes |  | 2022-07-07 |  | PVC | 1978 | Yes |  | 2022-07-07 |  | Non-lead
026454 | 808 E CARRIBEAN DR |  | Polytube | Yes |  | 2022-06-09 |  | PVC | 1980 | Yes |  | 2022-06-09 |  | Non-lead
026455 | 3705 DONALD AVE |  | Polytube | Yes |  | 2022-06-22 |  | PVC | 1976 | Yes |  | 2022-06-22 |  | Non-lead
026456 | 115 E CAHILL DR |  | Polytube | Yes |  | 2024-04-23 |  | PVC | 1976 | Yes |  | 2024-04-23 |  | Non-lead
026457 | APT DOWN 1630 FLAGLER AVE |  | Polytube | Yes |  | 2022-08-26 |  | Copper | 1948 | Yes |  | 2022-08-26 |  | Non-lead
026458 | 215 FATHER TONY WAY |  | Polytube | Yes |  | 2022-11-08 |  | PVC | 1970 | Yes |  | 2022-11-08 |  | Non-lead
026459 | 1016 18TH TERR |  | Polytube | Yes |  | 2022-07-20 |  | Copper | 1976 | Yes |  | 2022-07-20 |  | Non-lead
026460 | 530 BLACKBEARD RD |  | Unknown, Non-Lead | Yes |  | 2019-03-20 |  | PVC | 2019 | Yes |  | 2019-03-20 |  | Non-lead
026461 | 16650 OLD STATE RD 4-A |  | Polytube | Yes |  | 2024-07-11 |  | PVC | 1960 | Yes |  | 2024-07-11 |  | Non-lead
026462 | 1390 HUDGINS LTS 4&5 DR |  | Polytube | Yes |  | 2023-04-25 |  | PVC | 1976 | Yes |  | 2023-04-25 |  | Non-lead
026463 | 23090 BONITA BK 4 LT 11 LN |  | Polytube | Yes |  | 2022-11-18 |  | PVC | 1974 | Yes |  | 2022-11-18 |  | Non-lead
026464 | 2079 SAN MARCO DR |  | Polytube | Yes |  | 2022-11-29 |  | PVC | 1986 | Yes |  | 2022-11-29 |  | Non-lead
026465 | 3710 PEARLMAN TER |  | Polytube | Yes |  | 2022-06-17 |  | Copper | 1978 | Yes |  | 2022-06-17 |  | Non-lead
026466 | 29131 ROSE DR |  | Polytube | Yes |  | 2022-12-21 |  | PVC | 1978 | Yes |  | 2022-12-21 |  | Non-lead
026467 | 822 WASHINGTON ST |  | Polytube | Yes |  | 2023-04-24 |  | PVC | 1977 | Yes |  | 2023-04-24 |  | Non-lead
026468 | 27456 MARTINIQUE LN |  | Polytube | Yes |  | 2022-10-13 |  | PVC | 1976 | Yes |  | 2022-10-13 |  | Non-lead
026469 | 23022 SNAPPER LN |  | Polytube | Yes |  | 2022-09-29 |  | PVC | 1976 | Yes |  | 2022-09-29 |  | Non-lead
026470 | 141 PIRATES RD |  | Polytube | Yes |  | 2023-01-24 |  | PVC | 1976 | Yes |  | 2023-01-24 |  | Non-lead
026472 | 3709 DONALD AVE |  | Polytube | Yes |  | 2022-06-22 |  | Copper | 1976 | Yes |  | 2022-06-22 |  | Non-lead
026474 | 29692 ENTERPRISE AVE |  | Polytube | Yes |  | 2022-12-01 |  | Polytube | 1979 | Yes |  | 2022-12-01 |  | Non-lead
026475 | 27377 CAYMAN LANE |  | Polytube | Yes |  | 2023-05-04 |  | PVC | 1976 | Yes |  | 2023-05-04 |  | Non-lead
026476 | 60 DOBIE ST |  | Polytube | Yes |  | 2023-04-24 |  | PVC | 1978 | Yes |  | 2023-04-24 |  | Non-lead
026477 | 24367 W CARIBBEAN DR |  | Polytube | Yes |  | 2023-04-24 |  | PVC | 1977 | Yes |  | 2023-04-24 |  | Non-lead
026478 | D43 11TH AVE |  | Polytube | Yes |  | 2024-08-30 |  | PVC | 1976 | Yes |  | 2024-08-30 |  | Non-lead
026479 | SLIP T24 1801 N ROOSEVELT BLVD |  | PVC | Yes |  | 2022-07-11 |  | PVC | 1983 | Yes |  | 2022-07-11 |  | Non-lead
026480 | 30850 MINORCA DR |  | Polytube | Yes |  | 2022-11-17 |  | PVC | 1977 | Yes |  | 2022-11-17 |  | Non-lead
026481 | 448 BLACKBEARD |  | Polytube | Yes |  | 2023-01-24 |  | PVC | 1977 | Yes |  | 2023-01-24 |  | Non-lead
026482 | SLIP BONITA 04 1801 N ROOSEVELT BLVD |  | PVC | Yes |  | 2022-07-12 |  | PVC | 1983 | Yes |  | 2022-07-12 |  | Non-lead
026483 | 29037 MARIGOLD DR |  | Polytube | Yes |  | 2023-01-12 |  | PVC | 1976 | Yes |  | 2023-01-12 |  | Non-lead
026485 | #2 1060 W SHORE DR |  | Unknown, Non-Lead | Yes |  | 2023-08-11 |  | Unknown, Non-Lead | 1988 | Yes |  | 2023-08-11 |  | Non-lead
026486 | 3711 DONALD AVE |  | Polytube | Yes |  | 2022-05-20 |  | Copper | 1976 | Yes |  | 2022-05-20 |  | Non-lead
026487 | 173 W CAHILL CT |  | Polytube | Yes |  | 2022-12-12 |  | PVC | 1977 | Yes |  | 2022-12-12 |  | Non-lead
026488 | 810 GEORGIA ST |  | Unknown, Non-Lead | Yes |  | 2024-01-30 |  | PVC | 1988 | Yes |  | 2024-01-30 |  | Non-lead
026489 | 1809 NARCISSUS AVE |  | Polytube | Yes |  | 2022-12-15 |  | PVC | 1977 | Yes |  | 2022-12-15 |  | Non-lead
026490 | UNIT 54 3029 N ROOSEVELT BLVD |  | Polytube | Yes |  | 2023-10-24 |  | PVC | 1999 | Yes |  | 2023-10-24 |  | Non-lead
026491 | D42 11TH AVE |  | Polytube | Yes |  | 2017-11-06 |  | PVC | 1976 | Yes |  | 2017-11-06 |  | Non-lead
026497 | 6 PALMETTO DR |  | Unknown | Yes |  | 2024-07-18 |  | Unknown |  | Yes |  | 2024-07-18 |  | Lead Status Unknown
026498 | 855 WILDER RD |  | Polytube | Yes |  | 2020-01-30 |  | PVC | 1977 | Yes |  | 2020-01-30 |  | Non-lead
026500 | REAR 910 ELIZABETH ST |  | Polytube | Yes |  | 2023-01-03 |  | PVC | 1974 | Yes |  | 2023-01-03 |  | Non-lead
026501 | 256 ALLEN AVE |  | Polytube | Yes |  | 2023-02-01 |  | PVC | 1977 | Yes |  | 2023-02-01 |  | Non-lead
026502 | 225 ST CROIX PL |  | Polytube | Yes |  | 2022-11-10 |  | PVC | 1972 | Yes |  | 2022-11-10 |  | Non-lead
026503 | 95930 OVERSEAS HWY |  | Polytube | Yes |  | 2022-09-20 |  | Polytube | 1977 | Yes |  | 2022-09-20 |  | Non-lead
026504 | 20 FISHERMANS TRAIL |  | Copper | Yes |  | 2023-02-06 |  | PVC | 1973 | Yes |  | 2023-02-06 |  | Non-lead
026506 | 707 N JADE DR |  | PVC | Yes |  | 2023-02-02 |  | PVC | 1979 | Yes |  | 2023-02-02 |  | Non-lead
026508 | 727 N JADE DR |  | PVC | Yes |  | 2023-02-02 |  | PVC | 1978 | Yes |  | 2023-02-02 |  | Non-lead
026512 | 911 LOBSTER LN |  | Polytube | Yes |  | 2022-09-20 |  | PVC | 1978 | Yes |  | 2022-09-20 |  | Non-lead
026513 | 210 WILDWOOD CIR |  | Polytube | Yes |  | 2023-01-31 |  | PVC | 1982 | Yes |  | 2023-01-31 |  | Non-lead
026514 | 103 SIOUX ST |  | Polytube | Yes |  | 2022-06-03 |  | PVC | 1976 | Yes |  | 2022-06-03 |  | Non-lead
026515 | 193 NAUTILUS DR |  | Polytube | Yes |  | 2022-06-29 |  | PVC | 1978 | Yes |  | 2022-06-29 |  | Non-lead
026516 | 133 TOLLGATE LANE Ln |  | Copper | Yes |  | 2022-06-28 |  | PVC | 1977 | Yes |  | 2022-06-28 |  | Non-lead
026517 | 198 PLANTATION AVE |  | Polytube | Yes |  | 2022-06-09 |  | PVC | 1979 | Yes |  | 2022-06-09 |  | Non-lead
026518 | 1 BUNTING DR |  | Polytube | Yes |  | 2023-04-10 |  | PVC | 1977 | Yes |  | 2023-04-10 |  | Non-lead
026519 | 208 S AIRPORT RD |  | Polytube | Yes |  | 2022-05-12 |  | PVC | 1977 | Yes |  | 2022-05-12 |  | Non-lead
026520 | 714 GARDEN STATE Ln |  | Unknown, Non-Lead | Yes |  | 2021-08-31 |  | PVC | 2016 | Yes |  | 2021-08-31 |  | Non-lead
026521 | 131 N ROLLING HILL RD |  | Polytube | Yes |  | 2022-06-15 |  | PVC | 1978 | Yes |  | 2022-06-15 |  | Non-lead
026522 | 125 ORCHID ST |  | Polytube | Yes |  | 2022-06-09 |  | PVC | 1970 | Yes |  | 2022-06-09 |  | Non-lead
026523 | 105 W PLAZA GRANADA |  | Polytube | Yes |  | 2023-02-02 |  | PVC | 1976 | Yes |  | 2023-02-02 |  | Non-lead
026524 | 867 ELLEN DR |  | Polytube | Yes |  | 2023-02-16 |  | PVC | 1958 | Yes |  | 2023-02-16 |  | Non-lead
026525 | 731 N JADE DR |  | Polytube | Yes |  | 2023-02-02 |  | PVC | 1978 | Yes |  | 2023-02-02 |  | Non-lead
026526 | 618 N SILVER CIR |  | PVC | Yes |  | 2023-02-02 |  | PVC | 1977 | Yes |  | 2023-02-02 |  | Non-lead
026527 | 150 NORMANDY DR |  | Unknown, Non-Lead | Yes |  | 2023-05-23 |  | Unknown, Non-Lead | 2018 | Yes |  | 2023-05-23 |  | Non-lead
026528 | 130 NORMANDY DR |  | Polytube | Yes |  | 2023-08-16 |  | PVC | 1979 | Yes |  | 2023-08-16 |  | Non-lead
026529 | 185 NORMANDY DR |  | Copper | Yes |  | 2023-02-02 |  | PVC | 1971 | Yes |  | 2023-02-02 |  | Non-lead
026530 | 330 MAHOGANY DR |  | Polytube | Yes |  | 2023-02-08 |  | PVC | 1976 | Yes |  | 2023-02-08 |  | Non-lead
026531 | 355 MAHOGANY DR |  | Polytube | Yes |  | 2023-02-08 |  | PVC | 1976 | Yes |  | 2023-02-08 |  | Non-lead
026532 | 156 HARBOR LN |  | Polytube | Yes |  | 2023-06-13 |  | PVC | 1977 | Yes |  | 2023-06-13 |  | Non-lead
026533 | 181 NORMANDY DR |  | Copper | Yes |  | 2023-02-02 |  | PVC | 1971 | Yes |  | 2023-02-02 |  | Non-lead
026534 | 29 N BOUNTY LN |  | Copper | Yes |  | 2023-01-31 |  | PVC | 1976 | Yes |  | 2023-01-31 |  | Non-lead
026535 | 126 NORMANDY DR |  | Polytube | Yes |  | 2023-02-02 |  | PVC | 1979 | Yes |  | 2023-02-02 |  | Non-lead
026537 | 235 TREASURE HARBOR RD |  | PVC | Yes |  | 2022-06-21 |  | PVC | 1964 | Yes |  | 2022-06-21 |  | Non-lead
026538 | LOT G RAGGED EG 243 TREASURE HARBOR RD |  | PVC | Yes |  | 2022-06-21 |  | PVC | 1967 | Yes |  | 2022-06-21 |  | Non-lead
026539 | 35 TINA PL |  | Polytube | Yes |  | 2023-04-27 |  | PVC | 1970 | Yes |  | 2023-04-27 |  | Non-lead
026540 | 725 N JADE DR |  | PVC | Yes |  | 2023-02-02 |  | PVC | 1978 | Yes |  | 2023-02-02 |  | Non-lead
026541 | 613 N JADE DR |  | Unknown, Non-Lead | Yes |  | 2019-01-11 |  | Unknown, Non-Lead | 2019 | Yes |  | 2019-01-11 |  | Non-lead
026543 | UNIT 01 24 JADE DR |  | Polytube | Yes |  | 2024-01-24 |  | PVC | 1986 | Yes |  | 2024-01-24 |  | Non-lead
026544 | 814 N TOPAZ |  | Polytube | Yes |  | 2023-09-13 |  | PVC | 1978 | Yes |  | 2023-09-13 |  | Non-lead
026545 | UNIT 02 24 JADE DR |  | Polytube | Yes |  | 2024-01-25 |  | PVC | 1986 | Yes |  | 2024-01-25 |  | Non-lead
026546 | 102 MILANO DR |  | Polytube | Yes |  | 2024-05-22 |  | PVC | 1977 | Yes |  | 2024-05-22 |  | Non-lead
026547 | 106 SOUTH DR |  | Polytube | Yes |  | 2022-06-10 |  | PVC | 1976 | Yes |  | 2022-06-10 |  | Non-lead
026548 | 1116 GRAND ST |  | Polytube | Yes |  | 2023-02-01 |  | PVC | 1969 | Yes |  | 2023-02-01 |  | Non-lead
026549 | 476 BOWIE LN |  | Unknown, Non-Lead | No |  |  |  | PVC | 2017 | No |  |  |  | Non-lead
026551 | 273 BURGUNDY DR |  | Polytube | Yes |  | 2023-02-09 |  | PVC | 1975 | Yes |  | 2023-02-09 |  | Non-lead
026552 | UNIT 03 24 JADE DR |  | Polytube | Yes |  | 2022-06-21 |  | PVC | 1986 | Yes |  | 2022-06-21 |  | Non-lead
026554 | 735 N JADE DR |  | PVC | Yes |  | 2023-02-02 |  | PVC | 1976 | Yes |  | 2023-02-02 |  | Non-lead
026555 | 1008 SNAPPER LN |  | Polytube | Yes |  | 2022-09-20 |  | PVC | 1978 | Yes |  | 2022-09-20 |  | Non-lead
026556 | 211 SUNSET DR |  | Unknown, Non-Lead | Yes |  | 2021-12-28 |  | Polytube | 1990 | Yes |  | 2021-12-28 |  | Non-lead
026557 | 704 N SILVER CIRCLE |  | PVC | Yes |  | 2023-02-02 |  | PVC | 1977 | Yes |  | 2023-02-02 |  | Non-lead
026558 | 106 GUILFORD CT |  | Unknown, Non-Lead | Yes |  | 2022-04-11 |  | PVC | 2005 | Yes |  | 2022-04-11 |  | Non-lead
026560 | 19 DRURY DR |  | Polytube | Yes |  | 2023-02-28 |  | PVC | 1973 | Yes |  | 2023-02-28 |  | Non-lead
026561 | 121 COLUMBUS DR |  | Copper | Yes |  | 2022-07-07 |  | PVC | 1977 | Yes |  | 2022-07-07 |  | Non-lead
026562 | 21 N BOUNTY LN |  | Polytube | Yes |  | 2023-01-31 |  | PVC | 1985 | Yes |  | 2023-01-31 |  | Non-lead
026563 | 25 N BOUNTY LN |  | Polytube | Yes |  | 2023-01-31 |  | PVC | 1976 | Yes |  | 2023-01-31 |  | Non-lead
026564 | 710 N SILVER CIRCLE |  | PVC | Yes |  | 2023-02-02 |  | PVC | 1979 | Yes |  | 2023-02-02 |  | Non-lead
026565 | 102 DOVE LAKE DR |  | Polytube | Yes |  | 2022-07-20 |  | PVC | 1977 | Yes |  | 2022-07-20 |  | Non-lead
026566 | 137 MILANO DR |  | Polytube | Yes |  | 2022-07-18 |  | PVC | 1977 | Yes |  | 2022-07-18 |  | Non-lead
026567 | 71 2ND CT |  | Unknown, Non-Lead | No |  |  |  | No Piping | Vacant | No |  |  |  | Non-lead
026568 | 161 CANAL ST |  | Polytube | Yes |  | 2022-06-10 |  | PVC | 1977 | Yes |  | 2022-06-10 |  | Non-lead
026569 | 109 BAYVIEW DR |  | Unknown, Non-Lead | Yes |  | 2022-05-26 |  | PVC | 1977 | Yes |  | 2022-05-26 |  | Non-lead
026570 | 713 N EMERALD DR |  | Polytube | Yes |  | 2023-02-02 |  | PVC | 1980 | Yes |  | 2023-02-02 |  | Non-lead
026571 | 611 SANTA ANITA LN |  | Polytube | Yes |  | 2023-05-04 |  | PVC | 1972 | Yes |  | 2023-05-04 |  | Non-lead
026572 | UNIT 05 24 JADE DR |  | Polytube | Yes |  | 2022-06-21 |  | PVC | 1986 | Yes |  | 2022-06-21 |  | Non-lead
026573 | 66 N BLACKWATER LN |  | Polytube | Yes |  | 2023-04-13 |  | PVC | 1978 | Yes |  | 2023-04-13 |  | Non-lead
026574 | 11 SOUTH DR |  | Polytube | Yes |  | 2023-02-03 |  | PVC | 1978 | Yes |  | 2023-02-03 |  | Non-lead
026575 | 121 WILLOW LN |  | Polytube | Yes |  | 2022-06-28 |  | PVC | 1977 | Yes |  | 2022-06-28 |  | Non-lead
026577 | 705 N JADE DR |  | PVC | Yes |  | 2023-02-02 |  | PVC | 1978 | Yes |  | 2023-02-02 |  | Non-lead
026578 | LOT 13 & 14 80902 OLD HWY |  | PVC | Yes |  | 2022-06-22 |  | PVC | 1961 | Yes |  | 2022-06-22 |  | Non-lead
026579 | UNIT 06 24 JADE DR |  | Polytube | Yes |  | 2024-06-25 |  | PVC | 1986 | Yes |  | 2024-06-25 |  | Non-lead
026580 | P/L 12 BK 193 CARROLL ST |  | Polytube | Yes |  | 2023-03-16 |  | PVC | 2009 | Yes |  | 2023-03-16 |  | Non-lead
026581 | 36 NORTH DRIVE |  | Polytube | Yes |  | 2023-05-04 |  | PVC | 1978 | Yes |  | 2023-05-04 |  | Non-lead
026582 | 710 N EMERALD DR |  | Polytube | Yes |  | 2023-02-02 |  | PVC | 1977 | Yes |  | 2023-02-02 |  | Non-lead
026583 | 809 N TOPAZ DR |  | PVC | Yes |  | 2023-02-02 |  | PVC | 1978 | Yes |  | 2023-02-02 |  | Non-lead
026584 | UNIT 07 24 JADE DR |  | Polytube | Yes |  | 2022-08-31 |  | PVC | 1986 | Yes |  | 2022-08-31 |  | Non-lead
026585 | 810 N TOPAZ |  | PVC | Yes |  | 2023-02-02 |  | PVC | 1978 | Yes |  | 2023-02-02 |  | Non-lead
026586 | 813 N TOPAZ |  | Polytube | Yes |  | 2023-02-02 |  | PVC | 1978 | Yes |  | 2023-02-02 |  | Non-lead
026587 | 808 N TOPAZ |  | PVC | Yes |  | 2024-08-14 |  | PVC | 1977 | Yes |  | 2024-08-14 |  | Non-lead
026588 | 8 24 JADE DR |  | Polytube | Yes |  | 2022-08-31 |  | PVC | 1986 | Yes |  | 2022-08-31 |  | Non-lead
026589 | 805 N TOPAZ AVE |  | PVC | Yes |  | 2023-08-17 |  | PVC | 1977 | Yes |  | 2023-08-17 |  | Non-lead
026590 | 807 N TOPAZ AVE |  | PVC | Yes |  | 2023-02-02 |  | PVC | 1977 | Yes |  | 2023-02-02 |  | Non-lead
026591 | 154 TOLLGATE LANE |  | Polytube | Yes |  | 2022-06-28 |  | PVC | 1977 | Yes |  | 2022-06-28 |  | Non-lead
026592 | UNIT 09 24 JADE DR |  | Polytube | Yes |  | 2022-08-31 |  | PVC | 1986 | Yes |  | 2022-08-31 |  | Non-lead
026593 | 715 GROUPER LN |  | Polytube | Yes |  | 2022-09-20 |  | PVC | 1978 | Yes |  | 2022-09-20 |  | Non-lead
026594 | UNIT 10 24 JADE DR |  | Polytube | Yes |  | 2022-08-31 |  | PVC | 1986 | Yes |  | 2022-08-31 |  | Non-lead
026595 | UNIT 11 24 JADE DR |  | Polytube | Yes |  | 2022-08-31 |  | PVC | 1986 | Yes |  | 2022-08-31 |  | Non-lead
026596 | 434 PALM DR |  | Polytube | Yes |  | 2022-06-29 |  | PVC | 1976 | Yes |  | 2022-06-29 |  | Non-lead
026597 | 125 SAPODILLA DR |  | Polytube | Yes |  | 2022-07-05 |  | PVC | 1976 | Yes |  | 2022-07-05 |  | Non-lead
026598 | UNIT 12 24 JADE DR |  | Polytube | Yes |  | 2022-08-31 |  | PVC | 1986 | Yes |  | 2022-08-31 |  | Non-lead
026599 | 137 BURGUNDY DR |  | Unknown, Non-Lead | Yes |  | 2018-08-23 |  | PVC | 1989 | Yes |  | 2018-08-23 |  | Non-lead
026600 | UNIT 13 24 JADE DR |  | Polytube | Yes |  | 2022-08-31 |  | PVC | 1986 | Yes |  | 2022-08-31 |  | Non-lead
026601 | 1953 LONG BEACH DR |  | Polytube | Yes |  | 2022-11-03 |  | PVC | 1978 | Yes |  | 2022-11-03 |  | Non-lead
026602 | LOT8 670 CRUIKSHANK ISLE |  | Polytube | Yes |  | 2023-04-24 |  | PVC | 1973 | Yes |  | 2023-04-24 |  | Non-lead
026603 | #5 PARCEL CRUIKS |  | Polytube | Yes |  | 2024-03-27 |  | PVC | 1987 | Yes |  | 2024-03-27 |  | Non-lead
026605 | LOT 045 6800 MALONEY AVE |  | PVC | Yes |  | 2023-05-11 |  | PVC | 1975 | Yes |  | 2023-05-11 |  | Non-lead
026606 | 27417 CAYMAN LN |  | Polytube | Yes |  | 2023-05-04 |  | PVC | 1975 | Yes |  | 2023-05-04 |  | Non-lead
026607 | 1062 E CARIBBEAN DR |  | Polytube | No |  |  |  | PVC | 1977 | No |  |  |  | Non-lead
026608 | 29190 CEDAR DR |  | Polytube | Yes |  | 2022-12-21 |  | PVC | 1977 | Yes |  | 2022-12-21 |  | Non-lead
026609 | 252 MARS LN |  | Unknown, Non-Lead | Yes |  | 2017-10-04 |  | Unknown, Non-Lead | 2015 | Yes |  | 2017-10-04 |  | Non-lead
026610 | 820 CENTER ST |  | Unknown | Yes |  | 2023-05-04 |  | Unknown | 1928 | Yes |  | 2023-05-04 |  | Lead Status Unknown
026611 | 3865 DONNA RD |  | Polytube | Yes |  | 2023-01-11 |  | PVC | 1975 | Yes |  | 2023-01-11 |  | Non-lead
026614 | REAR 715 WINDSOR LN |  | Polytube | Yes |  | 2023-02-10 |  | PVC | 1938 | Yes |  | 2023-02-10 |  | Non-lead
026615 | 1627 NARCISSUS LN |  | Polytube | Yes |  | 2022-12-15 |  | PVC | 1977 | Yes |  | 2022-12-15 |  | Non-lead
026616 | 457 PIRATES RD |  | Polytube | Yes |  | 2023-01-24 |  | PVC | 1977 | Yes |  | 2023-01-24 |  | Non-lead
026617 | 1200 20TH TERR |  | Polytube | Yes |  | 2022-05-20 |  | Polytube | 1977 | Yes |  | 2022-05-20 |  | Non-lead
026618 | 3707 PEARLMAN TER |  | Polytube | Yes |  | 2022-05-20 |  | PVC | 1976 | Yes |  | 2022-05-20 |  | Non-lead
026619 | 768 W SHORE DR |  | Polytube | Yes |  | 2023-04-25 |  | PVC | 1977 | Yes |  | 2023-04-25 |  | Non-lead
026620 | 778 WEST SHORE DR |  | Polytube | Yes |  | 2023-04-25 |  | PVC | 1977 | Yes |  | 2023-04-25 |  | Non-lead
026621 | 29565 FLYING CLOUD AVE |  | Polytube | Yes |  | 2024-02-23 |  | PVC | 1977 | Yes |  | 2024-02-23 |  | Non-lead
026622 | 29552 INDEPENDENCE AVE |  | Polytube | Yes |  | 2022-12-05 |  | PVC | 1976 | Yes |  | 2022-12-05 |  | Non-lead
026623 | 1108 MARGARET ST |  | Polytube | Yes |  | 2023-03-17 |  | PVC | 1948 | Yes |  | 2023-03-17 |  | Non-lead
026624 | 3022 N ROOSEVELT BLVD |  | Polytube | No |  |  |  | Copper | 1974 | No |  |  |  | Non-lead
026625 | 20872 8TH AVE W |  | Polytube | Yes |  | 2022-10-31 |  | PVC | 1977 | Yes |  | 2022-10-31 |  | Non-lead
026626 | UNIT 14 24 JADE DR |  | Polytube | Yes |  | 2022-08-31 |  | PVC | 1986 | Yes |  | 2022-08-31 |  | Non-lead
026627 | 2 BEECHWOOD DR |  | Polytube | Yes |  | 2023-06-28 |  | PVC | 1977 | Yes |  | 2023-06-28 |  | Non-lead
026628 | 324 SOUTHARD ST |  | Polytube | Yes |  | 2022-12-02 |  | PVC | 1901 | Yes |  | 2022-12-02 |  | Non-lead
026630 | 28568 PEG LEG RD |  | Polytube | Yes |  | 2022-05-17 |  | PVC | 1977 | Yes |  | 2022-05-17 |  | Non-lead
026631 | 2803 VENETIAN DR |  | Polytube | Yes |  | 2023-12-28 |  | Polytube | 1977 | Yes |  | 2023-12-28 |  | Non-lead
026632 | 30250 OVERSEAS HWY |  | Polytube | Yes |  | 2023-05-23 |  | PVC | 1983 | Yes |  | 2023-05-23 |  | Non-lead
026633 | 1101 KEY PLAZA |  | Polytube | Yes |  | 2022-09-19 |  | Copper | 1974 | Yes |  | 2022-09-19 |  | Non-lead
026634 | 1101 KEY PLAZA |  | Polytube | Yes |  | 2022-09-19 |  | Copper | 1974 | Yes |  | 2022-09-19 |  | Non-lead
026635 | 1620 VENETIAN DR |  | Polytube | Yes |  | 2024-06-28 |  | PVC | 1979 | Yes |  | 2024-06-28 |  | Non-lead
026636 | 940 WILDER & STATE RD |  | Polytube | Yes |  | 2023-09-01 |  | PVC | 1979 | Yes |  | 2023-09-01 |  | Non-lead
026637 | FIRE DETECTOR 1802 STAPLES AVE |  | Unknown | Yes |  | 2023-04-26 |  | Unknown | 1958 | Yes |  | 2023-04-26 |  | Lead Status Unknown
026638 | 22928 LONG BEN LN |  | Polytube | Yes |  | 2022-12-28 |  | PVC | 1978 | Yes |  | 2022-12-28 |  | Non-lead
026639 | 118 AVE F |  | Unknown | Yes |  | 2023-05-23 |  | Unknown | 1979 | Yes |  | 2023-05-23 |  | Lead Status Unknown
026640 | 27067 ANGELFISH RD |  | Polytube | Yes |  | 2022-07-25 |  | PVC | 1979 | Yes |  | 2022-07-25 |  | Non-lead
026641 | UNIT 15 24 JADE DR |  | Polytube | Yes |  | 2022-08-31 |  | PVC | 1986 | Yes |  | 2022-08-31 |  | Non-lead
026642 | UNIT 16 24 JADE DR |  | Polytube | Yes |  | 2022-09-08 |  | PVC | 1986 | Yes |  | 2022-09-08 |  | Non-lead
026644 | 1118 FERN AVE |  | Polytube | Yes |  | 2022-12-14 |  | PVC | 1980 | Yes |  | 2022-12-14 |  | Non-lead
026645 | 1779 LONG BEACH RD |  | Polytube | Yes |  | 2024-07-31 |  | PVC | 1982 | Yes |  | 2024-07-31 |  | Non-lead
026646 | 3806 SUNSET DR |  | Polytube | Yes |  | 2024-04-26 |  | PVC | 1977 | Yes |  | 2024-04-26 |  | Non-lead
026648 | 29581 RICHARD RD |  | Polytube | Yes |  | 2024-08-19 |  | PVC | 1977 | Yes |  | 2024-08-19 |  | Non-lead
026649 | 510 28TH OCEAN ST |  | Polytube | Yes |  | 2023-01-05 |  | PVC | 1977 | Yes |  | 2023-01-05 |  | Non-lead
026650 | 29641 CONSTITUTION AVE |  | Polytube | Yes |  | 2023-12-01 |  | PVC | 1978 | Yes |  | 2023-12-01 |  | Non-lead
026651 | 29655 CONSTITUTION AVE |  | Polytube | Yes |  | 2024-06-27 |  | PVC | 1972 | Yes |  | 2024-06-27 |  | Non-lead
026652 | W SIDE 29511 CONSTITUTION AVE |  | Polytube | Yes |  | 2022-12-01 |  | PVC | 1973 | Yes |  | 2022-12-01 |  | Non-lead
026653 | 1578 BUTTONWOOD DR |  | Polytube | Yes |  | 2022-12-15 |  | PVC | 1978 | Yes |  | 2022-12-15 |  | Non-lead
026654 | 29556 FLYING CLOUD AVE |  | Polytube | Yes |  | 2022-12-01 |  | PVC | 1973 | Yes |  | 2022-12-01 |  | Non-lead
026655 | 29357 INDEPENDENCE AVE |  | Polytube | Yes |  | 2024-02-22 |  | PVC | 1977 | Yes |  | 2024-02-22 |  | Non-lead
026656 | 29467 ENTERPRISE AVE |  | Polytube | Yes |  | 2022-12-01 |  | PVC | 1973 | Yes |  | 2022-12-01 |  | Non-lead
026657 | 29516 FLYING CLOUD AVE |  | Polytube | Yes |  | 2022-12-01 |  | PVC | 1973 | Yes |  | 2022-12-01 |  | Non-lead
026658 | UNIT A 29420 ENTERPRISE AVE |  | Polytube | Yes |  | 2022-12-01 |  | PVC | 1975 | Yes |  | 2022-12-01 |  | Non-lead
026659 | 29454 ENTERPRISE AVE |  | Polytube | Yes |  | 2022-12-01 |  | PVC | 1963 | Yes |  | 2022-12-01 |  | Non-lead
026660 | 29446 RANGER AVE |  | Polytube | Yes |  | 2023-06-21 |  | PVC | 1976 | Yes |  | 2023-06-21 |  | Non-lead
026661 | GARAGE 29632/ 29560 INDEPENDENCE AVE |  | Polytube | Yes |  | 2024-06-28 |  | PVC | 1985 | Yes |  | 2024-06-28 |  | Non-lead
026662 | 29431 CONSTITUTION AVE |  | Polytube | Yes |  | 2022-12-01 |  | PVC | 1976 | Yes |  | 2022-12-01 |  | Non-lead
026663 | 29554 ENTERPRISE AVE |  | Polytube | Yes |  | 2024-02-15 |  | PVC | 1973 | Yes |  | 2024-02-15 |  | Non-lead
026664 | 29537 CONSTITUTION AVE |  | Polytube | Yes |  | 2022-12-01 |  | PVC | 1970 | Yes |  | 2022-12-01 |  | Non-lead
026665 | 29433 ENTERPRISE AVE |  | Polytube | Yes |  | 2023-03-03 |  | PVC | 1987 | Yes |  | 2023-03-03 |  | Non-lead
026666 | 29694 FLYING CLOUD AVE |  | Polytube | Yes |  | 2022-12-01 |  | PVC | 1977 | Yes |  | 2022-12-01 |  | Non-lead
026667 | 29678 CONSTITUTION AVE |  | Polytube | Yes |  | 2022-12-01 |  | PVC | 1972 | Yes |  | 2022-12-01 |  | Non-lead
026668 | 29410 RANGER AVE |  | Polytube | Yes |  | 2024-07-29 |  | PVC | 1975 | Yes |  | 2024-07-29 |  | Non-lead
026669 | 29419 RANGER ST |  | Polytube | Yes |  | 2024-08-23 |  | PVC | 1975 | Yes |  | 2024-08-23 |  | Non-lead
026670 | 29544 INDEPENDENCE AVE |  | Polytube | Yes |  | 2022-12-05 |  | PVC | 1972 | Yes |  | 2022-12-05 |  | Non-lead
026671 | 29438 SARATOGA AVE |  | Polytube | Yes |  | 2022-12-05 |  | PVC | 1987 | Yes |  | 2022-12-05 |  | Non-lead
026672 | 29522 SARATOGA AVE |  | Polytube | Yes |  | 2022-12-02 |  | PVC | 1978 | Yes |  | 2022-12-02 |  | Non-lead
026673 | 29662 INDEPENDENCE AVE |  | Polytube | Yes |  | 2022-12-05 |  | PVC | 1979 | Yes |  | 2022-12-05 |  | Non-lead
026674 | 29347 SARATOGA AVE |  | Polytube | Yes |  | 2024-03-25 |  | PVC | 1986 | Yes |  | 2024-03-25 |  | Non-lead
026677 | 29496 RANGER AVE |  | Polytube | Yes |  | 2022-12-01 |  | PVC | 1976 | Yes |  | 2022-12-01 |  | Non-lead
026678 | 29356 INDEPENDENCE AVE |  | Polytube | Yes |  | 2023-04-20 |  | None |  | Yes |  | 2023-04-20 |  | Non-lead
026679 | 29548 FLYING CLOUD AVE |  | Unknown, Non-Lead | Yes |  | 2017-07-18 |  | Unknown, Non-Lead | 1991 | Yes |  | 2017-07-18 |  | Non-lead
026680 | 29657 ENTERPRISE AVE |  | Polytube | Yes |  | 2022-12-01 |  | PVC | 1975 | Yes |  | 2022-12-01 |  | Non-lead
026681 | 29560 CONSTITUTION AVE |  | Polytube | Yes |  | 2022-12-01 |  | PVC | 1975 | Yes |  | 2022-12-01 |  | Non-lead
026683 | 365 PIRATES RD |  | Polytube | Yes |  | 2023-01-24 |  | PVC | 1976 | Yes |  | 2023-01-24 |  | Non-lead
026684 | 127 CARRIBEAN DR |  | Polytube | No |  |  |  | PVC | 1977 | No |  |  |  | Non-lead
026685 | 29675 OVERSEAS HWY |  | Unknown, Non-Lead | Yes |  | 2018-08-27 |  | Unknown, Non-Lead | 2006 | Yes |  | 2018-08-27 |  | Non-lead
026686 | 29412 INDEPENDENCE AVE |  | Polytube | Yes |  | 2023-08-28 |  | PVC | 1974 | Yes |  | 2023-08-28 |  | Non-lead
026687 | 29457 CONSTITUTION AVE |  | Polytube | Yes |  | 2022-12-01 |  | PVC | 1973 | Yes |  | 2022-12-01 |  | Non-lead
026688 | 351 E CARIBBEAN DR |  | Polytube | Yes |  | 2023-04-24 |  | PVC | 1977 | Yes |  | 2023-04-24 |  | Non-lead
026689 | 31254 HOLLERICH DR |  | Polytube | Yes |  | 2022-11-30 |  | PVC |  | Yes |  | 2022-11-30 |  | Non-lead
026690 | 411 SHIPS WAY |  | Polytube | Yes |  | 2022-12-05 |  | PVC |  | Yes |  | 2022-12-05 |  | Non-lead
026691 | 905 STATE ROAD |  | Unknown, Non-Lead | Yes |  | 2023-01-30 |  | No Piping | Vacant | Yes |  | 2023-01-30 |  | Non-lead
026692 | 29552 CONSTITUTION AVE |  | Polytube | Yes |  | 2022-12-01 |  | PVC | 1976 | Yes |  | 2022-12-01 |  | Non-lead
026693 | 29690 CONSTITUTION AVE |  | Polytube | Yes |  | 2022-12-01 |  | PVC | 1971 | Yes |  | 2022-12-01 |  | Non-lead
026694 | 29418 FLYING CLOUD AVE |  | Polytube | Yes |  | 2022-12-01 |  | PVC | 1977 | Yes |  | 2022-12-01 |  | Non-lead
026695 | 29321 SARATOGA AVE |  | Polytube | Yes |  | 2022-11-08 |  | PVC | 1988 | Yes |  | 2022-11-08 |  | Non-lead
026696 | 29463 RANGER AVE |  | Polytube | Yes |  | 2023-02-21 |  | PVC | 1980 | Yes |  | 2023-02-21 |  | Non-lead
026697 | 29345 INDEPENDENCE |  | Polytube | Yes |  | 2022-08-04 |  | PVC | 1974 | Yes |  | 2022-08-04 |  | Non-lead
026698 | 29445 CONSTITUTION AVE |  | Polytube | Yes |  | 2022-12-01 |  | PVC | 1968 | Yes |  | 2022-12-01 |  | Non-lead
026699 | 29382 SARATOGA AVE |  | Polytube | Yes |  | 2022-12-05 |  | PVC | 1982 | Yes |  | 2022-12-05 |  | Non-lead
026700 | 29521 RANGER AVE |  | Unknown, Non-Lead | No |  |  |  | Unknown, Non-Lead | 1996 | No |  |  |  | Non-lead
026701 | 10999 3RD GULF AVE |  | Polytube | Yes |  | 2022-08-05 |  | PVC | 1977 | Yes |  | 2022-08-05 |  | Non-lead
026702 | 6601 OCEAN VIEW AVE |  | Polytube | Yes |  | 2022-10-17 |  | PVC | 1989 | Yes |  | 2022-10-17 |  | Non-lead
026703 | 777 WEST 63RD OCEAN ST |  | Copper | Yes |  | 2023-03-02 |  | PVC | 1973 | Yes |  | 2023-03-02 |  | Non-lead
026704 | 1458 CORAL WAY RD |  | PVC | Yes |  | 2025-07-17 |  | PVC | 1958 | Yes |  | 2023-08-31 |  | Non-lead
026705 | 1460 OVERSEAS Hwy |  | Polytube | Yes |  | 2023-08-31 |  | PVC | 1959 | Yes |  | 2023-08-31 |  | Non-lead
026706 | BLD 6 1462 OVERSEAS HWY |  | Polytube | Yes |  | 2023-08-31 |  | PVC | 1959 | Yes |  | 2023-08-31 |  | Non-lead
026707 | #5 1464 OVERSEAS HWY |  | Polytube | Yes |  | 2022-11-18 |  | PVC | 1958 | Yes |  | 2022-11-18 |  | Non-lead
026708 | 1474 OVERSEAS HWY |  | Polytube | Yes |  | 2022-11-18 |  | PVC | 1958 | Yes |  | 2022-11-18 |  | Non-lead
026709 | #9 1472 OVERSEAS HGWY BL |  | Polytube | Yes |  | 2022-11-18 |  | PVC | 1959 | Yes |  | 2022-11-18 |  | Non-lead
026710 | 350 4TH ST |  | Polytube | Yes |  | 2022-10-22 |  | PVC | 1971 | Yes |  | 2022-10-22 |  | Non-lead
026711 | 101 W 63RD OCEAN ST |  | Polytube | Yes |  | 2023-03-15 |  | PVC | 1985 | Yes |  | 2023-03-15 |  | Non-lead
026712 | 224 CORSAIR RD |  | Polytube | Yes |  | 2023-05-18 |  | PVC | 1977 | Yes |  | 2023-05-18 |  | Non-lead
026713 | 103 CALLE ENSUENO |  | Polytube | Yes |  | 2024-04-17 |  | PVC | 1977 | Yes |  | 2024-04-17 |  | Non-lead
026714 | 254 W SEAVIEW CIR |  | Polytube | Yes |  | 2023-09-07 |  | PVC | 1976 | Yes |  | 2023-09-07 |  | Non-lead
026715 | 840 COPA D'ORO |  | Copper | Yes |  | 2022-05-31 |  | Copper | 2013 | Yes |  | 2022-05-31 |  | Non-lead
026716 | 6595 OCEANVIEW AVE |  | Copper | Yes |  | 2024-09-19 |  | PVC | 1977 | Yes |  | 2024-09-19 |  | Non-lead
026717 | SIDE A 6650 OCEAN TER |  | Polytube | Yes |  | 2024-09-16 |  | Polytube | 1968 | Yes |  | 2024-09-16 |  | Non-lead
026718 | UNIT B 6650 OCEAN TER |  | Polytube | Yes |  | 2023-02-24 |  | PVC | 1968 | Yes |  | 2023-02-24 |  | Non-lead
026719 | OCEAN 767 98TH ST |  | Polytube | Yes |  | 2022-12-05 |  | PVC | 1981 | Yes |  | 2022-12-05 |  | Non-lead
026720 | 171 9TH ST |  | Polytube | Yes |  | 2022-09-01 |  | PVC | 1972 | Yes |  | 2022-09-01 |  | Non-lead
026721 | 301 8TH ST |  | Polytube | Yes |  | 2024-04-15 |  | PVC | 1969 | Yes |  | 2024-04-15 |  | Non-lead
026722 | 125 PIRATES COVE DR |  | Polytube | Yes |  | 2023-02-02 |  | PVC | 1987 | Yes |  | 2023-02-02 |  | Non-lead
026723 | 521 11TH ST |  | Copper | Yes |  | 2024-04-29 |  | PVC | 1977 | Yes |  | 2024-04-29 |  | Non-lead
026724 | 410 HARBOUR DR |  | Unknown, Non-Lead | Yes |  | 2021-11-05 |  | Unknown, Non-Lead | 2017 | Yes |  | 2021-11-05 |  | Non-lead
026725 | 1554 52ND GULF ST |  | Polytube | Yes |  | 2023-06-15 |  | PVC | 1977 | Yes |  | 2023-06-15 |  | Non-lead
026726 | 2919 SOMBRERO BLVD |  | Polytube | Yes |  | 2022-07-22 |  | PVC | 1983 | Yes |  | 2022-07-22 |  | Non-lead
026727 | 59733 PARADISE PLACE |  | Copper | Yes |  | 2022-10-22 |  | PVC | 1979 | Yes |  | 2022-10-22 |  | Non-lead
026728 | 905 W 75TH OCEAN ST |  | Polytube | Yes |  | 2024-09-11 |  | PVC | 1977 | Yes |  | 2024-09-11 |  | Non-lead
026730 | 360 12TH ST |  | Polytube | Yes |  | 2022-10-22 |  | PVC | 1977 | Yes |  | 2022-10-22 |  | Non-lead
026731 | 1577 BUTTONWOOD DR |  | Polytube | Yes |  | 2022-12-20 |  | PVC | 1976 | Yes |  | 2022-12-20 |  | Non-lead
026732 | 1200 26TH OCEAN ST |  | Unknown, Non-Lead | Yes |  | 2023-01-17 |  | PVC | 1977 | Yes |  | 2023-01-17 |  | Non-lead
026733 | 650 11TH ST |  | Polytube | Yes |  | 2022-10-22 |  | PVC | 1969 | Yes |  | 2022-10-22 |  | Non-lead
026734 | 141 10TH ST |  | Polytube | Yes |  | 2022-10-22 |  | PVC | 1961 | Yes |  | 2022-10-22 |  | Non-lead
026735 | 10550 AVIATION Blvd |  | Polytube | Yes |  | 2023-02-01 |  | PVC | 1964 | Yes |  | 2023-02-01 |  | Non-lead
026736 | 681 CALLE DE LUNA |  | Copper | Yes |  | 2022-06-01 |  | PVC | 1978 | Yes |  | 2022-06-01 |  | Non-lead
026737 | 2305 GROUPER DR |  | Polytube | Yes |  | 2024-04-29 |  | PVC | 1978 | Yes |  | 2024-04-29 |  | Non-lead
026738 | 140 11TH ST |  | Polytube | Yes |  | 2022-10-22 |  | PVC | 1960 | Yes |  | 2022-10-22 |  | Non-lead
026739 | 118 CALLE ENSUENO |  | Polytube | Yes |  | 2023-03-24 |  | PVC | 1978 | Yes |  | 2023-03-24 |  | Non-lead
026740 | 801 11TH ST |  | Polytube | Yes |  | 2022-10-22 |  | PVC | 1977 | Yes |  | 2022-10-22 |  | Non-lead
026741 | 257 W SEAVIEW CIR |  | Polytube | Yes |  | 2022-10-22 |  | PVC | 1978 | Yes |  | 2022-10-22 |  | Non-lead
026742 | 29210 COCONUT PALM DR |  | Polytube | Yes |  | 2023-11-30 |  | PVC | 1973 | Yes |  | 2023-11-30 |  | Non-lead
026743 | 230 W SEAVIEW CIR |  | Polytube | Yes |  | 2022-07-29 |  | PVC | 1978 | Yes |  | 2022-07-29 |  | Non-lead
026744 | 11080 OVERSEAS HWY |  | Polytube | Yes |  | 2023-11-30 |  | PVC | 1963 | Yes |  | 2023-11-30 |  | Non-lead
026745 | 3980 OVERSEAS HWY |  | Unknown, Non-Lead | Yes |  | 2020-12-18 |  | Unknown, Non-Lead | 2005 | Yes |  | 2020-12-18 |  | Non-lead
026746 | 1 SANDPIPER LN |  | Polytube | Yes |  | 2023-03-23 |  | PVC | 1979 | Yes |  | 2023-03-23 |  | Non-lead
026747 | UNIT 611B 2601 S ROOSEVELT BLVD |  | Copper | Yes |  | 2022-06-28 |  | Copper | 1967 | Yes |  | 2022-06-28 |  | Non-lead
026748 | 120 GULFWINDS LN |  | Unknown | Yes |  | 2023-02-08 |  | Unknown | 1979 | Yes |  | 2023-02-08 |  | Lead Status Unknown
026749 | 11090 OVERSEAS Hwy |  | Polytube | Yes |  | 2024-07-12 |  | PVC | 1963 | Yes |  | 2024-07-12 |  | Non-lead
026750 | 11100 OVERSEAS HIGHWAY |  | Polytube | Yes |  | 2023-09-06 |  | PVC | 1963 | Yes |  | 2023-09-06 |  | Non-lead
026751 | DOWN 120 GULFWINDS LN |  | Polytube | Yes |  | 2024-01-25 |  | PVC | 1979 | Yes |  | 2024-01-25 |  | Non-lead
026752 | 29660 RANGER AVE |  | Polytube | Yes |  | 2022-12-01 |  | PVC | 1980 | Yes |  | 2022-12-01 |  | Non-lead
026753 | 29629 FLYING CLOUD AVE |  | Unknown, Non-Lead | Yes |  | 2023-08-25 |  | Unknown, Non-Lead | 1994 | Yes |  | 2023-08-25 |  | Non-lead
026754 | 29562 SARATOGA AVE |  | Polytube | Yes |  | 2022-12-05 |  | PVC | 1984 | Yes |  | 2022-12-05 |  | Non-lead
026755 | 29570 SARATOGA AVE |  | Polytube | Yes |  | 2022-12-05 |  | PVC | 1984 | Yes |  | 2022-12-05 |  | Non-lead
026757 | 30180 OVERSEAS HWY |  | Polytube | Yes |  | 2022-12-08 |  | PVC | 1977 | Yes |  | 2022-12-08 |  | Non-lead
026758 | 29557 FLYING CLOUD AVE |  | Polytube | No |  |  |  | PVC | 1977 | No |  |  |  | Non-lead
026759 | 16765 TAMARIND DR |  | Unknown, Non-Lead | Yes |  | 2021-11-04 |  | Polytube | 2020 | Yes |  | 2021-11-04 |  | Non-lead
026760 | DUPLEX 29656 CONSTITUTION AVE |  | Polytube | Yes |  | 2022-12-01 |  | PVC | 1963 | Yes |  | 2022-12-01 |  | Non-lead
026763 | 29572 FORRESTAL AVE |  | Unknown, Non-Lead | No |  |  |  | Unknown, Non-Lead | 1992 | No |  |  |  | Non-lead
026764 | 29323 FORESTALL AVE |  | Polytube | Yes |  | 2023-04-21 |  | Polytube | 2002 | Yes |  | 2023-04-21 |  | Non-lead
026765 | 29677 CONSTITUTION AVE |  | Polytube | Yes |  | 2023-02-21 |  | PVC | 1976 | Yes |  | 2023-02-21 |  | Non-lead
026766 | 29679 CONSTITUTION AVE |  | Polytube | Yes |  | 2022-12-01 |  | PVC | 1976 | Yes |  | 2022-12-01 |  | Non-lead
026769 | 29669 ENTERPRISE AVE |  | Polytube | Yes |  | 2022-12-01 |  | PVC | 1979 | Yes |  | 2022-12-01 |  | Non-lead
026771 | 27309 ST VINCENT LN |  | Unknown, Non-Lead | Yes |  | 2024-06-28 |  | Unknown, Non-Lead | 2020 | Yes |  | 2024-06-28 |  | Non-lead
026772 | 29328 INDEPENDENCE AVE |  | Polytube | Yes |  | 2022-12-05 |  | PVC | 1983 | Yes |  | 2022-12-05 |  | Non-lead
026775 | 175 N AIRPORT DR |  | Polytube | No |  |  |  | PVC | 1977 | No |  |  |  | Non-lead
026776 | 31223 G AVE |  | Unknown, Non-Lead | No |  |  |  | Unknown, Non-Lead | 2007 | No |  |  |  | Non-lead
026778 | APT D 1321 NEWTON ST |  | Polytube | Yes |  | 2023-05-04 |  | PVC | 1929 | Yes |  | 2023-05-04 |  | Non-lead
026779 | 1321 NEWTON ST |  | Polytube | Yes |  | 2023-05-04 |  | PVC | 1929 | Yes |  | 2023-05-04 |  | Non-lead
026780 | APT B 1321 NEWTON ST |  | Polytube | Yes |  | 2023-05-04 |  | PVC | 1929 | Yes |  | 2023-05-04 |  | Non-lead
026781 | APT REAR 1325 NEWTON ST |  | Polytube | Yes |  | 2023-05-04 |  | None | 1934 | Yes |  | 2023-05-04 |  | Non-lead
026782 | 29530 ENTERPRISE AVE |  | Polytube | Yes |  | 2022-12-01 |  | PVC | 1969 | Yes |  | 2022-12-01 |  | Non-lead
026783 | 29528 ENTERPRISE AVE |  | Polytube | Yes |  | 2022-12-01 |  | PVC | 1969 | Yes |  | 2022-12-01 |  | Non-lead
026784 | APT B REAR 323 PETRONIA ST |  | Polytube | Yes |  | 2023-05-04 |  | PVC | 1958 | Yes |  | 2023-05-04 |  | Non-lead
026787 | 1590 GARDENIA LN |  | Polytube | Yes |  | 2024-07-16 |  | PVC | 1979 | Yes |  | 2024-07-16 |  | Non-lead
026788 | 3 EMERALD DR |  | Polytube | Yes |  | 2022-08-31 |  | PVC | 1977 | Yes |  | 2022-08-31 |  | Non-lead
026789 | 22 ALLAMANDA TERR |  | Polytube | Yes |  | 2023-05-17 |  | PVC | 1977 | Yes |  | 2023-05-17 |  | Non-lead
026790 | 28356 COUNTY RD |  | Polytube | Yes |  | 2022-07-19 |  | PVC | 1976 | Yes |  | 2022-07-19 |  | Non-lead
026791 | D38 11TH AVE |  | Polytube | Yes |  | 2022-10-31 |  | PVC | 1977 | Yes |  | 2022-10-31 |  | Non-lead
026793 | 443 IXORA DR |  | Polytube | Yes |  | 2022-11-14 |  | PVC | 1977 | Yes |  | 2022-11-14 |  | Non-lead
026794 | 291 LEO LN |  | Polytube | Yes |  | 2022-09-26 |  | PVC | 1975 | Yes |  | 2022-09-26 |  | Non-lead
026795 | D44 11TH AVE |  | Polytube | Yes |  | 2024-05-15 |  | PVC | 1976 | Yes |  | 2024-05-15 |  | Non-lead
026796 | 937 E SHORE DR |  | Polytube | Yes |  | 2024-03-26 |  | PVC | 1976 | Yes |  | 2024-03-26 |  | Non-lead
026797 | 22958 PORT ROYAL LANE |  | Polytube | Yes |  | 2022-12-28 |  | PVC | 1977 | Yes |  | 2022-12-28 |  | Non-lead
026801 | 138 BURGUNDY DR |  | Copper | Yes |  | 2023-02-09 |  | PVC | 1979 | Yes |  | 2023-02-09 |  | Non-lead
026802 | 702 N SILVER CIRCLE |  | PVC | Yes |  | 2023-02-02 |  | PVC | 1978 | Yes |  | 2023-02-02 |  | Non-lead
026803 | 720 N EMERALD DR |  | Polytube | Yes |  | 2023-02-02 |  | PVC | 1979 | Yes |  | 2023-02-02 |  | Non-lead
026807 | 715 N JADE DR |  | PVC | Yes |  | 2023-02-02 |  | PVC | 1978 | Yes |  | 2023-02-02 |  | Non-lead
026808 | 517 N JADE DR |  | Polytube | Yes |  | 2023-02-02 |  | PVC | 1978 | Yes |  | 2023-02-02 |  | Non-lead
026810 | 611 N JADE DR |  | PVC | Yes |  | 2024-06-12 |  | PVC | 1978 | Yes |  | 2024-06-12 |  | Non-lead
026811 | 137 CORTEZ DR |  | Polytube | Yes |  | 2022-07-18 |  | PVC | 1979 | Yes |  | 2022-07-18 |  | Non-lead
026812 | 609 N JADE DR |  | PVC | Yes |  | 2023-02-02 |  | PVC | 1978 | Yes |  | 2023-02-02 |  | Non-lead
026813 | 146 NORMANDY DR |  | Polytube | Yes |  | 2023-02-02 |  | PVC | 1979 | Yes |  | 2023-02-02 |  | Non-lead
026814 | 62 JEWFISH AVE |  | Polytube | Yes |  | 2023-08-15 |  | PVC | 1977 | Yes |  | 2023-08-15 |  | Non-lead
026815 | 86700 OVERSEAS Hwy |  | Polytube | Yes |  | 2022-06-13 |  | PVC | 1979 | Yes |  | 2022-06-13 |  | Non-lead
026816 | 26 JUDY PL |  | Polytube | Yes |  | 2022-07-05 |  | PVC | 1960 | Yes |  | 2022-07-05 |  | Non-lead
026818 | 134 NORMANDY DR |  | Copper | Yes |  | 2023-02-02 |  | PVC | 1973 | Yes |  | 2023-02-02 |  | Non-lead
026819 | WALDORF PLAZA /F |  | Unknown, Non-Lead | No |  |  |  | No Piping | 1972 | No |  |  |  | Non-lead
026820 | 700 N SILVER CIRCLE |  | PVC | Yes |  | 2023-02-02 |  | PVC | 1978 | Yes |  | 2023-02-02 |  | Non-lead
026821 | 117 BURGUNDY DR |  | Polytube | Yes |  | 2023-02-09 |  | PVC | 1977 | Yes |  | 2023-02-09 |  | Non-lead
026822 | 717 N EMERALD DR |  | Polytube | Yes |  | 2023-02-02 |  | PVC | 1977 | Yes |  | 2023-02-02 |  | Non-lead
026824 | 811 N TOPAZ |  | PVC | Yes |  | 2023-02-02 |  | PVC | 1978 | Yes |  | 2023-02-02 |  | Non-lead
026825 | 806 N TOPAZ AVE |  | PVC | Yes |  | 2023-02-02 |  | PVC | 1977 | Yes |  | 2023-02-02 |  | Non-lead
026826 | 802 N TOPAZ AVE |  | PVC | Yes |  | 2023-02-02 |  | PVC | 1977 | Yes |  | 2023-02-02 |  | Non-lead
026828 | 178 LORELANE PL |  | Polytube | Yes |  | 2023-01-31 |  | PVC | 1977 | Yes |  | 2023-01-31 |  | Non-lead
026829 | 124 BAYVIEW ISLE DR |  | Polytube | Yes |  | 2022-05-19 |  | PVC | 1982 | Yes |  | 2022-05-19 |  | Non-lead
026830 | 40 SEXTON COVE RD |  | Polytube | No |  |  |  | PVC | 2006 | No |  |  |  | Non-lead
026831 | 118 LISBON CT |  | Polytube | Yes |  | 2022-06-30 |  | PVC | 1978 | Yes |  | 2022-06-30 |  | Non-lead
026832 | L70 154 PONCE DE LEON BLVD |  | Polytube | Yes |  | 2022-06-30 |  | PVC | 1986 | Yes |  | 2022-06-30 |  | Non-lead
026833 | 120 W PLAZA DEL SOL |  | Polytube | Yes |  | 2022-06-30 |  | PVC | 1982 | Yes |  | 2022-06-30 |  | Non-lead
026834 | 171 JASMINE ST |  | Polytube | Yes |  | 2022-06-16 |  | PVC | 1977 | Yes |  | 2022-06-16 |  | Non-lead
026835 | 105 PLAZA DEL SOL |  | Polytube | Yes |  | 2022-06-30 |  | PVC | 1978 | Yes |  | 2022-06-30 |  | Non-lead
026836 | 718 N SILVER CIRCLE |  | PVC | Yes |  | 2023-02-02 |  | PVC | 1978 | Yes |  | 2023-02-02 |  | Non-lead
026837 | 717 N JADE DR |  | Polytube | Yes |  | 2023-02-02 |  | PVC | 1978 | Yes |  | 2023-02-02 |  | Non-lead
026838 | 721 N JADE DR |  | Unknown, Non-Lead | Yes |  | 2018-09-07 |  | PVC | 2008 | Yes |  | 2018-09-07 |  | Non-lead
026839 | 614 N SILVER CIRCLE |  | PVC | Yes |  | 2023-02-02 |  | PVC | 1980 | Yes |  | 2023-02-02 |  | Non-lead
026840 | 601 N EMERALD DR |  | PVC | Yes |  | 2023-02-02 |  | PVC | 1977 | Yes |  | 2023-02-02 |  | Non-lead
026841 | 611 N EMERALD DR |  | Polytube | Yes |  | 2023-03-21 |  | PVC | 1978 | Yes |  | 2023-03-21 |  | Non-lead
026842 | 615 N EMERALD DR |  | PVC | Yes |  | 2023-02-02 |  | PVC | 1976 | Yes |  | 2023-02-02 |  | Non-lead
026843 | 621 N JADE DR |  | PVC | Yes |  | 2023-02-02 |  | PVC | 1977 | Yes |  | 2023-02-02 |  | Non-lead
026844 | 619 N JADE DR |  | PVC | Yes |  | 2023-02-02 |  | PVC | 1977 | Yes |  | 2023-02-02 |  | Non-lead
026845 | 607 N JADE DR |  | PVC | Yes |  | 2023-02-02 |  | PVC | 1978 | Yes |  | 2023-02-02 |  | Non-lead
026846 | 605 N JADE DR |  | Polytube | Yes |  | 2023-02-02 |  | PVC | 1978 | Yes |  | 2023-02-02 |  | Non-lead
026847 | 603 N JADE DR |  | Polytube | Yes |  | 2023-02-02 |  | PVC | 1978 | Yes |  | 2023-02-02 |  | Non-lead
026848 | 601 N JADE DR |  | Polytube | Yes |  | 2023-02-02 |  | PVC | 1978 | Yes |  | 2023-02-02 |  | Non-lead
026849 | 612 N EMERALD DR |  | Polytube | Yes |  | 2023-02-02 |  | PVC | 1977 | Yes |  | 2023-02-02 |  | Non-lead
026850 | 419 3RD ST |  | Polytube | Yes |  | 2022-10-17 |  | PVC | 1977 | Yes |  | 2022-10-17 |  | Non-lead
026851 | 614 N EMERALD DR |  | Polytube | Yes |  | 2024-05-23 |  | PVC | 1977 | Yes |  | 2024-05-23 |  | Non-lead
026852 | 613 N EMERALD DR |  | Polytube | Yes |  | 2023-02-02 |  | PVC | 1980 | Yes |  | 2023-02-02 |  | Non-lead
026853 | 130 E SHORE DR |  | Polytube | Yes |  | 2022-11-28 |  | PVC | 1968 | Yes |  | 2022-11-28 |  | Non-lead
026854 | 610 N EMERALD DR |  | PVC | Yes |  | 2023-04-04 |  | PVC | 1977 | Yes |  | 2023-04-04 |  | Non-lead
026855 | 609 N EMERALD DR |  | PVC | Yes |  | 2023-09-13 |  | PVC | 1977 | Yes |  | 2023-09-13 |  | Non-lead
026856 | 608 N EMERALD DR |  | PVC | Yes |  | 2024-03-25 |  | PVC | 1977 | Yes |  | 2024-03-25 |  | Non-lead
026857 | 607 N EMERALD DR |  | PVC | Yes |  | 2023-02-02 |  | PVC | 1977 | Yes |  | 2023-02-02 |  | Non-lead
026858 | 606 N EMERALD DR |  | PVC | Yes |  | 2024-05-20 |  | PVC | 1978 | Yes |  | 2024-05-20 |  | Non-lead
026859 | 605 N EMERALD DR |  | PVC | Yes |  | 2024-07-10 |  | PVC | 1977 | Yes |  | 2024-07-10 |  | Non-lead
026860 | 604 N EMERALD DR |  | PVC | Yes |  | 2023-02-02 |  | PVC | 1978 | Yes |  | 2023-02-02 |  | Non-lead
026861 | 603 N EMERALD DR |  | PVC | Yes |  | 2023-02-02 |  | PVC | 1977 | Yes |  | 2023-02-02 |  | Non-lead
026862 | 602 N EMERALD DR |  | PVC | Yes |  | 2023-02-02 |  | PVC | 1977 | Yes |  | 2023-02-02 |  | Non-lead
026863 | 600 N EMERALD DR |  | PVC | Yes |  | 2023-02-02 |  | PVC | 1977 | Yes |  | 2023-02-02 |  | Non-lead
026864 | 608 N SILVER CIR |  | PVC | Yes |  | 2023-02-02 |  | PVC | 1979 | Yes |  | 2023-02-02 |  | Non-lead
026865 | 612 N SILVER CR |  | PVC | Yes |  | 2023-02-02 |  | PVC | 1980 | Yes |  | 2023-02-02 |  | Non-lead
026866 | 714 N EMERALD DR |  | PVC | Yes |  | 2023-02-02 |  | PVC | 1977 | Yes |  | 2023-02-02 |  | Non-lead
026868 | 716 N EMERALD DR |  | PVC | Yes |  | 2023-06-07 |  | PVC | 1979 | Yes |  | 2023-06-07 |  | Non-lead
026870 | 712 N EMERALD DR |  | PVC | Yes |  | 2023-02-02 |  | PVC | 1977 | Yes |  | 2023-02-02 |  | Non-lead
026871 | 706 N EMERALD DR |  | PVC | Yes |  | 2023-02-02 |  | PVC | 1975 | Yes |  | 2023-02-02 |  | Non-lead
026872 | 711 N EMERALD DR |  | Polytube | Yes |  | 2023-02-02 |  | PVC | 1977 | Yes |  | 2023-02-02 |  | Non-lead
026873 | 709 N EMERALD DR |  | Polytube | Yes |  | 2024-07-10 |  | PVC | 1977 | Yes |  | 2024-07-10 |  | Non-lead
026874 | 708 N EMERALD DR |  | Polytube | Yes |  | 2024-03-25 |  | PVC | 1977 | Yes |  | 2024-03-25 |  | Non-lead
026875 | LOT A 321 WINDLEY RD |  | Polytube | Yes |  | 2023-05-04 |  | PVC | 1976 | Yes |  | 2023-05-04 |  | Non-lead
026876 | 3 S BOUNTY LN |  | Unknown, Non-Lead | Yes |  | 2022-03-28 |  | Unknown, Non-Lead | 2012 | Yes |  | 2022-03-28 |  | Non-lead
026877 | 158 IROQUOIS DR |  | Polytube | Yes |  | 2022-06-28 |  | PVC | 1970 | Yes |  | 2022-06-28 |  | Non-lead
026878 | 1002 SNAPPER LN |  | Polytube | Yes |  | 2023-03-17 |  | PVC | 1982 | Yes |  | 2023-03-17 |  | Non-lead
026879 | 123 BEE ST |  | Polytube | Yes |  | 2022-06-10 |  | PVC | 1977 | Yes |  | 2022-06-10 |  | Non-lead
026880 | 119 BEE ST |  | Polytube | Yes |  | 2022-06-10 |  | PVC | 1977 | Yes |  | 2022-06-10 |  | Non-lead
026881 | 442 PALM DR |  | Polytube | Yes |  | 2022-07-20 |  | PVC | 1977 | Yes |  | 2022-07-20 |  | Non-lead
026882 | 729 N JADE DR |  | Polytube | Yes |  | 2023-02-02 |  | PVC | 1978 | Yes |  | 2023-02-02 |  | Non-lead
026883 | 700 N EMERALD DR |  | PVC | Yes |  | 2023-02-02 |  | PVC | 1976 | Yes |  | 2023-02-02 |  | Non-lead
026884 | 128 ATLANTIC AVE |  | Polytube | Yes |  | 2022-07-20 |  | PVC | 1978 | Yes |  | 2022-07-20 |  | Non-lead
026885 | 16 BOWEN DR |  | Polytube | Yes |  | 2023-05-04 |  | PVC | 1977 | Yes |  | 2023-05-04 |  | Non-lead
026886 | 165 OCEAN SHORES DR |  | Polytube | Yes |  | 2023-02-15 |  | PVC | 1977 | Yes |  | 2023-02-15 |  | Non-lead
026887 | 104 VALENCIA DR |  | Polytube | Yes |  | 2022-06-15 |  | PVC | 1977 | Yes |  | 2022-06-15 |  | Non-lead
026888 | 123 HARBOR LN |  | Polytube | Yes |  | 2023-02-01 |  | PVC | 1979 | Yes |  | 2023-02-01 |  | Non-lead
026889 | 506 GEIGER CIR |  | Polytube | Yes |  | 2023-02-07 |  | PVC | 1982 | Yes |  | 2023-02-07 |  | Non-lead
026890 | 148 SUNRISE DR |  | Polytube | Yes |  | 2023-01-30 |  | PVC | 1977 | Yes |  | 2023-01-30 |  | Non-lead
026891 | 39 TARPON AVE |  | Polytube | Yes |  | 2022-07-25 |  | PVC | 1978 | Yes |  | 2022-07-25 |  | Non-lead
026892 | 1536 SHAW DR |  | Unknown, Non-Lead | Yes |  | 2018-04-09 |  | PVC | 1998 | Yes |  | 2018-04-09 |  | Non-lead
026893 | 520 PLANTE ST |  | Polytube | Yes |  | 2022-10-31 |  | PVC | 1975 | Yes |  | 2022-10-31 |  | Non-lead
026895 | 318 2ND TER |  | Polytube | Yes |  | 2022-08-04 |  | PVC | 1978 | Yes |  | 2022-08-04 |  | Non-lead
026897 | 930 LOBSTER LN |  | Polytube | Yes |  | 2024-08-14 |  | PVC | 1978 | Yes |  | 2024-08-14 |  | Non-lead
026898 | 180 LORELANE PL |  | Polytube | Yes |  | 2024-07-09 |  | PVC | 1977 | Yes |  | 2024-07-09 |  | Non-lead
026899 | 546 SOUND DR |  | Polytube | Yes |  | 2022-10-13 |  | PVC | 1977 | Yes |  | 2022-10-13 |  | Non-lead
026900 | 281 LANCE LN |  | Unknown, Non-Lead | No |  |  |  | Unknown, Non-Lead | 2020 | No |  |  |  | Non-lead
026901 | 7 COCONUT DR |  | Polytube | Yes |  | 2022-05-06 |  | PVC | 1977 | Yes |  | 2022-05-06 |  | Non-lead
026902 | 212 KEY HAVEN RD |  | Polytube | Yes |  | 2022-05-10 |  | PVC | 1979 | Yes |  | 2022-05-10 |  | Non-lead
026903 | 30053 PINE CHANNEL RD |  | Polytube | Yes |  | 2023-12-14 |  | PVC | 1977 | Yes |  | 2023-12-14 |  | Non-lead
026904 | 22978 PORT ROYAL LN |  | Polytube | Yes |  | 2024-03-11 |  | PVC | 1977 | Yes |  | 2024-03-11 |  | Non-lead
026905 | 29555 SARATOGA AVE |  | Polytube | Yes |  | 2022-12-05 |  | PVC | 1980 | Yes |  | 2022-12-05 |  | Non-lead
026906 | 464 CARIBBEAN DR E |  | Polytube | Yes |  | 2022-11-30 |  | PVC | 1973 | Yes |  | 2022-11-30 |  | Non-lead
026907 | L33 B4 29533 FLYING CLOUD AVE |  | Polytube | Yes |  | 2022-12-01 |  | PVC | 1977 | Yes |  | 2022-12-01 |  | Non-lead
026908 | 29546 ENTERPRISE AVE |  | Polytube | Yes |  | 2024-08-19 |  | PVC | 1974 | Yes |  | 2024-08-19 |  | Non-lead
026909 | APT UP 29548 ENTERPRISE AVE |  | Polytube | Yes |  | 2024-08-06 |  | PVC | 1974 | Yes |  | 2024-08-06 |  | Non-lead
026910 | 417 CACTUS DR |  | Polytube | Yes |  | 2022-05-09 |  | Copper | 1977 | Yes |  | 2022-05-09 |  | Non-lead
026911 | 14 PALMETTO AVE |  | Polytube | Yes |  | 2022-12-06 |  | PVC | 1977 | Yes |  | 2022-12-06 |  | Non-lead
026914 | 29513 CONSTITUTION AVE |  | Polytube | Yes |  | 2022-12-01 |  | PVC | 1977 | Yes |  | 2022-12-01 |  | Non-lead
026915 | 400 LAFITTE RD |  | Polytube | Yes |  | 2023-01-24 |  | PVC | 1978 | Yes |  | 2023-01-24 |  | Non-lead
026916 | 23063 WAHOO LN |  | Polytube | Yes |  | 2022-12-28 |  | PVC | 1978 | Yes |  | 2022-12-28 |  | Non-lead
026917 | 16810 TAMARIND RD |  | Polytube | Yes |  | 2022-07-11 |  | Polytube | 1976 | Yes |  | 2022-07-11 |  | Non-lead
026919 | LOT 9A 21601 4A OLD STATE RD |  | PVC | Yes |  | 2024-03-04 |  | PVC | 1933 | Yes |  | 2024-03-04 |  | Non-lead
026920 | L3 B62 3752 GUMBO LIMBO ST |  | Polytube | Yes |  | 2023-01-11 |  | Copper | 1977 | Yes |  | 2023-01-11 |  | Non-lead
026921 | 182 BLACKBEARD RD |  | Polytube | Yes |  | 2024-09-16 |  | PVC | 1986 | Yes |  | 2024-09-16 |  | Non-lead
026922 | 1970 N ROOSEVELT BLVD |  | Polytube | Yes |  | 2022-09-16 |  | PVC | 1976 | Yes |  | 2022-09-16 |  | Non-lead
026923 | 19139 PELICO RD |  | Unknown, Non-Lead | Yes |  | 2021-06-29 |  | Unknown, Non-Lead | 2019 | Yes |  | 2021-06-29 |  | Non-lead
026924 | 173 GALLEON LN |  | Polytube | Yes |  | 2022-11-07 |  | PVC | 1983 | Yes |  | 2022-11-07 |  | Non-lead
026925 | 31464 G AVE |  | Unknown, Non-Lead | No |  |  |  | Unknown, Non-Lead | 2020 | No |  |  |  | Non-lead
026926 | 1020 GRINNELL ST |  | Polytube | Yes |  | 2023-09-12 |  | PVC | 1938 | Yes |  | 2023-09-12 |  | Non-lead
026927 | 22710 BUCCANEER LANE |  | Polytube | Yes |  | 2023-11-30 |  | PVC | 1977 | Yes |  | 2023-11-30 |  | Non-lead
026928 | APT REAR 626 CAROLINE ST |  | Unknown | Yes |  | 2022-10-27 |  | PVC | 1948 | Yes |  | 2022-10-27 |  | Lead Status Unknown
026929 | SLIP T19 1801 N ROOSEVELT BLVD |  | PVC | Yes |  | 2022-07-11 |  | PVC | 1983 | Yes |  | 2022-07-11 |  | Non-lead
026930 | 1304 8TH ST |  | Polytube | Yes |  | 2024-03-07 |  | Polytube | 1976 | Yes |  | 2024-03-07 |  | Non-lead
026931 | 98 SIRIUS LANE |  | Polytube | Yes |  | 2023-04-13 |  | PVC | 2000 | Yes |  | 2023-04-13 |  | Non-lead
026932 | 23058 BLUEGILL LN |  | Polytube | Yes |  | 2022-09-23 |  | PVC | 1978 | Yes |  | 2022-09-23 |  | Non-lead
026933 | SLIP T30 1801 N ROOSEVELT BLVD |  | PVC | Yes |  | 2022-07-11 |  | PVC | 1983 | Yes |  | 2022-07-11 |  | Non-lead
026936 | 713 WINDSOR LN |  | Polytube | Yes |  | 2023-04-05 |  | PVC | 1933 | Yes |  | 2023-04-05 |  | Non-lead
026937 | 22461 MARACAIBO LN |  | Polytube | Yes |  | 2023-08-28 |  | PVC | 1978 | Yes |  | 2023-08-28 |  | Non-lead
026938 | 990 E CARIBBEAN DR |  | Polytube | Yes |  | 2023-04-24 |  | PVC | 1977 | Yes |  | 2023-04-24 |  | Non-lead
026939 | 6411 2ND TER |  | Polytube | Yes |  | 2024-08-29 |  | PVC |  | Yes |  | 2024-08-29 |  | Non-lead
026940 | APT REAR 2927 HARRIS AVE |  | Polytube | Yes |  | 2022-07-20 |  | PVC | 1958 | Yes |  | 2022-07-20 |  | Non-lead
026941 | APT 3 UP 533 WILLIAM ST |  | Polytube | Yes |  | 2023-01-04 |  | PVC | 1930 | Yes |  | 2023-01-04 |  | Non-lead
026942 | APT 1 DOWN 533 WILLIAM ST |  | Polytube | Yes |  | 2023-01-04 |  | PVC | 1930 | Yes |  | 2023-01-04 |  | Non-lead
026943 | 30023 PINE CHANNEL RD |  | Polytube | Yes |  | 2022-12-12 |  | PVC | 1977 | Yes |  | 2022-12-12 |  | Non-lead
026944 | 1626 SIRUGO AVE |  | Polytube | Yes |  | 2022-08-30 |  | PVC | 1976 | Yes |  | 2022-08-30 |  | Non-lead
026945 | APT REAR 307 JULIA ST |  | Polytube | Yes |  | 2023-08-11 |  | PVC | 1933 | Yes |  | 2023-08-11 |  | Non-lead
026946 | APT FRONT 415 AVE D |  | Polytube | Yes |  | 2023-07-17 |  | PVC | 1953 | Yes |  | 2023-07-17 |  | Non-lead
026947 | 969 E 75TH OCEAN ST |  | Polytube | Yes |  | 2024-10-04 |  | PVC | 1977 | Yes |  | 2024-10-04 |  | Non-lead
026948 | 119 SOUTH LAKE DR |  | Polytube | Yes |  | 2023-04-25 |  | PVC | 1977 | Yes |  | 2023-04-25 |  | Non-lead
026949 | D32 11TH AVE |  | Polytube | Yes |  | 2023-03-10 |  | PVC | 1977 | Yes |  | 2023-03-10 |  | Non-lead
026950 | 53 BARRY AVE |  | Polytube | Yes |  | 2023-01-24 |  | PVC | 1958 | Yes |  | 2023-01-24 |  | Non-lead
026951 | SLIP T25 1801 N ROOSEVELT BLVD |  | PVC | Yes |  | 2022-07-11 |  | PVC | 1983 | Yes |  | 2022-07-11 |  | Non-lead
026952 | 31020 AVE B |  | Polytube | Yes |  | 2022-07-15 |  | PVC | 1972 | Yes |  | 2022-07-15 |  | Non-lead
026953 | 17110 LA BRISA CT |  | Polytube | Yes |  | 2023-05-04 |  | PVC | 1978 | Yes |  | 2023-05-04 |  | Non-lead
026954 | LOT 06 21601 4A OLD STATE RD |  | PVC | Yes |  | 2022-12-29 |  | PVC | 1933 | Yes |  | 2022-12-29 |  | Non-lead
026955 | 23083 WAHOO LN |  | Polytube | Yes |  | 2022-12-28 |  | PVC | 1977 | Yes |  | 2022-12-28 |  | Non-lead
026956 | 463 E CARIBBEAN DR |  | Polytube | Yes |  | 2017-07-05 |  | PVC | 1984 | Yes |  | 2017-07-05 |  | Non-lead
026957 | 27415 ST LUCIE LN |  | Polytube | Yes |  | 2023-05-04 |  | PVC | 1976 | Yes |  | 2023-05-04 |  | Non-lead
026959 | D45 11TH AVE |  | Polytube | Yes |  | 2021-06-24 |  | PVC | 1976 | Yes |  | 2021-06-24 |  | Non-lead
026960 | #4 811 UNITED ST |  | Polytube | Yes |  | 2024-05-16 |  | Polytube | 1938 | Yes |  | 2024-05-16 |  | Non-Lead
026961 | APT 3 811 UNITED ST |  | Polytube | Yes |  | 2022-03-16 |  | Polytube | 1938 | Yes |  | 2022-03-16 |  | Non-lead
026962 | UNIT 1 811 UNITED ST |  | Polytube | Yes |  | 2022-03-16 |  | Unknown | 1938 | Yes |  | 2022-03-16 |  | Lead Status Unknown
026963 | BLDG C 201 COPPITT RD |  | PVC | Yes |  | 2023-11-28 |  | PVC | 1974 | Yes |  | 2023-11-28 |  | Non-lead
026964 | 40 HIGH POINT RD |  | Polytube | Yes |  | 2023-03-06 |  | PVC | 1974 | Yes |  | 2023-03-06 |  | Non-lead
026965 | 1019 18TH ST |  | Polytube | Yes |  | 2022-07-20 |  | Copper | 1977 | Yes |  | 2022-07-20 |  | Non-lead
026966 | 25331 E SHORE DR |  | Polytube | Yes |  | 2023-04-25 |  | PVC |  | Yes |  | 2023-04-25 |  | Non-lead
026967 | 118 W SHORE DR |  | Polytube | Yes |  | 2023-04-25 |  | PVC | 1958 | Yes |  | 2023-04-25 |  | Non-lead
026968 | 17150 AMBERJACK LN |  | Polytube | Yes |  | 2022-07-12 |  | PVC | 1977 | Yes |  | 2022-07-12 |  | Non-lead
026969 | 23046 TARPON LN |  | Polytube | Yes |  | 2022-12-28 |  | PVC | 1977 | Yes |  | 2022-12-28 |  | Non-lead
026970 | 31466 C AVE |  | Polytube | Yes |  | 2024-04-22 |  | PVC | 1968 | Yes |  | 2024-04-22 |  | Non-lead
026971 | 1571 GARDENIA LANE |  | Polytube | Yes |  | 2022-12-15 |  | PVC | 1977 | Yes |  | 2022-12-15 |  | Non-lead
026972 | 1649 GARDENIA LANE |  | Polytube | Yes |  | 2023-10-17 |  | PVC | 1977 | Yes |  | 2023-10-17 |  | Non-lead
026973 | 6 DOLPHIN RD |  | Polytube | Yes |  | 2023-10-25 |  | PVC | 1972 | Yes |  | 2023-10-25 |  | Non-lead
026974 | 155 LAFITTE RD |  | Polytube | Yes |  | 2024-09-19 |  | PVC | 1984 | Yes |  | 2024-09-19 |  | Non-lead
026976 | 16710 CYPRESS RD |  | Polytube | Yes |  | 2022-07-11 |  | PVC | 1977 | Yes |  | 2022-07-11 |  | Non-lead
026977 | 17326 KEYSTONE RD |  | Polytube | Yes |  | 2024-06-25 |  | PVC | 1977 | Yes |  | 2024-06-25 |  | Non-lead
026978 | 2835 FLAGLER AVE |  | Polytube | Yes |  | 2023-05-04 |  | PVC | 1958 | Yes |  | 2023-05-04 |  | Non-lead
026979 | 23087 BLUEGILL |  | Polytube | Yes |  | 2022-11-17 |  | PVC | 1979 | Yes |  | 2022-11-17 |  | Non-lead
026980 | 30945 AVE A |  | Copper | Yes |  | 2024-05-31 |  | PVC | 1978 | Yes |  | 2024-05-31 |  | Non-lead
026981 | 485 SOUTH POINT DR |  | Polytube | Yes |  | 2022-07-08 |  | Copper | 1980 | Yes |  | 2022-07-08 |  | Non-lead
026982 | 19239 BAD GEORGE RD |  | Unknown, Non-Lead | Yes |  | 2024-10-01 |  | Unknown, Non-Lead | 2020 | Yes |  | 2024-10-01 |  | Non-lead
026983 | APT 4 1121 WATSON ST |  | Polytube | Yes |  | 2023-03-23 |  | PVC | 1958 | Yes |  | 2023-03-23 |  | Non-lead
026984 | APT B 603 SOUTHARD ST |  | Polytube | No |  |  |  | Polytube | 1958 | No |  |  |  | Non-lead
026985 | APT D 603 SOUTHARD ST |  | Polytube | Yes |  | 2021-01-28 |  | Polytube | 1938 | Yes |  | 2021-01-28 |  | Non-Lead
026986 | APT A 603 SOUTHARD ST |  | Polytube | Yes |  | 2021-11-03 |  | Polytube | 1958 | Yes |  | 2021-11-03 |  | Non-Lead
026987 | 30825 WITTERS LANE |  | Polytube | Yes |  | 2022-11-28 |  | PVC | 1979 | Yes |  | 2022-11-28 |  | Non-lead
026988 | 11 COCONUT DR |  | Polytube | Yes |  | 2022-11-07 |  | PVC | 1977 | Yes |  | 2022-11-07 |  | Non-lead
026989 | BLDG B 201 COPPITT RD |  | Polytube | Yes |  | 2023-09-20 |  | PVC | 1974 | Yes |  | 2023-09-20 |  | Non-lead
026990 | 23027 SAILFISH LN |  | Polytube | Yes |  | 2024-07-23 |  | PVC | 1977 | Yes |  | 2024-07-23 |  | Non-lead
026991 | 27348 HAITI LN |  | Polytube | Yes |  | 2024-06-26 |  | PVC | 1976 | Yes |  | 2024-06-26 |  | Non-lead
026992 | D4 10TH AVE |  | Unknown, Non-Lead | Yes |  | 2024-09-25 |  | Unknown, Non-Lead | 1994 | Yes |  | 2024-09-25 |  | Non-lead
026993 | 21251 OLD STATE 4A RD |  | Polytube | Yes |  | 2022-12-29 |  | PVC | 1976 | Yes |  | 2022-12-29 |  | Non-lead
026994 | 22 SAPPHIRE DR |  | Polytube | Yes |  | 2023-08-29 |  | PVC | 1977 | Yes |  | 2023-08-29 |  | Non-lead
026995 | 1010 KENNEDY DR |  | Polytube | Yes |  | 2024-08-22 |  | PVC | 1973 | Yes |  | 2024-08-22 |  | Non-lead
026996 | 1010 KENNEDY DR |  | Polytube | Yes |  | 2023-05-04 |  | Copper | 1973 | Yes |  | 2023-05-04 |  | Non-lead
026997 | 1010 KENNEDY DR |  | Polytube | Yes |  | 2023-01-31 |  | PVC | 1978 | Yes |  | 2023-01-31 |  | Non-lead
026999 | D37 11TH AVE |  | Polytube | Yes |  | 2023-03-10 |  | PVC | 1977 | Yes |  | 2023-03-10 |  | Non-lead
027000 | D40 11TH AVE |  | Polytube | Yes |  | 2024-09-09 |  | PVC | 1977 | Yes |  | 2024-09-09 |  | Non-lead
027001 | 25 N CHANNEL DR |  | Copper | Yes |  | 2022-11-29 |  | PVC | 1977 | Yes |  | 2022-11-29 |  | Non-lead
027002 | 117 GARDENIA ST |  | Polytube | Yes |  | 2023-05-24 |  | PVC | 1977 | Yes |  | 2023-05-24 |  | Non-lead
027003 | 61 AVE C |  | Polytube | Yes |  | 2023-01-05 |  | PVC | 1982 | Yes |  | 2023-01-05 |  | Non-lead
027004 | 239 OJIBWAY AVE |  | Polytube | Yes |  | 2022-06-03 |  | PVC | 1977 | Yes |  | 2022-06-03 |  | Non-lead
027005 | 318 NORTH DR |  | Polytube | Yes |  | 2024-10-01 |  | PVC | 1977 | Yes |  | 2024-10-01 |  | Non-lead
027006 | 104615 OVERSEAS HWY |  | Polytube | Yes |  | 2023-03-16 |  | PVC | 1977 | Yes |  | 2023-03-16 |  | Non-lead
027007 | 227 JAMES AVE |  | Unknown, Non-Lead | No |  |  |  | Unknown, Non-Lead | 2007 | No |  |  |  | Non-lead
027008 | 98600 N OVERSEAS BOUND AM HWY |  | Polytube | Yes |  | 2023-01-30 |  | PVC | 1948 | Yes |  | 2023-01-30 |  | Non-lead
027009 | 758 MUSA DR |  | Polytube | Yes |  | 2023-02-09 |  | PVC | 1976 | Yes |  | 2023-02-09 |  | Non-lead
027010 | 70 CORAL DR |  | Polytube | Yes |  | 2022-11-29 |  | PVC | 1977 | Yes |  | 2022-11-29 |  | Non-lead
027011 | 600 N JADE DR |  | PVC | Yes |  | 2023-02-02 |  | PVC | 1978 | Yes |  | 2023-02-02 |  | Non-lead
027012 | 145 BAYVIEW Dr |  | Copper | Yes |  | 2022-10-31 |  | PVC | 1978 | Yes |  | 2022-10-31 |  | Non-lead
027014 | 99696 OVERSEAS HWY |  | Polytube | Yes |  | 2023-02-06 |  | PVC | 1977 | Yes |  | 2023-02-06 |  | Non-lead
027015 | 707 N EMERALD DR |  | PVC | Yes |  | 2023-06-02 |  | PVC | 1978 | Yes |  | 2023-06-02 |  | Non-lead
027016 | L4 B3 HOLIDAY BLVD |  | Polytube | Yes |  | 2023-02-03 |  | PVC | 1977 | Yes |  | 2023-02-03 |  | Non-lead
027017 | 706 N SILVER CIR |  | PVC | Yes |  | 2023-02-02 |  | PVC | 1977 | Yes |  | 2023-02-02 |  | Non-lead
027018 | 7 N BOUNTY LN |  | Copper | Yes |  | 2023-01-31 |  | PVC | 1976 | Yes |  | 2023-01-31 |  | Non-lead
027019 | HOUSE 198 HARBORVIEW DR |  | Polytube | Yes |  | 2023-08-16 |  | PVC | 1949 | Yes |  | 2023-08-16 |  | Non-lead
027020 | BUILDING 2 100 IROQUOIS DR |  | Polytube | Yes |  | 2022-06-30 |  | PVC | 1973 | Yes |  | 2022-06-30 |  | Non-lead
027021 | 200 CANAL LTS2&3 B16 ST |  | Polytube | Yes |  | 2022-07-20 |  | PVC | 1978 | Yes |  | 2022-07-20 |  | Non-lead
027022 | 794 NARRAGANSETT LN |  | Polytube | Yes |  | 2023-05-04 |  | PVC | 1977 | Yes |  | 2023-05-04 |  | Non-lead
027023 | 1119 GRAND ST |  | Polytube | Yes |  | 2023-02-01 |  | PVC | 1978 | Yes |  | 2023-02-01 |  | Non-lead
027024 | 9 MIAMI DR |  | Polytube | Yes |  | 2023-07-26 |  | PVC | 1977 | Yes |  | 2023-07-26 |  | Non-lead
027025 | 11 N BOUNTY LN |  | Polytube | Yes |  | 2023-04-05 |  | PVC | 1980 | Yes |  | 2023-04-05 |  | Non-lead
027026 | 138 NORMANDY DR |  | Copper | Yes |  | 2023-02-02 |  | PVC | 1973 | Yes |  | 2023-02-02 |  | Non-lead
027027 | 62 AVENUE A |  | Polytube | Yes |  | 2023-01-05 |  | PVC | 1970 | Yes |  | 2023-01-05 |  | Non-lead
027029 | 109 BURGUNDY DR |  | Polytube | Yes |  | 2023-02-09 |  | PVC | 1976 | Yes |  | 2023-02-09 |  | Non-lead
027030 | 310 BELMONT LN |  | Unknown, Non-Lead | Yes |  | 2021-06-10 |  | Unknown, Non-Lead | 2002 | Yes |  | 2021-06-10 |  | Non-lead
027031 | 107 IVANHOE CT |  | Polytube | Yes |  | 2022-05-19 |  | PVC | 1977 | Yes |  | 2022-05-19 |  | Non-lead
027032 | 13 PARK DR |  | Polytube | Yes |  | 2022-11-17 |  | PVC | 1977 | Yes |  | 2022-11-17 |  | Non-lead
027033 | 501 N RUBY AVE |  | PVC | Yes |  | 2023-02-02 |  | PVC | 1983 | Yes |  | 2023-02-02 |  | Non-lead
027034 | 5 TRANSYLVANIA AVE |  | Polytube | Yes |  | 2022-10-31 |  | Polytube | 1977 | Yes |  | 2022-10-31 |  | Non-lead
027035 | 115 MANGROVE SUNSET ACRES LN |  | Polytube | Yes |  | 2022-07-19 |  | PVC | 1974 | Yes |  | 2022-07-19 |  | Non-lead
027036 | 15 POMPANO AVE |  | Polytube | Yes |  | 2022-07-25 |  | PVC | 1978 | Yes |  | 2022-07-25 |  | Non-lead
027037 | 703 N EMERALD DR |  | PVC | Yes |  | 2023-02-02 |  | PVC | 1976 | Yes |  | 2023-02-02 |  | Non-lead
027038 | 704 N EMERALD DR |  | PVC | Yes |  | 2023-02-02 |  | PVC | 1975 | Yes |  | 2023-02-02 |  | Non-lead
027039 | 293 BURGUNDY DR |  | Polytube | Yes |  | 2023-02-07 |  | PVC | 1982 | Yes |  | 2023-02-07 |  | Non-lead
027040 | 505 N RUBY AVE |  | PVC | Yes |  | 2023-02-02 |  | PVC | 1977 | Yes |  | 2023-02-02 |  | Non-lead
027041 | 507 N RUBY DR |  | PVC | Yes |  | 2023-02-02 |  | PVC | 1977 | Yes |  | 2023-02-02 |  | Non-lead
027042 | 509 N RUBY AVE |  | PVC | Yes |  | 2024-08-14 |  | PVC | 1978 | Yes |  | 2024-08-14 |  | Non-lead
027043 | 804 S EMERALD DR |  | Polytube | Yes |  | 2023-02-02 |  | PVC | 1979 | Yes |  | 2023-02-02 |  | Non-lead
027044 | 633 N JADE DR |  | PVC | Yes |  | 2023-02-02 |  | PVC | 1978 | Yes |  | 2023-02-02 |  | Non-lead
027045 | 511 N RUBY AVE |  | Polytube | Yes |  | 2023-02-02 |  | PVC | 1978 | Yes |  | 2023-02-02 |  | Non-lead
027047 | 114 NORMANDY DR |  | Polytube | Yes |  | 2023-11-21 |  | PVC | 1973 | Yes |  | 2023-11-21 |  | Non-lead
027048 | 194 NORMANDY DR |  | Polytube | Yes |  | 2023-02-02 |  | PVC | 1970 | Yes |  | 2023-02-02 |  | Non-lead
027049 | 198 NORMANDY DR |  | Polytube | Yes |  | 2023-02-02 |  | PVC | 1979 | Yes |  | 2023-02-02 |  | Non-lead
027050 | 190 NORMANDY DR |  | Polytube | Yes |  | 2023-02-02 |  | PVC | 1970 | Yes |  | 2023-02-02 |  | Non-lead
027051 | 150 CANAL ST |  | Copper | Yes |  | 2022-06-10 |  | PVC | 1978 | Yes |  | 2022-06-10 |  | Non-lead
027052 | 923 S JADE DR |  | Polytube | Yes |  | 2023-02-02 |  | PVC | 1979 | Yes |  | 2023-02-02 |  | Non-lead
027054 | 900 S EMERALD DR |  | Polytube | Yes |  | 2024-06-21 |  | PVC | 1979 | Yes |  | 2024-06-21 |  | Non-lead
027055 | 820 S JADE DR |  | Polytube | Yes |  | 2024-09-11 |  | PVC | 1979 | Yes |  | 2024-09-11 |  | Non-lead
027056 | 820 S EMERALD DR |  | Unknown, Non-Lead | Yes |  | 2018-12-18 |  | PVC | 2008 | Yes |  | 2018-12-18 |  | Non-lead
027057 | 800 S JADE DR |  | PVC | Yes |  | 2023-02-02 |  | PVC | 1979 | Yes |  | 2023-02-02 |  | Non-lead
027059 | 801 S JADE DR |  | Polytube | Yes |  | 2023-02-02 |  | PVC | 1979 | Yes |  | 2023-02-02 |  | Non-lead
027060 | 936 S TOPAZ AVE |  | Polytube | Yes |  | 2023-02-02 |  | PVC | 1979 | Yes |  | 2023-02-02 |  | Non-lead
027061 | 924 S TOPAZ AVE |  | Polytube | Yes |  | 2023-02-02 |  | PVC | 1979 | Yes |  | 2023-02-02 |  | Non-lead
027064 | 809 S RUBY DR |  | PVC | Yes |  | 2023-02-02 |  | PVC | 1979 | Yes |  | 2023-02-02 |  | Non-lead
027065 | 930 S SILVER CR |  | Polytube | Yes |  | 2024-09-20 |  | PVC | 1980 | Yes |  | 2024-09-20 |  | Non-lead
027066 | 801 S EMERALD DR |  | PVC | Yes |  | 2023-02-02 |  | PVC | 1980 | Yes |  | 2023-02-02 |  | Non-lead
027067 | 800 N EMERALD DR |  | Polytube | Yes |  | 2023-02-02 |  | PVC | 1979 | Yes |  | 2023-02-02 |  | Non-lead
027068 | #1 102481 OVERSEAS HWY |  | Polytube | Yes |  | 2023-02-08 |  | PVC | 1964 | Yes |  | 2023-02-08 |  | Non-lead
027069 | 615 N JADE DR |  | PVC | Yes |  | 2024-04-04 |  | PVC | 1978 | Yes |  | 2024-04-04 |  | Non-lead
027071 | 616 N SILVER CR |  | PVC | Yes |  | 2024-08-14 |  | PVC | 1977 | Yes |  | 2024-08-14 |  | Non-lead
027072 | 623 N JADE DR |  | PVC | Yes |  | 2024-07-10 |  | PVC | 1979 | Yes |  | 2024-07-10 |  | Non-lead
027073 | 629 N JADE DR |  | PVC | Yes |  | 2023-02-02 |  | PVC | 1978 | Yes |  | 2023-02-02 |  | Non-lead
027074 | 631 N JADE DR |  | PVC | Yes |  | 2023-02-02 |  | PVC | 1978 | Yes |  | 2023-02-02 |  | Non-lead
027076 | 10 N BOUNTY LN |  | Polytube | Yes |  | 2024-02-26 |  | PVC | 1977 | Yes |  | 2024-02-26 |  | Non-lead
027077 | 151 STARFISH LN |  | Unknown, Non-Lead | Yes |  | 2019-07-31 |  | PVC | 2021 | Yes |  | 2019-07-31 |  | Non-lead
027078 | 261 NORMANDY DR |  | Polytube | Yes |  | 2023-02-02 |  | PVC | 1976 | Yes |  | 2023-02-02 |  | Non-lead
027079 | 21 N CHANNEL DR |  | Polytube | Yes |  | 2022-12-05 |  | PVC | 1977 | Yes |  | 2022-12-05 |  | Non-lead
027080 | 302 LITTLE MISS MUFF |  | PVC | Yes |  | 2022-09-19 |  | Polytube | 1984 | Yes |  | 2022-09-19 |  | Non-lead
027081 | 154 KEY HEIGHTS DR |  | Polytube | Yes |  | 2022-06-14 |  | PVC | 1972 | Yes |  | 2022-06-14 |  | Non-lead
027082 | 92720 OVERSEAS PT HWY |  | Polytube | Yes |  | 2023-02-13 |  | PVC | 1976 | Yes |  | 2023-02-13 |  | Non-lead
027083 | L12 B9 12 SILVER SPRINGS DR |  | Copper | Yes |  | 2022-11-17 |  | PVC | 1984 | Yes |  | 2022-11-17 |  | Non-lead
027084 | 21 BONITA AVE |  | Polytube | Yes |  | 2023-05-04 |  | PVC | 1977 | Yes |  | 2023-05-04 |  | Non-lead
027085 | 156 SEVERINO DR |  | Polytube | Yes |  | 2022-06-10 |  | PVC | 1977 | Yes |  | 2022-06-10 |  | Non-lead
027086 | 47 E BEACH RD |  | Polytube | Yes |  | 2022-07-20 |  | PVC | 1978 | Yes |  | 2022-07-20 |  | Non-lead
027087 | 128 OLD FASHION L2 B RD |  | Polytube | Yes |  | 2022-05-19 |  | PVC | 1978 | Yes |  | 2022-05-19 |  | Non-lead
027088 | LOT 10 80900 OLD HWY |  | PVC | Yes |  | 2022-06-22 |  | PVC | 1961 | Yes |  | 2022-06-22 |  | Non-lead
027089 | LOT 12 80900 OLD HWY |  | PVC | Yes |  | 2022-06-22 |  | PVC | 1961 | Yes |  | 2022-06-22 |  | Non-lead
027090 | 145 NORMANDY DR |  | Polytube | Yes |  | 2023-02-02 |  | PVC | 1975 | Yes |  | 2023-02-02 |  | Non-lead
027091 | 32 GORDON CR |  | Polytube | Yes |  | 2023-03-29 |  | PVC | 1976 | Yes |  | 2023-03-29 |  | Non-lead
027092 | 227 SILVER LAKE DR |  | Polytube | Yes |  | 2022-11-01 |  | PVC | 1978 | Yes |  | 2022-11-01 |  | Non-lead
027093 | 401 MAHOGANY CIR |  | Polytube | Yes |  | 2023-01-31 |  | PVC | 1978 | Yes |  | 2023-01-31 |  | Non-lead
027095 | 9 BUNTING DR |  | Polytube | Yes |  | 2023-05-04 |  | PVC | 1977 | Yes |  | 2023-05-04 |  | Non-lead
027096 | 347 OLEANDER DR |  | Polytube | Yes |  | 2023-02-13 |  | PVC | 1973 | Yes |  | 2023-02-13 |  | Non-lead
027097 | 148 S AIRPORT RD |  | Polytube | Yes |  | 2022-05-12 |  | PVC | 1978 | Yes |  | 2022-05-12 |  | Non-lead
027098 | 713 N JADE DR |  | Polytube | Yes |  | 2023-02-02 |  | PVC | 1985 | Yes |  | 2023-02-02 |  | Non-lead
027099 | 401 BOWIE LN |  | Polytube | Yes |  | 2022-06-01 |  | PVC | 1974 | Yes |  | 2022-06-01 |  | Non-lead
027101 | L32&33 412 W SHORE DR |  | Polytube | Yes |  | 2023-04-25 |  | PVC | 1977 | Yes |  | 2023-04-25 |  | Non-lead
027102 | 77 LAKE DR |  | Polytube | Yes |  | 2023-04-25 |  | PVC | 1977 | Yes |  | 2023-04-25 |  | Non-lead
027103 | 1538 PANDORA LN |  | Polytube | Yes |  | 2022-12-15 |  | Polytube | 1977 | Yes |  | 2022-12-15 |  | Non-lead
027104 | 3662 TROPIC ST |  | Polytube | Yes |  | 2023-01-11 |  | PVC | 1977 | Yes |  | 2023-01-11 |  | Non-lead
027105 | 6651 MALONEY AVE |  | Polytube | Yes |  | 2023-03-06 |  | PVC | 1978 | Yes |  | 2023-03-06 |  | Non-lead
027107 | SLIP T04 1801 N ROOSEVELT BLVD |  | PVC | Yes |  | 2022-07-11 |  | PVC | 1983 | Yes |  | 2022-07-11 |  | Non-lead
027108 | 3700 PEARLMAN CT |  | Polytube | Yes |  | 2022-06-17 |  | PVC | 1978 | Yes |  | 2022-06-17 |  | Non-lead
027109 | LT1&2 136 SPANISH MAIN DR |  | Polytube | Yes |  | 2022-12-28 |  | PVC | 1977 | Yes |  | 2022-12-28 |  | Non-lead
027110 | 16790 CYPRESS RD |  | Unknown, Non-Lead | No |  |  |  | Unknown, Non-Lead | 2010 | No |  |  |  | Non-lead
027111 | 31342 D AVE |  | Polytube | Yes |  | 2022-11-08 |  | PVC | 1974 | Yes |  | 2022-11-08 |  | Non-lead
027112 | 325 THIRD RD |  | Polytube | Yes |  | 2022-10-17 |  | PVC | 1977 | Yes |  | 2022-10-17 |  | Non-lead
027113 | 3703 PEARLMAN CT |  | Polytube | Yes |  | 2022-06-17 |  | Copper | 1976 | Yes |  | 2022-06-17 |  | Non-lead
027114 | 3713 DONALD AVE |  | Polytube | Yes |  | 2022-06-22 |  | PVC | 1976 | Yes |  | 2022-06-22 |  | Non-lead
027115 | 31581 AVENUE A |  | Polytube | Yes |  | 2022-07-15 |  | PVC |  | Yes |  | 2022-07-15 |  | Non-lead
027118 | 30035 ANGELFISH RD |  | Polytube | Yes |  | 2022-12-08 |  | PVC | 1977 | Yes |  | 2022-12-08 |  | Non-lead
027121 | 17126 WAHOO LN |  | Polytube | Yes |  | 2023-05-04 |  | PVC | 1977 | Yes |  | 2023-05-04 |  | Non-lead
027122 | LOT 3 936 CRANE BLVD |  | Polytube | Yes |  | 2020-08-03 |  | PVC | 1977 | Yes |  | 2020-08-03 |  | Non-lead
027123 | 216 KEY HAVEN RD |  | Polytube | Yes |  | 2023-12-12 |  | PVC | 1977 | Yes |  | 2023-12-12 |  | Non-lead
027124 | 918 GULF DR |  | Polytube | Yes |  | 2022-12-29 |  | PVC | 1977 | Yes |  | 2022-12-29 |  | Non-lead
027125 | 930 BAY DR |  | Polytube | Yes |  | 2022-12-29 |  | PVC | 1977 | Yes |  | 2022-12-29 |  | Non-lead
027134 | 1113 E CARIBBEAN DR |  | Polytube | Yes |  | 2023-04-24 |  | PVC | 1977 | Yes |  | 2023-04-24 |  | Non-lead
027135 | 29429 INDEPENDENCE AVE |  | Polytube | Yes |  | 2022-12-05 |  | PVC | 1974 | Yes |  | 2022-12-05 |  | Non-lead
027136 | 428 BLACKBEARD RD |  | Polytube | Yes |  | 2023-01-24 |  | PVC | 1979 | Yes |  | 2023-01-24 |  | Non-lead
027137 | 413 GREENE ST |  | Polytube | Yes |  | 2022-12-02 |  | Copper | 1978 | Yes |  | 2022-12-02 |  | Non-lead
027138 | D34 11TH AVE |  | Polytube | Yes |  | 2023-10-25 |  | PVC | 1977 | Yes |  | 2023-10-25 |  | Non-lead
027139 | 215 PUEBLO ST |  | Polytube | Yes |  | 2024-09-11 |  | PVC | 1977 | Yes |  | 2024-09-11 |  | Non-lead
027140 | D39 11TH AVE |  | Polytube | Yes |  | 2023-03-10 |  | PVC | 1977 | Yes |  | 2023-03-10 |  | Non-lead
027141 | 685 LAFITTE RD |  | Polytube | Yes |  | 2023-01-23 |  | PVC | 1979 | Yes |  | 2023-01-23 |  | Non-lead
027143 | 23080 BONITA LN |  | Polytube | Yes |  | 2023-09-01 |  | PVC | 1977 | Yes |  | 2023-09-01 |  | Non-lead
027144 | 1360 SUGARLOAF BLVD |  | Polytube | Yes |  | 2023-05-04 |  | PVC | 1978 | Yes |  | 2023-05-04 |  | Non-lead
027145 | 877 E CARIBBEAN DR |  | Unknown, Non-Lead | Yes |  | 2018-04-10 |  | PVC | 1988 | Yes |  | 2018-04-10 |  | Non-lead
027146 | 398 BALIDO ST |  | Polytube | Yes |  | 2023-03-10 |  | PVC | 1960 | Yes |  | 2023-03-10 |  | Non-lead
027147 | 22876 PORT ROYAL LANE |  | Polytube | Yes |  | 2023-10-16 |  | PVC | 1980 | Yes |  | 2023-10-16 |  | Non-lead
027148 | 17068 FLYING FISH LN |  | Polytube | Yes |  | 2022-07-12 |  | PVC | 1977 | Yes |  | 2022-07-12 |  | Non-lead
027149 | 24318 W CARRIBEAN DR |  | Polytube | Yes |  | 2023-05-26 |  | PVC | 1978 | Yes |  | 2023-05-26 |  | Non-lead
027150 | 1065 BOCA CHICA RD |  | Polytube | Yes |  | 2022-09-26 |  | PVC | 1978 | Yes |  | 2022-09-26 |  | Non-lead
027151 | D28 11TH AVE |  | Polytube | Yes |  | 2023-09-27 |  | PVC | 1977 | Yes |  | 2023-09-27 |  | Non-lead
027152 | 28240 COUNTY RD |  | Unknown, Non-Lead | No |  |  |  | Unknown, Non-Lead | 2018 | No |  |  |  | Non-lead
027153 | 27392 ANGULIA LANE |  | Polytube | Yes |  | 2022-07-25 |  | PVC | 1979 | Yes |  | 2022-07-25 |  | Non-lead
027154 | 621 UNITED ST |  | Polytube | Yes |  | 2023-04-25 |  | PVC | 1965 | Yes |  | 2023-04-25 |  | Non-lead
027155 | D36 11TH AVE |  | Polytube | Yes |  | 2023-03-08 |  | PVC | 1977 | Yes |  | 2023-03-08 |  | Non-lead
027156 | 17062 STARFISH LN W |  | Polytube | Yes |  | 2022-06-30 |  | PVC | 1979 | Yes |  | 2022-06-30 |  | Non-lead
027157 | D29 11TH AVE |  | Polytube | Yes |  | 2023-03-08 |  | PVC | 1977 | Yes |  | 2023-03-08 |  | Non-lead
027158 | D33 11TH AVE |  | Polytube | Yes |  | 2023-03-08 |  | PVC | 1977 | Yes |  | 2023-03-08 |  | Non-lead
027159 | 583 LA FITTE RD |  | Polytube | Yes |  | 2023-01-23 |  | PVC | 1985 | Yes |  | 2023-01-23 |  | Non-lead
027160 | 162 CEDAR LN |  | Polytube | Yes |  | 2022-07-11 |  | PVC | 1978 | Yes |  | 2022-07-11 |  | Non-lead
027163 | 3 TAMARIND DR |  | Unknown | Yes |  | 2024-02-16 |  | Unknown | 1978 | Yes |  | 2024-02-16 |  | Lead Status Unknown
027164 | 28570 DOUBLOON RD |  | Polytube | Yes |  | 2023-01-23 |  | PVC | 1983 | Yes |  | 2023-01-23 |  | Non-lead
027165 | 8 BEECHWOOD DR |  | Polytube | Yes |  | 2023-06-28 |  | Copper | 1978 | Yes |  | 2023-06-28 |  | Non-lead
027166 | 17 BOUGAINVILLEA AVE |  | Polytube | Yes |  | 2022-11-07 |  | PVC | 1978 | Yes |  | 2022-11-07 |  | Non-lead
027167 | UNIT B UP 1112 SOUTHARD ST |  | Unknown | Yes |  | 2023-01-04 |  | PVC | 1948 | Yes |  | 2023-01-04 |  | Lead Status Unknown
027168 | D35 11TH AVE |  | Polytube | Yes |  | 2023-03-08 |  | PVC | 1977 | Yes |  | 2023-03-08 |  | Non-lead
027170 | SLIP M28 1801 N ROOSEVELT BLVD |  | Polytube | Yes |  | 2023-02-27 |  | PVC | 1983 | Yes |  | 2023-02-27 |  | Non-lead
027171 | 16 SAPPHIRE DR |  | Polytube | Yes |  | 2024-05-30 |  | PVC | 1978 | Yes |  | 2024-05-30 |  | Non-lead
027172 | 16680 EAST POINT DR |  | Unknown | Yes |  | 2024-07-01 |  | Unknown | 1979 | Yes |  | 2024-07-01 |  | Lead Status Unknown
027173 | 30533 WINIFRED ST |  | Polytube | Yes |  | 2022-11-15 |  | PVC | 1980 | Yes |  | 2022-11-15 |  | Non-lead
027175 | 29685 INDEPENDENCE AVE |  | Polytube | Yes |  | 2023-05-23 |  | PVC | 1978 | Yes |  | 2023-05-23 |  | Non-lead
027176 | APT FRONT DOWN 901 DUVAL ST |  | Polytube | Yes |  | 2024-05-07 |  | PVC | 1923 | Yes |  | 2024-05-07 |  | Non-lead
027177 | 825 WHITE ST |  | Polytube | Yes |  | 2022-09-09 |  | Copper | 1960 | Yes |  | 2022-09-09 |  | Non-lead
027178 | UNIT 3 828 WINDSOR LN |  | Polytube | Yes |  | 2024-06-05 |  | Copper | 1958 | Yes |  | 2024-06-05 |  | Non-lead
027179 | UNIT 2 828 WINDSOR LN |  | Polytube | Yes |  | 2023-01-04 |  | Copper | 1958 | Yes |  | 2023-01-04 |  | Non-lead
027189 | 411 WILLIAM ST |  | Polytube | Yes |  | 2023-12-14 |  | PVC | 1983 | Yes |  | 2023-12-14 |  | Non-lead
027193 | 29456 FLYING CLOUD AVE |  | Polytube | Yes |  | 2022-12-01 |  | PVC | 1978 | Yes |  | 2022-12-01 |  | Non-lead
027194 | UP 1225 DUVAL ST |  | Polytube | Yes |  | 2024-02-27 |  | PVC | 1920 | Yes |  | 2024-02-27 |  | Non-lead
027195 | 1655 HELEN ST |  | Polytube | Yes |  | 2022-11-17 |  | PVC | 1978 | Yes |  | 2022-11-17 |  | Non-lead
027196 | 24 ALLAMANDA TER |  | Polytube | Yes |  | 2023-08-10 |  | PVC | 1977 | Yes |  | 2023-08-10 |  | Non-lead
027197 | 19289 PELICO RD |  | Polytube | Yes |  | 2023-01-18 |  | PVC | 1973 | Yes |  | 2023-01-18 |  | Non-lead
027198 | 926 1/2 VIRGINIA ST |  | Polytube | Yes |  | 2023-03-29 |  | PVC | 1943 | Yes |  | 2023-03-29 |  | Non-lead
027199 | LOT OA X KEY DEER BLVD |  | Unknown, Non-Lead | No |  |  |  | No Piping | Vacant | No |  |  |  | Non-lead
027201 | 205 NORMANDY DR |  | Polytube | Yes |  | 2023-02-02 |  | PVC | 1974 | Yes |  | 2023-02-02 |  | Non-lead
027202 | 189 NORMANDY DR |  | Copper | Yes |  | 2024-09-06 |  | PVC | 1971 | Yes |  | 2024-09-06 |  | Non-lead
027203 | 213 NORMANDY DR |  | Polytube | Yes |  | 2023-02-02 |  | PVC | 1979 | Yes |  | 2023-02-02 |  | Non-lead
027204 | 733 N JADE DR |  | PVC | Yes |  | 2023-02-02 |  | PVC | 1978 | Yes |  | 2023-02-02 |  | Non-lead
027205 | 130 BAYVIEW Dr |  | Copper | Yes |  | 2022-06-29 |  | PVC | 1978 | Yes |  | 2022-06-29 |  | Non-lead
027206 | 309 NORTH DR |  | Polytube | Yes |  | 2022-06-10 |  | PVC | 1978 | Yes |  | 2022-06-10 |  | Non-lead
027207 | 377 MAHOGANY |  | Polytube | Yes |  | 2023-02-08 |  | PVC | 1977 | Yes |  | 2023-02-08 |  | Non-lead
027208 | 165 NORMANDY DR |  | Polytube | Yes |  | 2023-05-02 |  | PVC | 1978 | Yes |  | 2023-05-02 |  | Non-lead
027209 | 223 CAMELOT DR |  | Unknown, Non-Lead | Yes |  | 2021-01-05 |  | Unknown, Non-Lead | 1988 | Yes |  | 2021-01-05 |  | Non-lead
027210 | 1517 AQUEDUCT LN |  | Polytube | Yes |  | 2023-05-03 |  | PVC | 1977 | Yes |  | 2023-05-03 |  | Non-lead
027211 | 570 GORDON CIR |  | Polytube | Yes |  | 2023-05-04 |  | PVC | 1969 | Yes |  | 2023-05-04 |  | Non-lead
027212 | 768 MICHAEL DR |  | Copper | Yes |  | 2023-05-04 |  | PVC | 1975 | Yes |  | 2023-05-04 |  | Non-lead
027213 | 140 MANGROVE SUNSET LN |  | Polytube | Yes |  | 2022-07-19 |  | PVC | 1985 | Yes |  | 2022-07-19 |  | Non-lead
027214 | 29 BONEFISH AVE |  | Polytube | Yes |  | 2022-07-31 |  | PVC | 1978 | Yes |  | 2022-07-31 |  | Non-lead
027215 | 25 BONEFISH AVE |  | Polytube | Yes |  | 2022-10-31 |  | PVC | 1977 | Yes |  | 2022-10-31 |  | Non-lead
027216 | 12 PARK RD |  | Polytube | Yes |  | 2022-06-23 |  | PVC | 1978 | Yes |  | 2022-06-23 |  | Non-lead
027217 | 1504 SHAW DR |  | Polytube | Yes |  | 2023-02-09 |  | PVC | 1978 | Yes |  | 2023-02-09 |  | Non-lead
027218 | 124 SOUTH DR |  | Polytube | Yes |  | 2022-06-10 |  | PVC | 1978 | Yes |  | 2022-06-10 |  | Non-lead
027219 | 119 HIGH ST |  | Polytube | Yes |  | 2022-06-10 |  | PVC | 1978 | Yes |  | 2022-06-10 |  | Non-lead
027220 | 182 LORELANE PL |  | Polytube | Yes |  | 2023-02-06 |  | PVC | 1979 | Yes |  | 2023-02-06 |  | Non-lead
027221 | 114 VALJEAN WAY |  | Unknown, Non-Lead | Yes |  | 2019-10-23 |  | PVC | 2018 | Yes |  | 2019-10-23 |  | Non-lead
027222 | 506 N JADE DR |  | Polytube | Yes |  | 2023-02-02 |  | PVC | 1978 | Yes |  | 2023-02-02 |  | Non-lead
027225 | 513 N RUBY DR |  | Polytube | Yes |  | 2023-02-02 |  | PVC | 1979 | Yes |  | 2023-02-02 |  | Non-lead
027226 | 60 N BLACKWATER LN |  | Polytube | Yes |  | 2022-06-10 |  | PVC | 1980 | Yes |  | 2022-06-10 |  | Non-lead
027227 | 99510 OVERSEAS HWY |  | Polytube | Yes |  | 2023-02-07 |  | PVC | 1947 | Yes |  | 2023-02-07 |  | Non-lead
027229 | 796 NARRAGANSETT LN |  | Copper | Yes |  | 2023-05-04 |  | PVC | 1976 | Yes |  | 2023-05-04 |  | Non-lead
027230 | 23 MICHAEL DR |  | Polytube | Yes |  | 2022-10-22 |  | PVC | 1978 | Yes |  | 2022-10-22 |  | Non-lead
027231 | 121 MADEIRA CT |  | Polytube | Yes |  | 2023-03-02 |  | PVC | 1978 | Yes |  | 2023-03-02 |  | Non-lead
027232 | 804 N TOPAZ AVE |  | Polytube | Yes |  | 2022-06-03 |  | PVC | 1977 | Yes |  | 2022-06-03 |  | Non-lead
027233 | 221 NORMANDY DR |  | Unknown, Non-Lead | Yes |  | 2019-02-13 |  | PVC | 2018 | Yes |  | 2019-02-13 |  | Non-lead
027234 | 126 BAYVIEW Dr |  | Copper | Yes |  | 2022-07-20 |  | PVC | 1978 | Yes |  | 2022-07-20 |  | Non-lead
027235 | 22 NORTH DRIVE |  | Polytube | Yes |  | 2023-05-04 |  | PVC | 1978 | Yes |  | 2023-05-04 |  | Non-lead
027236 | SIDE B 300 ATLANTIC DR |  | Polytube | Yes |  | 2022-06-24 |  | PVC | 1978 | Yes |  | 2022-06-24 |  | Non-lead
027237 | 394 BURTON DR |  | Polytube | Yes |  | 2024-01-09 |  | PVC | 1978 | Yes |  | 2024-01-09 |  | Non-lead
027238 | 504 N RUBY |  | PVC | Yes |  | 2023-02-02 |  | PVC | 1979 | Yes |  | 2023-02-02 |  | Non-lead
027239 | 502 N RUBY AVE |  | PVC | Yes |  | 2023-02-02 |  | PVC | 1979 | Yes |  | 2023-02-02 |  | Non-lead
027240 | 233 BURGUNDY DR |  | Polytube | Yes |  | 2024-06-17 |  | PVC | 1979 | Yes |  | 2024-06-17 |  | Non-lead
027241 | 138 MARINA AVE |  | Polytube | Yes |  | 2022-11-29 |  | PVC | 1978 | Yes |  | 2022-11-29 |  | Non-lead
027242 | 22 GORDON CIR |  | Polytube | Yes |  | 2023-03-23 |  | Polytube | 1973 | Yes |  | 2023-03-23 |  | Non-lead
027244 | 39 CORMORANT DR |  | Polytube | Yes |  | 2022-12-19 |  | PVC | 1989 | Yes |  | 2022-12-19 |  | Non-lead
027245 | 110 PLANTATION BLVD |  | Polytube | Yes |  | 2022-06-03 |  | PVC | 2014 | Yes |  | 2022-06-03 |  | Non-lead
027246 | 35 CORMORANT DR |  | Polytube | Yes |  | 2023-05-04 |  | PVC | 1970 | Yes |  | 2023-05-04 |  | Non-lead
027247 | 125 STROMBOLI DR |  | Polytube | Yes |  | 2022-06-10 |  | PVC | 1990 | Yes |  | 2022-06-10 |  | Non-lead
027248 | 606 N SILVER CIRCLE |  | PVC | Yes |  | 2023-02-02 |  | PVC | 1977 | Yes |  | 2023-02-02 |  | Non-lead
027249 | 9 TRANSYLVANIA AVE |  | Polytube | Yes |  | 2023-11-08 |  | PVC | 1978 | Yes |  | 2023-11-08 |  | Non-lead
027250 | 235 MOHAWK ST |  | Polytube | Yes |  | 2022-05-31 |  | PVC | 1970 | Yes |  | 2022-05-31 |  | Non-lead
027251 | 241 ATLANTIC BLVD |  | Polytube | Yes |  | 2022-06-10 |  | PVC | 1978 | Yes |  | 2022-06-10 |  | Non-lead
027252 | 242 ATLANTIC BLVD |  | Unknown | Yes |  | 2022-06-10 |  | Unknown | 1978 | Yes |  | 2022-06-10 |  | Lead Status Unknown
027253 | 9 BAY DR |  | Polytube | No |  |  |  | PVC | 1977 | No |  |  |  | Non-lead
027254 | 135 REDWING RD |  | Polytube | Yes |  | 2022-06-09 |  | PVC | 1978 | Yes |  | 2022-06-09 |  | Non-lead
027255 | 319 LANCE LN |  | Polytube | Yes |  | 2022-10-24 |  | PVC | 1977 | Yes |  | 2022-10-24 |  | Non-lead
027256 | 169 PEARL AVE |  | Polytube | Yes |  | 2022-10-11 |  | PVC | 1980 | Yes |  | 2022-10-11 |  | Non-lead
027257 | L134 105 WESTMINISTER DR |  | Unknown, Non-Lead | No |  |  |  | Unknown, Non-Lead | 2010 | No |  |  |  | Non-lead
027258 | 158 JASMINE ST |  | Polytube | Yes |  | 2022-06-15 |  | PVC | 1985 | Yes |  | 2022-06-15 |  | Non-lead
027259 | 619 SANTA ANITA LN |  | Copper | Yes |  | 2022-09-30 |  | PVC | 1971 | Yes |  | 2022-09-30 |  | Non-lead
027260 | 99246 OVERSEAS HWY |  | Polytube | Yes |  | 2023-02-06 |  | PVC | 1941 | Yes |  | 2023-02-06 |  | Non-lead
027261 | 217 PIMLICO LN |  | Polytube | Yes |  | 2023-05-04 |  | Copper | 1972 | Yes |  | 2023-05-04 |  | Non-lead
027262 | 123 MANGROVE LN |  | Polytube | Yes |  | 2022-07-19 |  | PVC | 1977 | Yes |  | 2022-07-19 |  | Non-lead
027263 | 1004 DOVE RD |  | Unknown | No |  |  |  | Unknown | 1978 | No |  |  |  | Lead Status Unknown
027266 | 4 SEXTON WAY |  | Polytube | Yes |  | 2023-05-04 |  | PVC | 1973 | Yes |  | 2023-05-04 |  | Non-lead
027267 | 500 N EMERALD DR |  | PVC | Yes |  | 2024-07-02 |  | PVC | 1977 | Yes |  | 2024-07-02 |  | Non-lead
027268 | #A-6 300 EL CAPITAN DR |  | Polytube | Yes |  | 2022-06-30 |  | PVC | 1974 | Yes |  | 2022-06-30 |  | Non-lead
027270 | 36 TARPON AVE |  | Polytube | Yes |  | 2022-07-25 |  | PVC | 1978 | Yes |  | 2022-07-25 |  | Non-lead
027271 | 306 LANCE LN |  | Unknown, Non-Lead | Yes |  | 2024-07-03 |  | Unknown, Non-Lead | 1998 | Yes |  | 2024-07-03 |  | Non-lead
027272 | 420 THIRD ST |  | PVC | Yes |  | 2019-12-23 |  | PVC | 1978 | Yes |  | 2019-12-23 |  | Non-lead
027273 | 276 LOWER MATECUMBE RD |  | Unknown, Non-Lead | Yes |  | 2018-11-06 |  | Unknown, Non-Lead | 1989 | Yes |  | 2018-11-06 |  | Non-lead
027274 | 202 OCEAN DR |  | Polytube | Yes |  | 2022-11-10 |  | PVC | 1978 | Yes |  | 2022-11-10 |  | Non-lead
027275 | L20 B3 206 LOWER MATECUMBE RD |  | Unknown, Non-Lead | Yes |  | 2023-02-06 |  | PVC | 2020 | Yes |  | 2023-02-06 |  | Non-lead
027276 | 407 BOWIE LANE |  | Polytube | Yes |  | 2023-05-04 |  | PVC | 1973 | Yes |  | 2023-05-04 |  | Non-lead
027278 | 220 CUBA RD |  | Unknown, Non-Lead | Yes |  | 2019-07-09 |  | PVC | 2002 | Yes |  | 2019-07-09 |  | Non-lead
027279 | 24 GORDON CIRCLE |  | Unknown, Non-Lead | Yes |  | 2021-11-16 |  | Unknown, Non-Lead | 2008 | Yes |  | 2021-11-16 |  | Non-lead
027280 | 143 BAYVIEW ISLE Dr |  | Unknown, Non-Lead | Yes |  | 2021-03-29 |  | PVC | 2002 | Yes |  | 2021-03-29 |  | Non-lead
027281 | 186 PLANTATION AVE |  | Polytube | Yes |  | 2022-06-09 |  | PVC | 1979 | Yes |  | 2022-06-09 |  | Non-lead
027282 | 307 BUTTONWOOD CIR L |  | Polytube | Yes |  | 2023-01-31 |  | PVC | 1978 | Yes |  | 2023-01-31 |  | Non-lead
027283 | 173 IROQUOIS ST |  | Polytube | Yes |  | 2022-05-31 |  | PVC | 1987 | Yes |  | 2022-05-31 |  | Non-lead
027287 | 602 SANTA ANITA LANE |  | Polytube | Yes |  | 2023-06-21 |  | PVC |  | Yes |  | 2023-06-21 |  | Non-lead
027288 | 754 MICHAEL DR |  | Copper | Yes |  | 2023-05-04 |  | PVC | 1974 | Yes |  | 2023-05-04 |  | Non-lead
027289 | 49 E BEACH RD |  | Polytube | Yes |  | 2022-07-20 |  | PVC | 1978 | Yes |  | 2022-07-20 |  | Non-lead
027290 | APT 4 68100 OVERSEAS HWY |  | Polytube | Yes |  | 2022-06-27 |  | PVC | 1963 | Yes |  | 2022-06-27 |  | Non-lead
027291 | 76001 OVERSEAS HWY |  | Polytube | Yes |  | 2022-07-07 |  | PVC | 1978 | Yes |  | 2022-07-07 |  | Non-lead
027292 | 185 VENETIAN DR |  | Polytube | Yes |  | 2022-06-29 |  | PVC | 1978 | Yes |  | 2022-06-29 |  | Non-lead
027294 | 114 BEE ST |  | Polytube | Yes |  | 2024-08-22 |  | PVC | 1978 | Yes |  | 2024-08-22 |  | Non-lead
027295 | 4 EDWARD PL |  | Polytube | Yes |  | 2023-08-01 |  | PVC | 1978 | Yes |  | 2023-08-01 |  | Non-lead
027296 | 105 N AIRPORT RD |  | Polytube | Yes |  | 2022-05-12 |  | PVC | 1978 | Yes |  | 2022-05-12 |  | Non-lead
027297 | 164 CORAL AVE |  | Polytube | Yes |  | 2022-06-13 |  | PVC | 1978 | Yes |  | 2022-06-13 |  | Non-lead
027298 | 240 MOHAWK ST |  | Polytube | Yes |  | 2022-05-31 |  | PVC | 1978 | Yes |  | 2022-05-31 |  | Non-lead
027299 | 716 N SILVER CIR |  | PVC | Yes |  | 2023-02-02 |  | PVC | 1978 | Yes |  | 2023-02-02 |  | Non-lead
027300 | 1210 CACTUS ST |  | Polytube | Yes |  | 2023-02-01 |  | PVC | 1979 | Yes |  | 2023-02-01 |  | Non-lead
027301 | 30 COCO PLUM DR |  | Polytube | Yes |  | 2023-10-02 |  | PVC | 1978 | Yes |  | 2023-10-02 |  | Non-lead
027302 | 301 CALZADA DE BOUGAINVILLEA |  | Polytube | Yes |  | 2024-03-08 |  | Polytube | 1977 | Yes |  | 2024-03-08 |  | Non-Lead
027303 | 1595 YELLOWTAIL DR |  | Polytube | Yes |  | 2023-01-31 |  | PVC | 1978 | Yes |  | 2023-01-31 |  | Non-lead
027304 | 9500 AVIATION BLVD |  | Polytube | Yes |  | 2023-01-31 |  | PVC | 1978 | Yes |  | 2023-01-31 |  | Non-lead
027305 | 9502 AVIATION BLVD |  | Unknown, Non-Lead | Yes |  | 2021-08-16 |  | PVC | 1990 | Yes |  | 2021-08-16 |  | Non-lead
027306 | 471 10TH ST |  | Polytube | Yes |  | 2022-10-22 |  | PVC | 1969 | Yes |  | 2022-10-22 |  | Non-lead
027307 | 105 BRUCE CT |  | PVC | Yes |  | 2023-10-26 |  | Polytube | 1978 | Yes |  | 2023-10-26 |  | Non-lead
027308 | 107 BRUCE CT |  | Unknown | Yes |  | 2023-01-27 |  | Unknown | 1978 | Yes |  | 2023-01-27 |  | Lead Status Unknown
027309 | 150 S INDIES DR |  | Unknown, Non-Lead | No |  |  |  | Unknown, Non-Lead | 1999 | No |  |  |  | Non-lead
027310 | 312 E SEAVIEW DR |  | Polytube | Yes |  | 2022-10-22 |  | PVC | 1979 | Yes |  | 2022-10-22 |  | Non-lead
027311 | 2099 SOMBRERO BLVD |  | Polytube | Yes |  | 2022-09-19 |  | PVC | 1979 | Yes |  | 2022-09-19 |  | Non-lead
027312 | 917 80TH OCEAN ST |  | Polytube | Yes |  | 2023-01-05 |  | PVC | 1978 | Yes |  | 2023-01-05 |  | Non-lead
027313 | 115 ALYNN PL |  | Polytube | Yes |  | 2023-02-01 |  | PVC | 1977 | Yes |  | 2023-02-01 |  | Non-lead
027314 | 117 ALYNN PL |  | Polytube | Yes |  | 2023-02-02 |  | PVC | 1977 | Yes |  | 2023-02-02 |  | Non-lead
027315 | 3568 OVERSEAS HWY |  | Unknown, Non-Lead | No |  |  |  | No Piping | 1953 | No |  |  |  | Non-lead
027316 | 3568 OVERSEAS HWY |  | PVC | Yes |  | 2025-08-07 |  | PVC | 1953 | Yes |  | 2024-04-24 |  | Non-lead
027317 | 421 11TH ST |  | Polytube | Yes |  | 2022-10-22 |  | PVC | 1978 | Yes |  | 2022-10-22 |  | Non-lead
027318 | 5200 OVERSEAS HWY |  | Polytube | Yes |  | 2023-02-15 |  | PVC | 1978 | Yes |  | 2023-02-15 |  | Non-lead
027319 | 2695 SOMBRERO BLVD |  | Polytube | Yes |  | 2022-06-28 |  | PVC | 1979 | Yes |  | 2022-06-28 |  | Non-lead
027320 | 7707 GULFSTREAM BLVD |  | Polytube | Yes |  | 2023-10-20 |  | PVC | 1978 | Yes |  | 2023-10-20 |  | Non-lead
027321 | 239 W SEAVIEW CIR |  | Polytube | Yes |  | 2023-05-19 |  | Polytube | 1978 | Yes |  | 2023-05-19 |  | Non-lead
027322 | 214 W SEAVIEW CIR |  | Polytube | Yes |  | 2023-11-06 |  | PVC | 1978 | Yes |  | 2023-11-06 |  | Non-lead
027323 | 690 11TH ST |  | Polytube | Yes |  | 2022-10-22 |  | PVC | 1986 | Yes |  | 2022-10-22 |  | Non-lead
027324 | 101 SANTA BARBARA |  | Polytube | Yes |  | 2024-03-15 |  | PVC | 1979 | Yes |  | 2024-03-15 |  | Non-lead
027325 | 7603 OVERSEAS HWY |  | Polytube | Yes |  | 2024-06-04 |  | Polytube | 1978 | Yes |  | 2024-06-04 |  | Non-Lead
027326 | 922 TROPICAL LN |  | Polytube | Yes |  | 2024-03-06 |  | PVC | 1969 | Yes |  | 2024-03-06 |  | Non-lead
027327 | 110 BURGUNDY DR |  | Copper | Yes |  | 2023-02-09 |  | PVC | 1979 | Yes |  | 2023-02-09 |  | Non-lead
027328 | 43 E BEACH RD |  | Polytube | Yes |  | 2022-07-20 |  | PVC | 1978 | Yes |  | 2022-07-20 |  | Non-lead
027329 | 123 VALENCIA DR |  | Polytube | Yes |  | 2022-06-15 |  | PVC | 1981 | Yes |  | 2022-06-15 |  | Non-lead
027330 | UNIT 1 110 HARRY HARRIS DR |  | Polytube | Yes |  | 2022-07-20 |  | PVC | 1978 | Yes |  | 2022-07-20 |  | Non-lead
027331 | 110 GEORGE ST |  | Polytube | Yes |  | 2023-03-13 |  | PVC | 1978 | Yes |  | 2023-03-13 |  | Non-lead
027332 | 119 TEQUESTA ST |  | Polytube | Yes |  | 2022-06-03 |  | PVC | 1979 | Yes |  | 2022-06-03 |  | Non-lead
027333 | 1035 GIBRALTER RD |  | Polytube | Yes |  | 2022-05-31 |  | Polytube | 1980 | Yes |  | 2022-05-31 |  | Non-Lead
027334 | 31 S BOUNTY LN |  | Polytube | Yes |  | 2023-01-31 |  | PVC | 1981 | Yes |  | 2023-01-31 |  | Non-lead
027335 | 259 S COCONUT PALM BLVD |  | Polytube | Yes |  | 2022-06-14 |  | PVC | 1979 | Yes |  | 2022-06-14 |  | Non-lead
027336 | 267 S COCONUT PALM BLVD |  | Polytube | Yes |  | 2023-03-23 |  | PVC | 1978 | Yes |  | 2023-03-23 |  | Non-lead
027337 | 124 PALO DE ORO DR |  | Polytube | Yes |  | 2023-07-12 |  | PVC | 1978 | Yes |  | 2023-07-12 |  | Non-lead
027340 | 53 E BEACH RD |  | Polytube | Yes |  | 2022-07-20 |  | PVC | 1978 | Yes |  | 2022-07-20 |  | Non-lead
027341 | 14 GRASSY RD |  | Polytube | Yes |  | 2023-05-04 |  | PVC | 1974 | Yes |  | 2023-05-04 |  | Non-lead
027342 | 110 PELICAN RD |  | Polytube | Yes |  | 2022-06-09 |  | PVC | 1977 | Yes |  | 2022-06-09 |  | Non-lead
027343 | 123 VALJEAN WAY |  | Polytube | Yes |  | 2022-07-19 |  | PVC | 1978 | Yes |  | 2022-07-19 |  | Non-lead
027344 | 723 N JADE DR |  | PVC | Yes |  | 2023-02-02 |  | PVC | 1985 | Yes |  | 2023-02-02 |  | Non-lead
027345 | 161 GRASSY RD |  | Unknown, Non-Lead | Yes |  | 2021-02-08 |  | PVC | 2007 | Yes |  | 2021-02-08 |  | Non-lead
027346 | 18 HIBISCUS LN |  | Polytube | Yes |  | 2023-01-30 |  | PVC |  | Yes |  | 2023-01-30 |  | Non-lead
027347 | 714 N SILVER CIRCLE |  | PVC | Yes |  | 2024-03-11 |  | PVC | 1977 | Yes |  | 2024-03-11 |  | Non-lead
027348 | 88681 OLD HWY L8 B1 SE |  | Polytube | Yes |  | 2022-06-14 |  | PVC | 1979 | Yes |  | 2022-06-14 |  | Non-lead
027349 | 10 SILVER SPRINGS DR |  | Polytube | Yes |  | 2022-11-29 |  | Galvanized | 1980 | Yes |  | 2022-11-29 |  | Galvanized Requiring Replacement
027350 | 5 CORRINE PLACE |  | Polytube | Yes |  | 2022-12-22 |  | PVC | 1990 | Yes |  | 2022-12-22 |  | Non-lead
027351 | 143 ATLANTIC AVE |  | Polytube | Yes |  | 2022-07-20 |  | PVC | 1978 | Yes |  | 2022-07-20 |  | Non-lead
027352 | 105 IVANHOE CT |  | Polytube | Yes |  | 2022-05-19 |  | PVC | 1972 | Yes |  | 2022-05-19 |  | Non-lead
027353 | 277 BURGUNDY DR |  | Copper | Yes |  | 2023-02-09 |  | PVC | 1975 | Yes |  | 2023-02-09 |  | Non-lead
027355 | 141 COLUMBUS DR |  | Unknown, Non-Lead | Yes |  | 2020-07-21 |  | PVC | 2016 | Yes |  | 2020-07-21 |  | Non-lead
027356 | 1000 TAMARIND RD |  | Copper | Yes |  | 2023-02-07 |  | PVC | 1979 | Yes |  | 2023-02-07 |  | Non-lead
027357 | 158 SAPODILLA DR |  | Polytube | Yes |  | 2022-06-30 |  | PVC | 1978 | Yes |  | 2022-06-30 |  | Non-lead
027358 | 242 RYAN AVE |  | Polytube | Yes |  | 2022-10-24 |  | PVC | 1966 | Yes |  | 2022-10-24 |  | Non-lead
027359 | 108 VALJEAN LN |  | Polytube | Yes |  | 2022-07-19 |  | PVC | 1979 | Yes |  | 2022-07-19 |  | Non-lead
027360 | 134 PACIFIC AVE |  | Polytube | Yes |  | 2022-07-20 |  | PVC | 1978 | Yes |  | 2022-07-20 |  | Non-lead
027361 | 446 PALM DR |  | Polytube | Yes |  | 2023-02-02 |  | PVC | 1978 | Yes |  | 2023-02-02 |  | Non-lead
027362 | 152 BUTTONWOOD AVE |  | Polytube | Yes |  | 2023-02-27 |  | PVC | 1956 | Yes |  | 2023-02-27 |  | Non-lead
027363 | 21 CORMORANT DR |  | Unknown, Non-Lead | Yes |  | 2023-05-04 |  | No Piping | Vacant | Yes |  | 2023-05-04 |  | Non-lead
027364 | 116 VILABELLA DR |  | Polytube | Yes |  | 2023-03-13 |  | PVC | 1978 | Yes |  | 2023-03-13 |  | Non-lead
027365 | 122 LONG BEN DR |  | PVC | Yes |  | 2025-10-02 |  | PVC | 1958 | Yes |  | 2024-09-25 |  | Non-lead
027366 | 705 N EMERALD DR |  | PVC | Yes |  | 2023-02-02 |  | PVC | 1978 | Yes |  | 2023-02-02 |  | Non-lead
027367 | 154 HIBISCUS ST |  | Polytube | Yes |  | 2022-06-21 |  | PVC | 1979 | Yes |  | 2022-06-21 |  | Non-lead
027368 | 13 HIBISCUS DR |  | Copper | Yes |  | 2022-11-17 |  | PVC | 1978 | Yes |  | 2022-11-17 |  | Non-lead
027369 | 11 HIBISCUS DR |  | Copper | Yes |  | 2022-11-17 |  | PVC | 1978 | Yes |  | 2022-11-17 |  | Non-lead
027370 | 708 N SILVER CIRCLE SI |  | PVC | Yes |  | 2023-02-02 |  | PVC | 1979 | Yes |  | 2023-02-02 |  | Non-lead
027371 | 712 N SILVER CIRCLE |  | PVC | Yes |  | 2023-02-02 |  | PVC | 1977 | Yes |  | 2023-02-02 |  | Non-lead
027372 | 610 N SILVER CIR |  | PVC | Yes |  | 2024-08-14 |  | PVC | 1979 | Yes |  | 2024-08-14 |  | Non-lead
027373 | 122 NORMANDY DR |  | Copper | Yes |  | 2023-02-02 |  | PVC | 1975 | Yes |  | 2023-02-02 |  | Non-lead
027374 | 26 GORDON CIR |  | Polytube | Yes |  | 2023-05-04 |  | PVC | 1979 | Yes |  | 2023-05-04 |  | Non-lead
027375 | 54 S BLACKWATER LN |  | Polytube | Yes |  | 2020-05-11 |  | PVC | 2007 | Yes |  | 2020-05-11 |  | Non-lead
027376 | 778 BOSTWICK DR |  | Polytube | Yes |  | 2023-02-09 |  | PVC | 1953 | Yes |  | 2023-02-09 |  | Non-lead
027377 | 702 N EMERALD DR |  | PVC | Yes |  | 2024-03-05 |  | PVC | 1976 | Yes |  | 2024-03-05 |  | Non-lead
027378 | 803 S JADE DR |  | Polytube | Yes |  | 2023-02-02 |  | PVC | 1979 | Yes |  | 2023-02-02 |  | Non-lead
027379 | 809 S JADE DR |  | Polytube | Yes |  | 2023-02-02 |  | PVC | 1979 | Yes |  | 2023-02-02 |  | Non-lead
027380 | 807 S JADE DR |  | Polytube | Yes |  | 2023-02-02 |  | PVC | 1979 | Yes |  | 2023-02-02 |  | Non-lead
027381 | 806 S JADE DRIVE |  | Polytube | Yes |  | 2023-02-02 |  | PVC | 1978 | Yes |  | 2023-02-02 |  | Non-lead
027382 | 802 S JADE DR |  | Polytube | Yes |  | 2023-02-02 |  | PVC | 1979 | Yes |  | 2023-02-02 |  | Non-lead
027383 | 810 S JADE DR |  | Polytube | Yes |  | 2023-11-15 |  | PVC | 1978 | Yes |  | 2023-11-15 |  | Non-lead
027384 | 804 S JADE DR |  | Polytube | Yes |  | 2023-02-02 |  | PVC | 1978 | Yes |  | 2023-02-02 |  | Non-lead
027386 | 808 S JADE DR |  | Polytube | Yes |  | 2023-02-02 |  | PVC | 1978 | Yes |  | 2023-02-02 |  | Non-lead
027387 | 1133 GULFSTREAM LN |  | Unknown, Non-Lead | Yes |  | 2019-11-05 |  | PVC | 1999 | Yes |  | 2019-11-05 |  | Non-lead
027388 | 220 BANYAN LN |  | Unknown, Non-Lead | Yes |  | 2022-06-17 |  | Unknown, Non-Lead | 2004 | Yes |  | 2022-06-17 |  | Non-lead
027389 | 222 BURGUNDY DR |  | Polytube | Yes |  | 2023-02-09 |  | PVC | 1973 | Yes |  | 2023-02-09 |  | Non-lead
027390 | 8 SWALLOW RD |  | Polytube | Yes |  | 2023-05-04 |  | PVC | 1972 | Yes |  | 2023-05-04 |  | Non-lead
027391 | 1111 GRAND ST |  | Polytube | Yes |  | 2023-02-03 |  | PVC | 1960 | Yes |  | 2023-02-03 |  | Non-lead
027392 | 203 ATLANTIC BLVD |  | Polytube | Yes |  | 2022-06-24 |  | PVC | 1974 | Yes |  | 2022-06-24 |  | Non-lead
027393 | 105700 OVERSEAS HWY |  | Polytube | Yes |  | 2023-05-04 |  | PVC | 1978 | Yes |  | 2023-05-04 |  | Non-lead
027394 | 106 OLEANDER CIRCLE |  | Polytube | Yes |  | 2023-01-31 |  | PVC | 1974 | Yes |  | 2023-01-31 |  | Non-lead
027395 | 510 SOUND DR |  | Polytube | Yes |  | 2022-10-17 |  | PVC | 1964 | Yes |  | 2022-10-17 |  | Non-lead
027396 | 599 BONITO AVE |  | Polytube | Yes |  | 2022-10-24 |  | PVC | 1978 | Yes |  | 2022-10-24 |  | Non-lead
027397 | 219 PLANTATION BLVD |  | Polytube | Yes |  | 2022-11-14 |  | PVC | 1978 | Yes |  | 2022-11-14 |  | Non-lead
027398 | 1134 GULFSTREAM LN |  | Copper | Yes |  | 2023-05-04 |  | PVC | 1978 | Yes |  | 2023-05-04 |  | Non-lead
027399 | 827 NARRAGANSETT LN |  | Copper | Yes |  | 2023-05-04 |  | PVC | 1985 | Yes |  | 2023-05-04 |  | Non-lead
027400 | 435 4TH RD |  | Polytube | Yes |  | 2022-10-17 |  | PVC | 1978 | Yes |  | 2022-10-17 |  | Non-lead
027401 | 817 S JADE DR |  | Polytube | Yes |  | 2023-02-02 |  | PVC | 1978 | Yes |  | 2023-02-02 |  | Non-lead
027402 | 257 BURGUNDY DR |  | Copper | Yes |  | 2023-05-23 |  | PVC | 1974 | Yes |  | 2023-05-23 |  | Non-lead
027403 | 1127 GRAND ST |  | Polytube | Yes |  | 2023-02-01 |  | PVC | 1979 | Yes |  | 2023-02-01 |  | Non-lead
027404 | 102 CORAL WAY |  | Polytube | Yes |  | 2022-08-15 |  | PVC | 1976 | Yes |  | 2022-08-15 |  | Non-lead
027405 | 99451 OVERSEAS HWY |  | Polytube | Yes |  | 2023-02-02 |  | PVC | 1979 | Yes |  | 2023-02-02 |  | Non-lead
027406 | 30 GORDON CIRCLE |  | Polytube | Yes |  | 2023-05-04 |  | PVC | 1971 | Yes |  | 2023-05-04 |  | Non-lead
027407 | 239 CAMELOT DR |  | Polytube | Yes |  | 2023-04-24 |  | PVC | 1977 | Yes |  | 2023-04-24 |  | Non-lead
027408 | 226 BISCAYNE BLVD |  | Unknown, Non-Lead | Yes |  | 2017-06-30 |  | Unknown, Non-Lead | 2016 | Yes |  | 2017-06-30 |  | Non-lead
027409 | 211 CAMELOT |  | Polytube | Yes |  | 2025-04-23 |  | PVC | 1971 | Yes |  | 2022-07-12 |  | Non-lead
027410 | 630 ISLAND DR |  | Polytube | Yes |  | 2022-10-13 |  | PVC | 1978 | Yes |  | 2022-10-13 |  | Non-lead
027411 | 154 COCOA DR |  | Polytube | Yes |  | 2022-06-10 |  | PVC | 1980 | Yes |  | 2022-06-10 |  | Non-lead
027412 | 88700 OVERSEAS HWY |  | Unknown, Non-Lead | Yes |  | 2023-03-16 |  | PVC | 1988 | Yes |  | 2023-03-16 |  | Non-lead
027413 | 13 BASS AVE |  | Polytube | Yes |  | 2022-10-27 |  | PVC | 1986 | Yes |  | 2022-10-27 |  | Non-lead
027414 | 160 LEONI DR |  | Polytube | Yes |  | 2022-06-08 |  | PVC | 1972 | Yes |  | 2022-06-08 |  | Non-lead
027415 | 201 CAMELOT DR |  | Polytube | Yes |  | 2022-07-12 |  | PVC | 1982 | Yes |  | 2022-07-12 |  | Non-lead
027418 | 305 ST THOMAS AVE |  | Polytube | Yes |  | 2022-11-10 |  | PVC | 1986 | Yes |  | 2022-11-10 |  | Non-lead
027419 | 300 NORTH DR |  | Polytube | Yes |  | 2022-06-10 |  | PVC | 1978 | Yes |  | 2022-06-10 |  | Non-lead
027420 | 201 ATLANTIC BLVD |  | Polytube | Yes |  | 2022-10-11 |  | Polytube | 1978 | Yes |  | 2022-10-11 |  | Non-Lead
027421 | 82787 OVERSEAS HWY |  | Polytube | Yes |  | 2019-12-17 |  | PVC | 1999 | Yes |  | 2019-12-17 |  | Non-lead
027422 | 273 ST THOMAS AVE |  | Polytube | Yes |  | 2023-10-24 |  | PVC | 1978 | Yes |  | 2023-10-24 |  | Non-lead
027424 | 1654 S CHURCHILL DOWNS |  | Copper | Yes |  | 2023-05-04 |  | PVC | 1978 | Yes |  | 2023-05-04 |  | Non-lead
027425 | 206 OCEAN DR |  | Polytube | Yes |  | 2024-08-30 |  | PVC | 1978 | Yes |  | 2024-08-30 |  | Non-lead
027426 | 153 SEVERINO DR |  | Polytube | Yes |  | 2022-06-10 |  | PVC | 1978 | Yes |  | 2022-06-10 |  | Non-lead
027427 | 29148 ASTER LN |  | Polytube | Yes |  | 2022-06-24 |  | PVC | 1980 | Yes |  | 2022-06-24 |  | Non-lead
027428 | 17081 MARLIN DR |  | Polytube | Yes |  | 2023-06-01 |  | PVC | 1980 | Yes |  | 2023-06-01 |  | Non-lead
027429 | 31177 G AVE |  | Unknown, Non-Lead | Yes |  | 2017-10-25 |  | Unknown, Non-Lead | 2019 | Yes |  | 2017-10-25 |  | Non-lead
027431 | 726 WINDSOR LN |  | Polytube | Yes |  | 2023-02-10 |  | Polytube | 1972 | Yes |  | 2023-02-10 |  | Non-lead
027432 | 31350 AVENUE D |  | Unknown, Non-Lead | Yes |  | 2024-08-15 |  | Unknown, Non-Lead | 2005 | Yes |  | 2024-08-15 |  | Non-lead
027433 | ICE HOUSE 6900 FRONT ST |  | Polytube | Yes |  | 2023-03-08 |  | PVC | 1969 | Yes |  | 2023-03-08 |  | Non-lead
027434 | SLIP T32 1801 N ROOSEVELT BLVD |  | PVC | Yes |  | 2022-07-11 |  | PVC | 1983 | Yes |  | 2022-07-11 |  | Non-lead
027435 | 27308 DOMINICA LN |  | Polytube | Yes |  | 2023-07-28 |  | PVC | 1979 | Yes |  | 2023-07-28 |  | Non-lead
027436 | 1118 BIG PINE AVE |  | Polytube | Yes |  | 2022-12-08 |  | PVC | 1978 | Yes |  | 2022-12-08 |  | Non-lead
027437 | 23053 WAHOO LANE |  | Polytube | Yes |  | 2022-12-28 |  | PVC | 1977 | Yes |  | 2022-12-28 |  | Non-lead
027438 | 219 LOBSTERTAIL RD |  | Polytube | Yes |  | 2022-12-12 |  | PVC | 1977 | Yes |  | 2022-12-12 |  | Non-lead
027439 | 167 LOBSTERTAIL RD |  | Polytube | Yes |  | 2022-12-12 |  | PVC | 1977 | Yes |  | 2022-12-12 |  | Non-lead
027440 | MASTER TAP 154 . RANGER STATION A TAP |  | Steel | Yes |  | 2022-09-26 |  | PVC |  | Yes |  | 2022-09-26 |  | Non-lead
027441 | 17024 W GREEN TURTLE LOT LN |  | Polytube | Yes |  | 2023-05-04 |  | PVC | 1979 | Yes |  | 2023-05-04 |  | Non-lead
027442 | 17048 FLYING FISH LN |  | Polytube | Yes |  | 2022-07-12 |  | PVC | 1979 | Yes |  | 2022-07-12 |  | Non-lead
027443 | 421 IXORA DR |  | Polytube | Yes |  | 2022-11-14 |  | PVC | 1982 | Yes |  | 2022-11-14 |  | Non-lead
027444 | 1472 LONG BEACH DR |  | Polytube | Yes |  | 2024-07-29 |  | PVC | 1978 | Yes |  | 2024-07-29 |  | Non-lead
027445 | 189 LE GRAND LN |  | Polytube | Yes |  | 2023-08-28 |  | PVC | 1979 | Yes |  | 2023-08-28 |  | Non-lead
027447 | 29170 CEDAR DR |  | Polytube | Yes |  | 2022-12-21 |  | PVC | 1979 | Yes |  | 2022-12-21 |  | Non-lead
027448 | 1056 FLAGSHIP DR |  | Polytube | Yes |  | 2023-04-24 |  | PVC | 1978 | Yes |  | 2023-04-24 |  | Non-lead
027449 | 1145 LONG BEACH DR |  | Polytube | Yes |  | 2022-12-01 |  | PVC | 1979 | Yes |  | 2022-12-01 |  | Non-lead
027450 | 972 LAGOON (AKA:212) DR |  | Polytube | Yes |  | 2023-04-25 |  | PVC | 1978 | Yes |  | 2023-04-25 |  | Non-lead
027451 | APT 1 1106 OLIVIA ST |  | Unknown | Yes |  | 2023-03-16 |  | PVC | 1933 | Yes |  | 2023-03-16 |  | Lead Status Unknown
027452 | APT 2 1106 OLIVIA ST |  | Unknown | Yes |  | 2023-03-16 |  | PVC | 1933 | Yes |  | 2023-03-16 |  | Lead Status Unknown
027454 | 22358 JOLLY ROGERS DR |  | Polytube | Yes |  | 2022-11-07 |  | PVC | 1978 | Yes |  | 2022-11-07 |  | Non-lead
027455 | 874 LOGGERHEAD LN |  | Polytube | Yes |  | 2023-01-13 |  | PVC | 1978 | Yes |  | 2023-01-13 |  | Non-lead
027456 | 907 HAWKSBILL LANE |  | Polytube | Yes |  | 2023-01-31 |  | PVC | 1987 | Yes |  | 2023-01-31 |  | Non-lead
027457 | D31 11TH AVE |  | Polytube | Yes |  | 2023-04-25 |  | PVC | 1977 | Yes |  | 2023-04-25 |  | Non-lead
027458 | 22966 BLUEGILL LN |  | Polytube | Yes |  | 2024-09-12 |  | PVC | 1978 | Yes |  | 2024-09-12 |  | Non-lead
027459 | 65 TAMARIND DR |  | Polytube | Yes |  | 2023-07-27 |  | PVC | 1978 | Yes |  | 2023-07-27 |  | Non-lead
027460 | D27 11TH AVE |  | Polytube | Yes |  | 2023-10-25 |  | PVC | 1978 | Yes |  | 2023-10-25 |  | Non-lead
027461 | 27287 SHANNAHAH RD |  | Polytube | Yes |  | 2022-09-26 |  | PVC | 1978 | Yes |  | 2022-09-26 |  | Non-lead
027462 | 1643 NARCISSUS AVE |  | Polytube | Yes |  | 2022-08-12 |  | PVC | 1978 | Yes |  | 2022-08-12 |  | Non-lead
027464 | 50 CRUICKSHANK Ln |  | Unknown, Non-Lead | Yes |  | 2020-08-26 |  | PVC | 2007 | Yes |  | 2020-08-26 |  | Non-lead
027465 | 10 W CYPRESS TERR |  | Polytube | Yes |  | 2022-11-07 |  | Copper | 1978 | Yes |  | 2022-11-07 |  | Non-lead
027466 | 1230 3RD ST |  | Polytube | Yes |  | 2023-04-26 |  | PVC | 1978 | Yes |  | 2023-04-26 |  | Non-lead
027467 | APT UP 111 PATRICIA LN |  | Polytube | Yes |  | 2023-02-10 |  | PVC | 1978 | Yes |  | 2023-02-10 |  | Non-lead
027468 | APT B (UP) 1113 GRINNELL ST |  | Polytube | Yes |  | 2023-03-16 |  | PVC | 1978 | Yes |  | 2023-03-16 |  | Non-lead
027469 | C 716 EMMA ST |  | Polytube | Yes |  | 2022-07-12 |  | PVC | 1933 | Yes |  | 2022-07-12 |  | Non-lead
027470 | #A 716 EMMA ST |  | Polytube | Yes |  | 2022-07-12 |  | PVC | 1933 | Yes |  | 2022-07-12 |  | Non-lead
027471 | APT DOWN 2307 SEIDENBERG AVE |  | Polytube | Yes |  | 2023-04-12 |  | PVC | 1918 | Yes |  | 2023-04-12 |  | Non-lead
027472 | 2147 MATTHEWS RD |  | Polytube | Yes |  | 2022-11-17 |  | PVC | 1978 | Yes |  | 2022-11-17 |  | Non-lead
027473 | 16805 TAMARIND RD |  | Polytube | Yes |  | 2022-07-11 |  | PVC | 1978 | Yes |  | 2022-07-11 |  | Non-lead
027474 | 6406 MALONEY AVE |  | Polytube | Yes |  | 2024-04-09 |  | Polytube | 1974 | Yes |  | 2024-04-09 |  | Non-Lead
027475 | 29171 IRIS DR |  | Polytube | Yes |  | 2022-12-21 |  | PVC | 1979 | Yes |  | 2022-12-21 |  | Non-lead
027476 | 5511 5TH AVE |  | Polytube | Yes |  | 2023-03-07 |  | PVC | 1982 | Yes |  | 2023-03-07 |  | Non-lead
027477 | 17177 BONITA LN W |  | Polytube | Yes |  | 2022-07-11 |  | PVC | 1978 | Yes |  | 2022-07-11 |  | Non-lead
027478 | 72 VENETIAN WAY |  | Polytube | Yes |  | 2023-10-23 |  | PVC | 1980 | Yes |  | 2023-10-23 |  | Non-lead
027479 | 951 LAGOON DR |  | Polytube | Yes |  | 2023-04-25 |  | PVC | 1978 | Yes |  | 2023-04-25 |  | Non-lead
027480 | D30 11TH AVE |  | Polytube | Yes |  | 2022-10-04 |  | PVC | 1976 | Yes |  | 2022-10-04 |  | Non-lead
027481 | APT A 209 ANN ST |  | Polytube | Yes |  | 2017-06-09 |  | Polytube | 1968 | Yes |  | 2017-06-09 |  | Non-Lead
027482 | #C 209 ANN ST |  | Polytube | Yes |  | 2018-03-01 |  | Unknown | 1968 | Yes |  | 2018-03-01 |  | Lead Status Unknown
027483 | #D 209 ANN ST |  | Polytube | Yes |  | 2018-03-01 |  | Unknown | 1968 | Yes |  | 2018-03-01 |  | Lead Status Unknown
027484 | APT B 209 ANNE ST |  | Polytube | Yes |  | 2017-05-05 |  | Polytube | 1942 | Yes |  | 2017-05-05 |  | Non-Lead
027485 | APT 5 649 WILLIAM ST |  | Polytube | Yes |  | 2023-01-04 |  | PVC | 1933 | Yes |  | 2023-01-04 |  | Non-lead
027486 | APT 4 649 WILLIAM ST |  | Polytube | Yes |  | 2022-08-03 |  | PVC | 1933 | Yes |  | 2022-08-03 |  | Non-lead
027487 | APT 3 649 WILLIAM ST |  | Polytube | Yes |  | 2023-01-04 |  | PVC | 1933 | Yes |  | 2023-01-04 |  | Non-lead
027488 | APT 2 649 WILLIAM ST |  | Polytube | Yes |  | 2023-01-04 |  | PVC | 1933 | Yes |  | 2023-01-04 |  | Non-lead
027489 | #1 649 WILLIAM ST |  | Polytube | Yes |  | 2023-01-04 |  | PVC | 1933 | Yes |  | 2023-01-04 |  | Non-lead
027490 | APT C REAR 737 OLIVIA ST |  | Polytube | Yes |  | 2023-01-12 |  | PVC | 1979 | Yes |  | 2023-01-12 |  | Non-lead
027491 | APT A 737 OLIVIA ST |  | Polytube | Yes |  | 2023-01-25 |  | PVC | 1979 | Yes |  | 2023-01-25 |  | Non-lead
027492 | 24 EMERALD DR |  | Polytube | Yes |  | 2024-04-24 |  | PVC | 1978 | Yes |  | 2024-04-24 |  | Non-lead
027493 | 740 PRADO CIR |  | Polytube | Yes |  | 2022-12-29 |  | PVC | 1990 | Yes |  | 2022-12-29 |  | Non-lead
027494 | 3978 DIANE RD |  | Polytube | Yes |  | 2023-01-11 |  | PVC | 1979 | Yes |  | 2023-01-11 |  | Non-lead
027495 | 1116 STUMP LN |  | Polytube | Yes |  | 2023-01-04 |  | PVC | 1958 | Yes |  | 2023-01-04 |  | Non-lead
027496 | 1647 PANDOREA LN |  | Polytube | Yes |  | 2022-12-15 |  | PVC | 1976 | Yes |  | 2022-12-15 |  | Non-lead
027497 | D26 11TH AVE |  | Polytube | Yes |  | 2023-03-08 |  | PVC | 1978 | Yes |  | 2023-03-08 |  | Non-lead
027498 | 31473 WARNER ST |  | Polytube | Yes |  | 2022-10-20 |  | PVC | 1978 | Yes |  | 2022-10-20 |  | Non-lead
027499 | 1728 PINE CHANNEL DR |  | Polytube | Yes |  | 2022-05-12 |  | PVC | 1985 | Yes |  | 2022-05-12 |  | Non-lead
027500 | 1738 PINE CHANNEL DR |  | Polytube | Yes |  | 2023-10-18 |  | PVC | 1978 | Yes |  | 2023-10-18 |  | Non-lead
027501 | 180 S INDIES DR |  | Polytube | Yes |  | 2022-10-22 |  | PVC | 1978 | Yes |  | 2022-10-22 |  | Non-lead
027502 | 1140 BULEVAR DE PALMAS |  | Polytube | Yes |  | 2024-10-02 |  | PVC | 1978 | Yes |  | 2024-10-02 |  | Non-lead
027503 | 368 PERRY AVE |  | Polytube | Yes |  | 2024-05-08 |  | PVC | 1983 | Yes |  | 2024-05-08 |  | Non-lead
027504 | 334 STIRRUP KEY BLVD |  | Polytube | Yes |  | 2023-04-13 |  | PVC | 1978 | Yes |  | 2023-04-13 |  | Non-lead
027505 | 346 E SEAVIEW DR |  | Polytube | Yes |  | 2022-10-22 |  | PVC | 1978 | Yes |  | 2022-10-22 |  | Non-lead
027506 | 5 SANDPIPER LN |  | Copper | Yes |  | 2022-06-21 |  | PVC | 1979 | Yes |  | 2022-06-21 |  | Non-lead
027507 | 939 15TH OCEAN ST |  | Polytube | Yes |  | 2022-07-15 |  | PVC | 1979 | Yes |  | 2022-07-15 |  | Non-lead
027508 | 374 STIRRUP KEY BLVD |  | Polytube | Yes |  | 2024-01-30 |  | PVC | 1984 | Yes |  | 2024-01-30 |  | Non-lead
027509 | 190 S INDIES DR |  | Polytube | Yes |  | 2023-06-14 |  | PVC | 1969 | Yes |  | 2023-06-14 |  | Non-lead
027510 | 58559 MORTON ST |  | Polytube | Yes |  | 2024-09-09 |  | PVC | 1978 | Yes |  | 2024-09-09 |  | Non-lead
027511 | 16 OCEAN EAST DR |  | Polytube | Yes |  | 2023-03-24 |  | PVC | 1978 | Yes |  | 2023-03-24 |  | Non-lead
027512 | 115 WINDY POINT CIR |  | Polytube | Yes |  | 2023-12-18 |  | PVC | 1978 | Yes |  | 2023-12-18 |  | Non-lead
027513 | 475 117TH OCEAN ST |  | Polytube | Yes |  | 2022-09-29 |  | Copper | 1956 | Yes |  | 2022-09-29 |  | Non-lead
027514 | 31376 E AVE |  | Polytube | Yes |  | 2022-11-08 |  | PVC | 1972 | Yes |  | 2022-11-08 |  | Non-lead
027515 | 97 COCO PLUM DR |  | Polytube | Yes |  | 2022-10-22 |  | PVC |  | Yes |  | 2022-10-22 |  | Non-lead
027516 | 110 BRUCE CT |  | Unknown | Yes |  | 2023-05-05 |  | Unknown | 1978 | Yes |  | 2023-05-05 |  | Lead Status Unknown
027518 | 59712 PARADISE PL |  | Polytube | Yes |  | 2024-06-28 |  | PVC | 1978 | Yes |  | 2024-06-28 |  | Non-lead
027519 | 41 COCO PLUM DR |  | Polytube | Yes |  | 2024-07-22 |  | PVC | 1978 | Yes |  | 2024-07-22 |  | Non-lead
027520 | 106 BIMINI DR |  | Polytube | Yes |  | 2022-10-22 |  | PVC | 1978 | Yes |  | 2022-10-22 |  | Non-lead
027522 | 408 HARBOUR DR |  | Polytube | Yes |  | 2024-07-02 |  | PVC | 1978 | Yes |  | 2024-07-02 |  | Non-lead
027523 | 6525 OCEANVIEW AVE |  | Copper | Yes |  | 2023-08-15 |  | Copper | 1979 | Yes |  | 2023-08-15 |  | Non-lead
027524 | 987 OCOTILLO LANE |  | Polytube | Yes |  | 2022-11-10 |  | PVC | 1979 | Yes |  | 2022-11-10 |  | Non-lead
027525 | 1200 MANOR LN |  | Copper | Yes |  | 2024-10-03 |  | PVC | 1979 | Yes |  | 2024-10-03 |  | Non-lead
027526 | 104 BRUCE CT |  | Unknown | Yes |  | 2023-06-28 |  | Unknown | 1986 | Yes |  | 2023-06-28 |  | Lead Status Unknown
027527 | 106 BRUCE CT |  | Polytube | Yes |  | 2023-01-27 |  | PVC | 1977 | Yes |  | 2023-01-27 |  | Non-lead
027528 | 172 S INDIES DR |  | Polytube | Yes |  | 2024-10-03 |  | PVC | 1979 | Yes |  | 2024-10-03 |  | Non-lead
027529 | 308 ALAMANDA |  | Polytube | Yes |  | 2024-05-09 |  | PVC | 1979 | Yes |  | 2024-05-09 |  | Non-lead
027530 | 65860 OVERSEAS HWY |  | Unknown, Non-Lead | Yes |  | 2020-01-13 |  | PVC | 1993 | Yes |  | 2020-01-13 |  | Non-lead
027531 | RIGHT 9104 AVIATION BLVD |  | Polytube | Yes |  | 2023-01-31 |  | PVC | 1978 | Yes |  | 2023-01-31 |  | Non-lead
027532 | VACANT AVIATION BLVD |  | Polytube | Yes |  | 2023-01-31 |  | PVC | 1978 | Yes |  | 2023-01-31 |  | Non-lead
027533 | 230 W SEAVIEW DR |  | Polytube | Yes |  | 2022-10-22 |  | PVC | 1978 | Yes |  | 2022-10-22 |  | Non-lead
027534 | 59732 PARADISE PL |  | Copper | Yes |  | 2022-10-22 |  | PVC | 1980 | Yes |  | 2022-10-22 |  | Non-lead
027535 | 222 SCHOONER LANE |  | Polytube | Yes |  | 2022-10-22 |  | PVC | 1979 | Yes |  | 2022-10-22 |  | Non-lead
027536 | CORNER OF 89TH & ST |  | Polytube | Yes |  | 2022-06-21 |  | PVC | 1979 | Yes |  | 2022-06-21 |  | Non-lead
027537 | 2001 SOMBRERO BLVD |  | Polytube | Yes |  | 2024-04-15 |  | PVC | 1979 | Yes |  | 2024-04-15 |  | Non-lead
027538 | OCEAN 748 25TH ST |  | Polytube | Yes |  | 2022-12-16 |  | PVC | 1978 | Yes |  | 2022-12-16 |  | Non-lead
027539 | 500 88TH STREET |  | Polytube | Yes |  | 2023-03-28 |  | PVC | 1979 | Yes |  | 2023-03-28 |  | Non-lead
027540 | 1536 EASTWARD HO LN |  | Polytube | Yes |  | 2024-03-20 |  | PVC | 1978 | Yes |  | 2024-03-20 |  | Non-lead
027541 | 939 COPA D'ORO |  | Polytube | Yes |  | 2022-05-31 |  | PVC | 1978 | Yes |  | 2022-05-31 |  | Non-lead
027542 | 810 10TH |  | Polytube | Yes |  | 2023-10-03 |  | PVC | 1969 | Yes |  | 2023-10-03 |  | Non-lead
027543 | 800 10TH ST |  | Polytube | Yes |  | 2022-07-11 |  | PVC | 1969 | Yes |  | 2022-07-11 |  | Non-lead
027544 | 206 CORSAIR RD |  | Polytube | Yes |  | 2023-12-08 |  | PVC | 1978 | Yes |  | 2023-12-08 |  | Non-lead
027545 | 200 LIME LN |  | Polytube | Yes |  | 2024-10-02 |  | PVC | 1979 | Yes |  | 2024-10-02 |  | Non-lead
027546 | 369 STIRRUP KEY BLVD |  | Polytube | Yes |  | 2023-02-01 |  | PVC | 1979 | Yes |  | 2023-02-01 |  | Non-lead
027547 | 676 76TH OCEAN ST |  | Polytube | Yes |  | 2024-07-10 |  | PVC | 1979 | Yes |  | 2024-07-10 |  | Non-lead
027548 | 6501 OCEAN VIEW AVE |  | Polytube | Yes |  | 2023-06-14 |  | PVC | 1986 | Yes |  | 2023-06-14 |  | Non-lead
027550 | 210 LINDAHL |  | Unknown, Non-Lead | Yes |  | 2024-01-05 |  | Unknown, Non-Lead | 2013 | Yes |  | 2024-01-05 |  | Non-lead
027551 | 2207 YELLOWTAIL DR |  | Polytube | Yes |  | 2023-05-26 |  | PVC | 1979 | Yes |  | 2023-05-26 |  | Non-lead
027552 | 175 W SHORE DR |  | Polytube | Yes |  | 2023-04-25 |  | PVC | 1976 | Yes |  | 2023-04-25 |  | Non-lead
027553 | 22 EMERALD DR |  | Polytube | Yes |  | 2022-08-31 |  | PVC | 1978 | Yes |  | 2022-08-31 |  | Non-lead
027554 | 2510 N ROOSEVELT BLVD |  | Unknown, Non-Lead | Yes |  | 2024-01-24 |  | Unknown, Non-Lead | 2000 | Yes |  | 2024-01-24 |  | Non-lead
027555 | 915 DUVAL ST |  | Polytube | Yes |  | 2022-09-26 |  | PVC | 1953 | Yes |  | 2022-09-26 |  | Non-lead
027556 | 170 SEMINOLE BLVD |  | Polytube | Yes |  | 2022-06-03 |  | PVC | 1978 | Yes |  | 2022-06-03 |  | Non-lead
027557 | 30834 MINORCA DR |  | Polytube | Yes |  | 2022-11-17 |  | PVC | 1979 | Yes |  | 2022-11-17 |  | Non-lead
027558 | 1540 LANTANA LN |  | Polytube | Yes |  | 2022-12-19 |  | PVC | 1978 | Yes |  | 2022-12-19 |  | Non-lead
027559 | 1410 SO ROOSEVELT BLVD |  | Polytube | Yes |  | 2022-05-25 |  | PVC | 1979 | Yes |  | 2022-05-25 |  | Non-lead
027560 | 29040 CEDAR DR |  | Polytube | Yes |  | 2022-12-21 |  | PVC | 1980 | Yes |  | 2022-12-21 |  | Non-lead
027561 | 160 MARS LN |  | Polytube | Yes |  | 2022-09-26 |  | PVC | 1978 | Yes |  | 2022-09-26 |  | Non-lead
027562 | SLIP T16 1801 N ROOSEVELT BLVD |  | PVC | Yes |  | 2022-07-11 |  | PVC | 1983 | Yes |  | 2022-07-11 |  | Non-lead
027563 | 3839 SUNSET DR |  | Polytube | Yes |  | 2024-02-26 |  | PVC | 1979 | Yes |  | 2024-02-26 |  | Non-lead
027564 | 911 WEST INDIES DR |  | Polytube | Yes |  | 2022-10-26 |  | PVC | 1978 | Yes |  | 2022-10-26 |  | Non-lead
027565 | 35 CYPRESS AVE |  | Polytube | Yes |  | 2022-11-07 |  | PVC | 1980 | Yes |  | 2022-11-07 |  | Non-lead
027566 | 15 ASTER TER |  | Polytube | Yes |  | 2023-10-20 |  | PVC | 1978 | Yes |  | 2023-10-20 |  | Non-lead
027567 | APT D 323 PETRONIA ST |  | Polytube | Yes |  | 2023-05-04 |  | PVC | 1959 | Yes |  | 2023-05-04 |  | Non-lead
027568 | APT C 323 PETRONIA ST |  | Polytube | Yes |  | 2023-12-08 |  | Polytube | 1959 | Yes |  | 2023-12-08 |  | Non-lead
027571 | 1709 SUNRISE DR |  | Polytube | Yes |  | 2022-11-16 |  | Copper | 1978 | Yes |  | 2022-11-16 |  | Non-lead
027572 | 5551 2ND AVE |  | Polytube | Yes |  | 2023-09-28 |  | PVC | 1978 | Yes |  | 2023-09-28 |  | Non-lead
027573 | 5 EMERALD DR |  | Polytube | Yes |  | 2022-08-31 |  | PVC | 1978 | Yes |  | 2022-08-31 |  | Non-lead
027574 | 24 TAMARIND DR |  | Polytube | Yes |  | 2023-07-25 |  | PVC | 1978 | Yes |  | 2023-07-25 |  | Non-lead
027576 | END SIRUGO AVE |  | Unknown, Non-Lead | Yes |  | 2021-08-09 |  | Unknown, Non-Lead | 2000 | Yes |  | 2021-08-09 |  | Non-lead
027577 | 56 PALMETTO DR |  | Polytube | Yes |  | 2023-07-19 |  | Copper | 1979 | Yes |  | 2023-07-19 |  | Non-lead
027578 | 3320 RIVIERA DR |  | Polytube | Yes |  | 2023-09-20 |  | Copper | 1980 | Yes |  | 2023-09-20 |  | Non-lead
027579 | APT B 1025 WHITEHEAD ST |  | Polytube | Yes |  | 2022-07-05 |  | Polytube | 1908 | Yes |  | 2022-07-05 |  | Non-lead
027580 | APT D 1025 WHITEHEAD ST |  | Polytube | Yes |  | 2022-07-05 |  | Polytube | 1908 | Yes |  | 2022-07-05 |  | Non-lead
027581 | APT C 1025 WHITEHEAD ST |  | Polytube | Yes |  | 2022-07-05 |  | Polytube | 1908 | Yes |  | 2022-07-05 |  | Non-lead
027582 | 260 MARS LN |  | Polytube | Yes |  | 2022-09-26 |  | PVC | 1972 | Yes |  | 2022-09-26 |  | Non-lead
027583 | 3986 GORDON RD |  | Polytube | Yes |  | 2023-01-12 |  | PVC | 1978 | Yes |  | 2023-01-12 |  | Non-lead
027584 | 3978 GORDON RD |  | Polytube | Yes |  | 2021-02-05 |  | PVC | 1978 | Yes |  | 2021-02-05 |  | Non-lead
027586 | SLIP T26 1801 N ROOSEVELT BLVD |  | PVC | Yes |  | 2022-07-11 |  | PVC | 1983 | Yes |  | 2022-07-11 |  | Non-lead
027587 | 222 KEY HAVEN RD |  | Polytube | Yes |  | 2024-04-30 |  | PVC | 1978 | Yes |  | 2024-04-30 |  | Non-lead
027588 | 56 BAY Dr |  | Polytube | Yes |  | 2023-08-30 |  | PVC | 1978 | Yes |  | 2023-08-30 |  | Non-lead
027589 | 181 STAR LN |  | Polytube | Yes |  | 2022-11-22 |  | PVC | 1990 | Yes |  | 2022-11-22 |  | Non-lead
027590 | 638 CARIBBEAN DR |  | Polytube | Yes |  | 2023-04-24 |  | PVC | 1978 | Yes |  | 2023-04-24 |  | Non-lead
027591 | 19267 HANSEN TRAIL |  | Polytube | Yes |  | 2024-07-12 |  | PVC | 1978 | Yes |  | 2024-07-12 |  | Non-lead
027592 | SLIP T20 1801 N ROOSEVELT BLVD |  | PVC | Yes |  | 2022-07-11 |  | PVC | 1983 | Yes |  | 2022-07-11 |  | Non-lead
027593 | 923 FLAGSHIP DR |  | Unknown, Non-Lead | Yes |  | 2018-05-07 |  | PVC | 2007 | Yes |  | 2018-05-07 |  | Non-lead
027594 | 2303 STAPLES AVE |  | Polytube | Yes |  | 2022-08-15 |  | PVC | 1954 | Yes |  | 2022-08-15 |  | Non-lead
027596 | 29066 ROSE (223 A) DR |  | Polytube | Yes |  | 2022-12-21 |  | PVC | 1978 | Yes |  | 2022-12-21 |  | Non-lead
027597 | 7 DIAMOND DR |  | Polytube | Yes |  | 2023-11-30 |  | PVC | 1978 | Yes |  | 2023-11-30 |  | Non-lead
027598 | 29737 NEWFOUND BLVD |  | Polytube | Yes |  | 2018-01-22 |  | PVC | 1978 | Yes |  | 2018-01-22 |  | Non-lead
027599 | GUEST HOUSE 04 717 SOUTH ST |  | Polytube | Yes |  | 2023-04-25 |  | PVC | 1950 | Yes |  | 2023-04-25 |  | Non-lead
027600 | GUEST HOUSE 05 717 SOUTH ST |  | Polytube | Yes |  | 2024-05-20 |  | PVC | 1950 | Yes |  | 2024-05-20 |  | Non-lead
027601 | 616 N EMERALD DR |  | PVC | Yes |  | 2023-02-02 |  | PVC | 1978 | Yes |  | 2023-02-02 |  | Non-lead
027602 | TR E 88540 OVERSEAS HWY |  | PVC | Yes |  | 2022-06-13 |  | PVC |  | Yes |  | 2022-06-13 |  | Non-lead
027603 | 402 COCONUT DR |  | Polytube | Yes |  | 2022-07-21 |  | PVC | 1978 | Yes |  | 2022-07-21 |  | Non-lead
027604 | 403 PALM DR |  | Polytube | Yes |  | 2022-06-29 |  | PVC | 1981 | Yes |  | 2022-06-29 |  | Non-lead
027605 | 160 GEORGIA AVE |  | Polytube | Yes |  | 2022-05-19 |  | PVC |  | Yes |  | 2022-05-19 |  | Non-lead
027607 | UNIT 7 100 IROQUOIS DR |  | Polytube | Yes |  | 2022-06-30 |  | PVC | 1973 | Yes |  | 2022-06-30 |  | Non-lead
027608 | 17 SOUTH DR |  | Polytube | Yes |  | 2023-05-04 |  | PVC | 1978 | Yes |  | 2023-05-04 |  | Non-lead
027609 | 4 NORTH DR |  | Polytube | Yes |  | 2023-05-04 |  | PVC | 1978 | Yes |  | 2023-05-04 |  | Non-lead
027610 | 207 PIMLICO LN |  | Polytube | Yes |  | 2022-08-09 |  | PVC | 1974 | Yes |  | 2022-08-09 |  | Non-lead
027611 | 618 N EMERALD DR |  | PVC | Yes |  | 2023-02-02 |  | PVC | 1978 | Yes |  | 2023-02-02 |  | Non-lead
027612 | 150 NAUTILUS DR |  | Polytube | Yes |  | 2023-09-22 |  | PVC | 1983 | Yes |  | 2023-09-22 |  | Non-lead
027613 | 1336 CALDER RD |  | Polytube | Yes |  | 2024-07-08 |  | PVC | 1986 | Yes |  | 2024-07-08 |  | Non-lead
027614 | 557 GORDON CIRCLE |  | Polytube | Yes |  | 2023-05-04 |  | PVC | 1976 | Yes |  | 2023-05-04 |  | Non-lead
027615 | 322 LITTLE MISS MUFFETT LN |  | Polytube | Yes |  | 2022-09-20 |  | PVC | 1976 | Yes |  | 2022-09-20 |  | Non-lead
027616 | 18 SOUTH DR |  | Polytube | Yes |  | 2023-05-04 |  | PVC | 1980 | Yes |  | 2023-05-04 |  | Non-lead
027617 | 250 CUBA RD |  | Polytube | Yes |  | 2022-07-20 |  | PVC | 1972 | Yes |  | 2022-07-20 |  | Non-lead
027618 | 22 GRASSY RD |  | Polytube | Yes |  | 2023-05-04 |  | PVC | 1987 | Yes |  | 2023-05-04 |  | Non-lead
027619 | 194 GARDEN ST |  | Polytube | Yes |  | 2023-02-09 |  | PVC | 1972 | Yes |  | 2023-02-09 |  | Non-lead
027620 | 138 MOHAWK ST |  | Polytube | Yes |  | 2022-05-31 |  | PVC | 1980 | Yes |  | 2022-05-31 |  | Non-lead
027621 | 9 SEXTON WAY |  | Polytube | Yes |  | 2023-07-17 |  | PVC | 1978 | Yes |  | 2023-07-17 |  | Non-lead
027622 | 901 LOBSTER LN |  | Polytube | Yes |  | 2023-02-28 |  | PVC | 1981 | Yes |  | 2023-02-28 |  | Non-lead
027623 | 166 COLUMBUS DR |  | Polytube | Yes |  | 2022-07-07 |  | PVC | 1979 | Yes |  | 2022-07-07 |  | Non-lead
027624 | 165 PLANTATION DR |  | Polytube | Yes |  | 2023-02-21 |  | PVC | 1979 | Yes |  | 2023-02-21 |  | Non-lead
027625 | 122 NAUTILUS DR |  | Polytube | Yes |  | 2022-06-29 |  | PVC | 1979 | Yes |  | 2022-06-29 |  | Non-lead
027626 | 400 BOWIE LN |  | Polytube | Yes |  | 2023-05-04 |  | PVC | 1974 | Yes |  | 2023-05-04 |  | Non-lead
027627 | 535 OCEAN WAY |  | Polytube | Yes |  | 2023-02-02 |  | PVC | 1978 | Yes |  | 2023-02-02 |  | Non-lead
027628 | 168 CORAL AVE |  | Polytube | Yes |  | 2022-06-13 |  | PVC | 1978 | Yes |  | 2022-06-13 |  | Non-lead
027629 | DR 155 BLUE HARBOR |  | Polytube | Yes |  | 2023-02-07 |  | PVC | 1972 | Yes |  | 2023-02-07 |  | Non-lead
027630 | 246 CUBA RD |  | Unknown, Non-Lead | Yes |  | 2022-04-21 |  | Unknown, Non-Lead | 2004 | Yes |  | 2022-04-21 |  | Non-lead
027631 | 201 DOVE LAKE DR |  | Polytube | Yes |  | 2022-07-20 |  | PVC | 1978 | Yes |  | 2022-07-20 |  | Non-lead
027632 | 102420 OVERSEAS HWY |  | Polytube | Yes |  | 2023-02-27 |  | PVC | 1959 | Yes |  | 2023-02-27 |  | Non-lead
027633 | 617 N JADE DR |  | Unknown, Non-Lead | No |  |  |  | Unknown, Non-Lead | 2021 | No |  |  |  | Non-lead
027634 | 1129 GULFSTREAM LN |  | Polytube | Yes |  | 2022-07-05 |  | PVC | 1972 | Yes |  | 2022-07-05 |  | Non-lead
027635 | 284 COSTA BRAVO DR |  | Polytube | Yes |  | 2022-07-13 |  | PVC | 1979 | Yes |  | 2022-07-13 |  | Non-lead
027636 | 140 SUNSET LN |  | Polytube | Yes |  | 2023-04-24 |  | PVC | 1978 | Yes |  | 2023-04-24 |  | Non-lead
027637 | 159 IROQUOIS ST |  | Polytube | Yes |  | 2022-05-31 |  | PVC | 1980 | Yes |  | 2022-05-31 |  | Non-lead
027638 | TR C 100 MORRIS LANE |  | Polytube | Yes |  | 2023-03-10 |  | None | 1981 | Yes |  | 2023-03-10 |  | Non-lead
027639 | 390 BURGUNDY DR |  | Polytube | Yes |  | 2023-02-13 |  | PVC | 1978 | Yes |  | 2023-02-13 |  | Non-lead
027640 | 101 MANGROVE LN |  | Polytube | Yes |  | 2022-07-19 |  | PVC | 1978 | Yes |  | 2022-07-19 |  | Non-lead
027641 | 76188 OVERSEAS HWY |  | Polytube | Yes |  | 2022-07-07 |  | PVC | 1978 | Yes |  | 2022-07-07 |  | Non-lead
027642 | 150 WESTMINISTER DR |  | Polytube | Yes |  | 2022-07-12 |  | PVC | 1978 | Yes |  | 2022-07-12 |  | Non-lead
027643 | 103 VALJEAN WAY |  | Unknown, Non-Lead | Yes |  | 2020-09-10 |  | Unknown, Non-Lead | 2018 | Yes |  | 2020-09-10 |  | Non-lead
027644 | 117 NORMANDY DR |  | Polytube | Yes |  | 2024-01-04 |  | PVC | 1972 | Yes |  | 2024-01-04 |  | Non-lead
027646 | 237 UPPER MATECUMBE RD |  | Polytube | Yes |  | 2022-11-15 |  | PVC | 1979 | Yes |  | 2022-11-15 |  | Non-lead
027647 | 753 MICHAEL DR |  | Polytube | Yes |  | 2023-05-04 |  | PVC | 1976 | Yes |  | 2023-05-04 |  | Non-lead
027648 | 15 STILLWRIGHT WAY |  | Polytube | Yes |  | 2023-05-04 |  | PVC | 1984 | Yes |  | 2023-05-04 |  | Non-lead
027649 | 187 PLANTATION AVE |  | Unknown, Non-Lead | Yes |  | 2021-10-25 |  | Unknown, Non-Lead | 2013 | Yes |  | 2021-10-25 |  | Non-lead
027650 | 42 SE MARLIN AVE |  | Polytube | Yes |  | 2022-10-31 |  | PVC | 1958 | Yes |  | 2022-10-31 |  | Non-lead
027651 | 38 MARLIN AVE |  | Polytube | Yes |  | 2022-11-03 |  | PVC | 1978 | Yes |  | 2022-11-03 |  | Non-lead
027652 | 135 BLUE HARBOR DR |  | Polytube | Yes |  | 2023-04-12 |  | PVC | 1976 | Yes |  | 2023-04-12 |  | Non-lead
027653 | 222 NORMANDY DR |  | Unknown, Non-Lead | Yes |  | 2022-08-31 |  | Unknown, Non-Lead | 2011 | Yes |  | 2022-08-31 |  | Non-lead
027654 | 106 BURGUNDY DR |  | Copper | Yes |  | 2023-02-09 |  | PVC | 1979 | Yes |  | 2023-02-09 |  | Non-lead
027655 | 190 AZALEA ST |  | Polytube | Yes |  | 2022-06-21 |  | PVC | 1979 | Yes |  | 2022-06-21 |  | Non-lead
027656 | 239 CUBA RD |  | Polytube | Yes |  | 2022-07-20 |  | PVC | 1971 | Yes |  | 2022-07-20 |  | Non-lead
027657 | 864 ELLEN DR |  | Polytube | Yes |  | 2023-02-09 |  | PVC | 1977 | Yes |  | 2023-02-09 |  | Non-lead
027658 | 476 BAHIA HONDA RD |  | Polytube | Yes |  | 2024-05-21 |  | PVC | 1973 | Yes |  | 2024-05-21 |  | Non-lead
027659 | 207 NORTH OCEAN DR |  | Polytube | Yes |  | 2022-10-03 |  | PVC | 1987 | Yes |  | 2022-10-03 |  | Non-lead
027661 | 758 MICHAEL DR |  | Polytube | Yes |  | 2022-07-05 |  | PVC | 1986 | Yes |  | 2022-07-05 |  | Non-lead
027662 | 139 BLUE HARBOR DR |  | Unknown, Non-Lead | Yes |  | 2020-11-19 |  | Unknown, Non-Lead | 2014 | Yes |  | 2020-11-19 |  | Non-lead
027663 | 209 NORTH OCEAN DR |  | Polytube | Yes |  | 2022-07-07 |  | PVC | 1978 | Yes |  | 2022-07-07 |  | Non-lead
027664 | 393 OLEANDER PRT OF AVE |  | Polytube | Yes |  | 2023-02-13 |  | PVC | 1981 | Yes |  | 2023-02-13 |  | Non-lead
027665 | 586 BEACH RD |  | Polytube | Yes |  | 2022-07-20 |  | PVC | 1979 | Yes |  | 2022-07-20 |  | Non-lead
027666 | 103101 OVERSEAS HWY |  | Polytube | Yes |  | 2022-12-15 |  | PVC | 1978 | Yes |  | 2022-12-15 |  | Non-lead
027667 | 119 SOUTH DR |  | Polytube | Yes |  | 2022-07-28 |  | PVC | 1981 | Yes |  | 2022-07-28 |  | Non-lead
027668 | 13 OLD STATE L10 RD |  | Polytube | Yes |  | 2022-08-15 |  | PVC | 1977 | Yes |  | 2022-08-15 |  | Non-lead
027669 | 211 WILDWOOD CR |  | Polytube | Yes |  | 2023-01-31 |  | PVC | 1978 | Yes |  | 2023-01-31 |  | Non-lead
027671 | 765 MICHAEL DR |  | Polytube | Yes |  | 2023-05-04 |  | PVC | 1975 | Yes |  | 2023-05-04 |  | Non-lead
027672 | 102 BURGUNDY DR |  | Polytube | Yes |  | 2023-02-13 |  | PVC | 1979 | Yes |  | 2023-02-13 |  | Non-lead
027673 | 219 MOHAWK ST |  | Polytube | Yes |  | 2024-09-18 |  | PVC | 1979 | Yes |  | 2024-09-18 |  | Non-lead
027674 | 110 GUILFORD CT |  | Polytube | Yes |  | 2022-07-11 |  | PVC | 1976 | Yes |  | 2022-07-11 |  | Non-lead
027675 | 103360 OVERSEAS HWY MM 103 |  | Polytube | Yes |  | 2023-03-06 |  | PVC | 1986 | Yes |  | 2023-03-06 |  | Non-lead
027676 | 195 ATLANTIC BLVD |  | Polytube | Yes |  | 2022-06-23 |  | PVC | 1971 | Yes |  | 2022-06-23 |  | Non-lead
027677 | 121 NAUTILUS DR |  | Polytube | Yes |  | 2022-06-29 |  | PVC | 1973 | Yes |  | 2022-06-29 |  | Non-lead
027678 | 158 PLANTATION AVE |  | Polytube | Yes |  | 2022-06-09 |  | PVC | 1978 | Yes |  | 2022-06-09 |  | Non-lead
027679 | 241 BURGUNDY DR |  | Polytube | Yes |  | 2024-04-23 |  | PVC | 1976 | Yes |  | 2024-04-23 |  | Non-lead
027680 | 110 NORMANDY DR |  | Polytube | Yes |  | 2023-01-30 |  | PVC | 1974 | Yes |  | 2023-01-30 |  | Non-lead
027681 | 141 NORMANDY DR |  | Polytube | Yes |  | 2023-02-02 |  | PVC | 1972 | Yes |  | 2023-02-02 |  | Non-lead
027682 | 114 HARRY HARRIS Dr |  | Polytube | Yes |  | 2022-07-20 |  | PVC | 1978 | Yes |  | 2022-07-20 |  | Non-lead
027683 | DUPLX 116 HARRY HARRIS DR |  | Polytube | Yes |  | 2023-08-16 |  | PVC | 1978 | Yes |  | 2023-08-16 |  | Non-lead
027684 | 301 ST THOMAS AVE |  | Polytube | Yes |  | 2022-05-25 |  | PVC | 1979 | Yes |  | 2022-05-25 |  | Non-lead
027685 | 301 ST THOMAS AVE |  | Polytube | Yes |  | 2022-11-09 |  | PVC | 1991 | Yes |  | 2022-11-09 |  | Non-lead
027686 | 208 JASMINE ST |  | Polytube | Yes |  | 2022-06-16 |  | PVC | 1978 | Yes |  | 2022-06-16 |  | Non-lead
027687 | 204 JASMINE ST |  | Polytube | Yes |  | 2022-06-16 |  | Copper | 1978 | Yes |  | 2022-06-16 |  | Non-lead
027688 | 214 HIBISCUS ST |  | Polytube | Yes |  | 2022-06-16 |  | PVC | 1978 | Yes |  | 2022-06-16 |  | Non-lead
027689 | 230 CUBA RD |  | Unknown, Non-Lead | No |  |  |  | Unknown, Non-Lead | 1990 | No |  |  |  | Non-lead
027690 | 205 CANAL ST |  | Polytube | Yes |  | 2022-07-20 |  | PVC | 1979 | Yes |  | 2022-07-20 |  | Non-lead
027691 | 225 UPPER MATECUMBE RD |  | Polytube | Yes |  | 2023-03-06 |  | PVC | 1983 | Yes |  | 2023-03-06 |  | Non-lead
027692 | 111 HARBOR DR |  | Polytube | Yes |  | 2022-06-14 |  | PVC | 1979 | Yes |  | 2022-06-14 |  | Non-lead
027693 | 194 AZALEA ST |  | Polytube | Yes |  | 2022-06-21 |  | PVC | 1979 | Yes |  | 2022-06-21 |  | Non-lead
027694 | 80 SEAGATE BLVD |  | Polytube | Yes |  | 2022-07-12 |  | PVC | 1976 | Yes |  | 2022-07-12 |  | Non-lead
027695 | 40 TRANSYLVANIA AVE |  | Polytube | Yes |  | 2022-10-31 |  | PVC | 1978 | Yes |  | 2022-10-31 |  | Non-lead
027696 | 506 SOUND DR |  | Polytube | Yes |  | 2024-06-05 |  | PVC | 1979 | Yes |  | 2024-06-05 |  | Non-lead
027697 | 11 COCOPLUM RD |  | Copper | Yes |  | 2023-02-03 |  | PVC | 1982 | Yes |  | 2023-02-03 |  | Non-lead
027698 | 492 BEACH RD |  | Polytube | Yes |  | 2022-07-20 |  | PVC | 1982 | Yes |  | 2022-07-20 |  | Non-lead
027699 | BACK 104 HARRY HARRIS DR |  | Polytube | Yes |  | 2024-06-20 |  | PVC | 1978 | Yes |  | 2024-06-20 |  | Non-lead
027700 | APT FRONT 106 HARRY HARRIS DR |  | Polytube | Yes |  | 2022-07-20 |  | PVC | 1978 | Yes |  | 2022-07-20 |  | Non-lead
027701 | 488 BEACH RD |  | Polytube | Yes |  | 2022-07-20 |  | PVC | 1978 | Yes |  | 2022-07-20 |  | Non-lead
027702 | 12 DRIFTWOOD DR |  | Polytube | Yes |  | 2022-05-09 |  | PVC | 1978 | Yes |  | 2022-05-09 |  | Non-lead
027703 | 876 GULF DR |  | Polytube | Yes |  | 2023-04-25 |  | PVC | 1978 | Yes |  | 2023-04-25 |  | Non-lead
027704 | 3200 RIVIERA DR |  | Polytube | Yes |  | 2022-06-01 |  | Copper | 1975 | Yes |  | 2022-06-01 |  | Non-lead
027705 | 2226 PATTERSON AVE |  | Polytube | Yes |  | 2023-05-04 |  | PVC | 1980 | Yes |  | 2023-05-04 |  | Non-lead
027707 | 24460 CARIBBEAN DR W |  | Polytube | Yes |  | 2024-03-27 |  | PVC | 2004 | Yes |  | 2024-03-27 |  | Non-lead
027709 | 45 CYPRESS AVE |  | Polytube | Yes |  | 2022-05-06 |  | Copper | 1978 | Yes |  | 2022-05-06 |  | Non-lead
027710 | 29532 FLYING CLOUD AVE |  | Polytube | Yes |  | 2023-04-17 |  | PVC | 1980 | Yes |  | 2023-04-17 |  | Non-lead
027711 | 55 1ST ST |  | Polytube | Yes |  | 2022-08-26 |  | PVC | 1991 | Yes |  | 2022-08-26 |  | Non-lead
027712 | 9 BIRCHWOOD DR |  | Polytube | Yes |  | 2022-05-06 |  | PVC | 1979 | Yes |  | 2022-05-06 |  | Non-lead
027713 | B3L34 1071 BAY DR |  | Unknown, Non-Lead | No |  |  |  | Unknown, Non-Lead | 1994 | No |  |  |  | Non-lead
027714 | 1719 WASHINGTON ST |  | Polytube | Yes |  | 2022-10-14 |  | PVC | 1978 | Yes |  | 2022-10-14 |  | Non-lead
027715 | 1618 TRINIDAD DR |  | Polytube | Yes |  | 2023-04-24 |  | PVC | 1978 | Yes |  | 2023-04-24 |  | Non-lead
027718 | 1660 PANDOREA LN |  | Polytube | Yes |  | 2022-12-15 |  | PVC | 1980 | Yes |  | 2022-12-15 |  | Non-lead
027719 | 1669 LANTANA LN |  | Polytube | Yes |  | 2023-09-22 |  | PVC | 1978 | Yes |  | 2023-09-22 |  | Non-lead
027720 | SLIP T29 1801 N ROOSEVELT BLVD |  | PVC | Yes |  | 2024-04-03 |  | PVC | 1983 | Yes |  | 2024-04-03 |  | Non-lead
027721 | 7 EMERALD DR |  | Polytube | Yes |  | 2023-02-27 |  | PVC | 1980 | Yes |  | 2023-02-27 |  | Non-lead
027722 | 845 JAMAICA LN |  | Polytube | Yes |  | 2023-01-25 |  | PVC | 1979 | Yes |  | 2023-01-25 |  | Non-lead
027723 | 110 SHORE LN |  | Polytube | Yes |  | 2022-07-11 |  | PVC | 1979 | Yes |  | 2022-07-11 |  | Non-lead
027724 | 1142 FLAGSHIP DR |  | Unknown | Yes |  | 2023-02-08 |  | PVC | 1979 | Yes |  | 2023-02-08 |  | Non-lead
027725 | 404 BALIDO TER |  | Polytube | Yes |  | 2023-03-10 |  | PVC | 1978 | Yes |  | 2023-03-10 |  | Non-lead
027726 | 17093 CORAL DR |  | Unknown, Non-Lead | Yes |  | 2021-03-31 |  | PVC | 2010 | Yes |  | 2021-03-31 |  | Non-lead
027727 | 365 STIRRUP KEY BLVD |  | Polytube | Yes |  | 2023-08-16 |  | PVC | 1979 | Yes |  | 2023-08-16 |  | Non-lead
027728 | 20986 W 9TH AVE |  | Polytube | Yes |  | 2022-10-31 |  | Copper | 1978 | Yes |  | 2022-10-31 |  | Non-lead
027729 | 961 LAGOON DR |  | Polytube | Yes |  | 2022-10-03 |  | PVC | 1980 | Yes |  | 2022-10-03 |  | Non-lead
027730 | 86 CUNNINGHAM LN |  | Polytube | Yes |  | 2022-11-09 |  | PVC | 1979 | Yes |  | 2022-11-09 |  | Non-lead
027731 | 2076 LONG BCH DR |  | Polytube | Yes |  | 2022-09-06 |  | PVC | 1979 | Yes |  | 2022-09-06 |  | Non-lead
027732 | 17094 KINGFISH LN |  | Polytube | Yes |  | 2022-07-11 |  | PVC | 1978 | Yes |  | 2022-07-11 |  | Non-lead
027734 | APT A 6415 2ND ST |  | Polytube | Yes |  | 2023-03-06 |  | PVC | 1978 | Yes |  | 2023-03-06 |  | Non-lead
027735 | 31 COUNTY RD |  | Polytube | Yes |  | 2022-11-09 |  | PVC | 1949 | Yes |  | 2022-11-09 |  | Non-lead
027736 | 22950 PRIVATEER DR |  | PVC | Yes |  | 2022-12-29 |  | Copper | 1980 | Yes |  | 2022-12-29 |  | Non-lead
027737 | 29004 MAGNOLIA DR |  | Polytube | Yes |  | 2022-12-15 |  | PVC | 1978 | Yes |  | 2022-12-15 |  | Non-lead
027738 | 8 EMERALD DR |  | Polytube | Yes |  | 2022-08-31 |  | PVC | 1980 | Yes |  | 2022-08-31 |  | Non-lead
027742 | 145 S POINT DR |  | Polytube | Yes |  | 2022-07-08 |  | PVC | 1979 | Yes |  | 2022-07-08 |  | Non-lead
027743 | 27893 CORAL SHORES RD |  | Polytube | Yes |  | 2023-05-23 |  | PVC | 1980 | Yes |  | 2023-05-23 |  | Non-lead
027744 | 1 BIRCHWOOD DR |  | Polytube | Yes |  | 2022-05-06 |  | PVC | 1980 | Yes |  | 2022-05-06 |  | Non-lead
027745 | 22976 BLUEGILL LN |  | Polytube | Yes |  | 2022-11-17 |  | PVC | 1980 | Yes |  | 2022-11-17 |  | Non-lead
027746 | 29330 SARATOGA AVE |  | Polytube | Yes |  | 2024-09-18 |  | Polytube | 1987 | Yes |  | 2024-09-18 |  | Non-lead
027747 | 960 BAY DR |  | Polytube | Yes |  | 2023-04-24 |  | PVC | 1983 | Yes |  | 2023-04-24 |  | Non-lead
027748 | APT A 2 CACTUS DR |  | Polytube | Yes |  | 2024-02-28 |  | PVC | 1985 | Yes |  | 2024-02-28 |  | Non-lead
027749 | APT B 2 CACTUS DR |  | Polytube | Yes |  | 2024-07-29 |  | PVC | 1985 | Yes |  | 2024-07-29 |  | Non-lead
027750 | L187 17190 AMBERJACK LN |  | Polytube | Yes |  | 2023-03-23 |  | PVC | 1978 | Yes |  | 2023-03-23 |  | Non-lead
027751 | B4L3 24450 W CARRIBEAN DR |  | Polytube | Yes |  | 2024-09-03 |  | PVC | 1997 | Yes |  | 2024-09-03 |  | Non-lead
027752 | 30710 PALM DR |  | Polytube | Yes |  | 2022-11-15 |  | PVC | 1979 | Yes |  | 2022-11-15 |  | Non-lead
027753 | 15 AQUAMARINE DR |  | Polytube | Yes |  | 2022-08-17 |  | PVC | 1978 | Yes |  | 2022-08-17 |  | Non-lead
027754 | 580 WEST POINT DR |  | Polytube | Yes |  | 2022-07-11 |  | Polytube |  | Yes |  | 2022-07-11 |  | Non-lead
027755 | 17134 W BUTTONWOOD DR |  | Polytube | Yes |  | 2023-05-04 |  | PVC | 1978 | Yes |  | 2023-05-04 |  | Non-lead
027756 | 385 PIRATES RD |  | Polytube | Yes |  | 2023-01-24 |  | PVC | 1980 | Yes |  | 2023-01-24 |  | Non-lead
027757 | UP 2606 FOGARTY AVE |  | Polytube | Yes |  | 2022-08-23 |  | Copper | 1972 | Yes |  | 2022-08-23 |  | Non-lead
027758 | 920 BAY DR |  | Polytube | Yes |  | 2023-04-24 |  | PVC | 1977 | Yes |  | 2023-04-24 |  | Non-lead
027759 | 67 BAY DR |  | Polytube | Yes |  | 2023-08-29 |  | PVC | 1978 | Yes |  | 2023-08-29 |  | Non-lead
027760 | 2 EMERALD DR |  | Polytube | Yes |  | 2024-08-26 |  | PVC | 1979 | Yes |  | 2024-08-26 |  | Non-lead
027761 | 29681 ENTERPRISE AVE |  | Polytube | Yes |  | 2022-12-01 |  | PVC | 1979 | Yes |  | 2022-12-01 |  | Non-lead
027765 | 12 BEECHWOOD DR |  | Polytube | Yes |  | 2017-07-21 |  | Copper | 1980 | Yes |  | 2017-07-21 |  | Non-lead
027766 | APT 4 909 THOMAS ST |  | Polytube | Yes |  | 2023-05-04 |  | PVC | 1976 | Yes |  | 2023-05-04 |  | Non-lead
027767 | 312 PISCES LN |  | Polytube | Yes |  | 2022-09-23 |  | PVC | 1979 | Yes |  | 2022-09-23 |  | Non-lead
027768 | LOT 05 5350 3RD AVE |  | Unknown, Non-Lead | Yes |  | 2024-07-19 |  | Unknown, Non-Lead | 1996 | Yes |  | 2024-07-19 |  | Non-lead
027769 | 29123 ROSE DR |  | Polytube | Yes |  | 2022-12-21 |  | PVC | 1978 | Yes |  | 2022-12-21 |  | Non-lead
027771 | LOT 03 5350 5TH AVE |  | Unknown, Non-Lead | Yes |  | 2024-09-25 |  | Unknown, Non-Lead | 1996 | Yes |  | 2024-09-25 |  | Non-lead
027772 | LOT 04 5350 5TH AVE |  | Unknown, Non-Lead | Yes |  | 2020-01-09 |  | PVC | 1996 | Yes |  | 2020-01-09 |  | Non-lead
027773 | LOT 07 5350 3RD AVE |  | Unknown, Non-Lead | No |  |  |  | Unknown, Non-Lead | 1996 | No |  |  |  | Non-lead
027774 | LOT 09 5350 3RD AVE |  | Unknown, Non-Lead | No |  |  |  | Unknown, Non-Lead | 1996 | No |  |  |  | Non-lead
027775 | LOT 10 5350 3RD AVE |  | Unknown, Non-Lead | No |  |  |  | Unknown, Non-Lead | 1996 | No |  |  |  | Non-lead
027776 | LOT 14 5350 3RD AVE |  | PVC | Yes |  | 2024-02-09 |  | PVC | 1996 | Yes |  | 2024-02-09 |  | Non-lead
027777 | LOT 15 5350 5TH AVE |  | Unknown, Non-Lead | No |  |  |  | Unknown, Non-Lead | 1996 | No |  |  |  | Non-lead
027778 | 352 E CARRIBEAN DR |  | Polytube | Yes |  | 2022-07-28 |  | PVC | 1985 | Yes |  | 2022-07-28 |  | Non-lead
027779 | 29057 GERANIUM DR |  | Polytube | Yes |  | 2023-01-10 |  | PVC | 1978 | Yes |  | 2023-01-10 |  | Non-lead
027780 | 29053 MARIGOLD DR |  | Polytube | Yes |  | 2023-01-10 |  | PVC | 1979 | Yes |  | 2023-01-10 |  | Non-lead
027781 | 16820 TAMARIND RD |  | Polytube | Yes |  | 2022-07-11 |  | PVC | 1979 | Yes |  | 2022-07-11 |  | Non-lead
027782 | 22 BEECHWOOD DR |  | Polytube | Yes |  | 2022-05-06 |  | PVC | 1980 | Yes |  | 2022-05-06 |  | Non-lead
027783 | 30817 WITTERS LN |  | Polytube | Yes |  | 2022-11-28 |  | PVC | 1981 | Yes |  | 2022-11-28 |  | Non-lead
027784 | 225 COLSON DR |  | Unknown, Non-Lead | Yes |  | 2021-10-04 |  | Unknown, Non-Lead | 2010 | Yes |  | 2021-10-04 |  | Non-lead
027785 | 568 ALMOND LANE |  | Polytube | Yes |  | 2023-08-28 |  | PVC | 1979 | Yes |  | 2023-08-28 |  | Non-lead
027786 | 31 CYPRESS AVE |  | Polytube | Yes |  | 2023-05-04 |  | PVC | 1978 | Yes |  | 2023-05-04 |  | Non-lead
027787 | 27435 ST LUCIE ST |  | Polytube | Yes |  | 2023-05-04 |  | PVC | 1976 | Yes |  | 2023-05-04 |  | Non-lead
027788 | APT 4 912 FLEMING ST |  | Polytube | Yes |  | 2022-12-02 |  | Polytube | 1928 | Yes |  | 2022-12-02 |  | Non-lead
027790 | 1422 BOCA CHICA RD |  | Polytube | Yes |  | 2022-09-26 |  | PVC | 1980 | Yes |  | 2022-09-26 |  | Non-lead
027791 | 27032 MARIPOSA RD |  | Polytube | Yes |  | 2022-10-13 |  | PVC | 1980 | Yes |  | 2022-10-13 |  | Non-lead
027792 | 381 WILDER RD |  | Polytube | Yes |  | 2022-11-15 |  | PVC | 1979 | Yes |  | 2022-11-15 |  | Non-lead
027793 | 430 LAFITTE RD |  | Polytube | Yes |  | 2022-01-27 |  | PVC | 1979 | Yes |  | 2022-01-27 |  | Non-lead
027794 | 321 AVENUE D |  | Polytube | Yes |  | 2023-04-24 |  | PVC | 1979 | Yes |  | 2023-04-24 |  | Non-lead
027795 | 30363 COCONUT HWY |  | Polytube | Yes |  | 2022-12-06 |  | PVC | 1953 | Yes |  | 2022-12-06 |  | Non-lead
027796 | 23048 SAILFISH LN |  | Polytube | Yes |  | 2022-11-09 |  | PVC | 1979 | Yes |  | 2022-11-09 |  | Non-lead
027797 | 112 E CAHILL RD |  | Polytube | Yes |  | 2022-12-12 |  | PVC | 1978 | Yes |  | 2022-12-12 |  | Non-lead
027798 | 1330 SUGARLOAF BLVD |  | Polytube | Yes |  | 2023-05-04 |  | PVC | 1979 | Yes |  | 2023-05-04 |  | Non-lead
027799 | 1016 FLAGSHIP DR |  | Polytube | Yes |  | 2023-04-24 |  | PVC | 1979 | Yes |  | 2023-04-24 |  | Non-lead
027800 | 1026 FLAGSHIP |  | Polytube | Yes |  | 2023-09-06 |  | PVC | 1979 | Yes |  | 2023-09-06 |  | Non-lead
027801 | 139 HARBOR DR |  | Polytube | Yes |  | 2022-06-14 |  | PVC | 1973 | Yes |  | 2022-06-14 |  | Non-lead
027802 | 156 DOVE AVE |  | Polytube | Yes |  | 2022-07-19 |  | PVC | 1978 | Yes |  | 2022-07-19 |  | Non-lead
027803 | 117 THIRD LN |  | Polytube | Yes |  | 2023-02-08 |  | PVC | 1979 | Yes |  | 2023-02-08 |  | Non-lead
027804 | 120 W PLAZA GRANADA |  | Unknown, Non-Lead | Yes |  | 2021-10-25 |  | PVC | 1996 | Yes |  | 2021-10-25 |  | Non-lead
027805 | 17 MICHAEL DR |  | Polytube | Yes |  | 2023-05-04 |  | PVC | 1978 | Yes |  | 2023-05-04 |  | Non-lead
027806 | 339 MAHOGANY DR |  | Polytube | Yes |  | 2023-02-08 |  | PVC | 1980 | Yes |  | 2023-02-08 |  | Non-lead
027807 | 183 N COCONUT PALM BLVD |  | Polytube | Yes |  | 2022-06-14 |  | PVC | 1974 | Yes |  | 2022-06-14 |  | Non-lead
027808 | 144 BESSIE RD |  | Polytube | Yes |  | 2024-05-06 |  | PVC | 1981 | Yes |  | 2024-05-06 |  | Non-lead
027809 | 771 OCEANA AVE |  | Polytube | Yes |  | 2022-10-27 |  | PVC | 1979 | Yes |  | 2022-10-27 |  | Non-lead
027810 | 16 S ANDROS RD |  | Polytube | Yes |  | 2022-09-26 |  | PVC | 1981 | Yes |  | 2022-09-26 |  | Non-lead
027811 | 99850 OVERSEAS HWY |  | Copper | Yes |  | 2022-11-28 |  | PVC | 1978 | Yes |  | 2022-11-28 |  | Non-lead
027812 | 140 HARBOR LN |  | Polytube | Yes |  | 2022-06-15 |  | PVC | 1979 | Yes |  | 2022-06-15 |  | Non-lead
027813 | FORMER KFC 99100 OVERSEAS HWY |  | Polytube | Yes |  | 2023-10-30 |  | PVC | 1978 | Yes |  | 2023-10-30 |  | Non-lead
027814 | 125 TEQUESTA ST |  | Polytube | Yes |  | 2023-10-18 |  | PVC | 1975 | Yes |  | 2023-10-18 |  | Non-lead
027815 | 133 NORMANDY DR |  | Polytube | Yes |  | 2023-02-02 |  | PVC | 1976 | Yes |  | 2023-02-02 |  | Non-lead
027816 | 109 BUENA VISTA CT |  | Polytube | Yes |  | 2022-06-30 |  | PVC | 1979 | Yes |  | 2022-06-30 |  | Non-lead
027817 | 305 NORTH DR |  | Polytube | Yes |  | 2022-06-10 |  | PVC | 1979 | Yes |  | 2022-06-10 |  | Non-lead
027819 | 46 BAHAMA AVE |  | Polytube | Yes |  | 2022-11-29 |  | PVC | 1979 | Yes |  | 2022-11-29 |  | Non-lead
027820 | 100 HARRY HARRIS DR |  | Polytube | Yes |  | 2022-07-20 |  | PVC | 1978 | Yes |  | 2022-07-20 |  | Non-lead
027821 | 102 HARRY HARRIS DR |  | Polytube | Yes |  | 2022-11-16 |  | PVC | 1978 | Yes |  | 2022-11-16 |  | Non-lead
027822 | 304 ATLANTIC BLVD |  | Polytube | Yes |  | 2022-06-15 |  | PVC | 1979 | Yes |  | 2022-06-15 |  | Non-lead
027823 | 220 ORANGE BLOSSOM L DR |  | Polytube | Yes |  | 2022-05-17 |  | PVC | 1979 | Yes |  | 2022-05-17 |  | Non-lead
027824 | 336 SOUND DR |  | Polytube | Yes |  | 2023-05-04 |  | PVC | 1978 | Yes |  | 2023-05-04 |  | Non-lead
027825 | 854 NARRAGANSETT LN |  | Unknown, Non-Lead | Yes |  | 2019-09-26 |  | PVC | 2019 | Yes |  | 2019-09-26 |  | Non-lead
027826 | 121 FOURTH LN |  | Polytube | Yes |  | 2023-02-07 |  | PVC | 1979 | Yes |  | 2023-02-07 |  | Non-lead
027827 | 116 HARBOR LN |  | Polytube | Yes |  | 2022-06-15 |  | PVC | 1986 | Yes |  | 2022-06-15 |  | Non-lead
027828 | 206 CIDY RD |  | PVC | Yes |  | 2022-05-17 |  | PVC | 1975 | Yes |  | 2022-05-17 |  | Non-lead
027829 | 223 CANAL ST |  | Polytube | Yes |  | 2022-07-20 |  | PVC | 1979 | Yes |  | 2022-07-20 |  | Non-lead
027830 | 28 BONEFISH AVE |  | Polytube | Yes |  | 2022-11-03 |  | PVC | 1982 | Yes |  | 2022-11-03 |  | Non-lead
027831 | 30 MARLIN AVE |  | Polytube | Yes |  | 2022-10-31 |  | PVC | 1980 | Yes |  | 2022-10-31 |  | Non-lead
027832 | 134 VALENCIA DR |  | Polytube | Yes |  | 2022-06-15 |  | PVC | 1979 | Yes |  | 2022-06-15 |  | Non-lead
027833 | 1123 GRAND ST |  | Polytube | Yes |  | 2023-02-01 |  | PVC | 1979 | Yes |  | 2023-02-01 |  | Non-lead
027834 | 294 BURGUNDY DR |  | Polytube | Yes |  | 2024-09-23 |  | PVC | 1982 | Yes |  | 2024-09-23 |  | Non-lead
027835 | 193 HIBISCUS ST |  | Polytube | Yes |  | 2022-06-16 |  | PVC | 1978 | Yes |  | 2022-06-16 |  | Non-lead
027836 | 197 HIBISCUS ST |  | Polytube | Yes |  | 2022-06-16 |  | PVC | 1978 | Yes |  | 2022-06-16 |  | Non-lead
027837 | 322 NORTH DR |  | Polytube | Yes |  | 2022-06-10 |  | PVC | 1979 | Yes |  | 2022-06-10 |  | Non-lead
027838 | 5 SEXTON COVE RD |  | Unknown, Non-Lead | Yes |  | 2017-05-03 |  | Unknown, Non-Lead | 2012 | Yes |  | 2017-05-03 |  | Non-lead
027839 | 103 STARFISH LANE |  | Polytube | Yes |  | 2022-07-19 |  | PVC | 1976 | Yes |  | 2022-07-19 |  | Non-lead
027840 | 4 OLEANDER DR |  | Polytube | Yes |  | 2022-10-03 |  | PVC | 1978 | Yes |  | 2022-10-03 |  | Non-lead
027841 | 12 PELICAN RD |  | Polytube | Yes |  | 2023-05-04 |  | PVC | 1969 | Yes |  | 2023-05-04 |  | Non-lead
027842 | 39 SOUTH DR |  | Polytube | Yes |  | 2023-05-04 |  | PVC | 1978 | Yes |  | 2023-05-04 |  | Non-lead
027843 | 124 SUNSET LN |  | Polytube | Yes |  | 2022-07-19 |  | PVC | 1978 | Yes |  | 2022-07-19 |  | Non-lead
027844 | 132 SUNSET LN |  | Polytube | Yes |  | 2022-07-19 |  | PVC | 1978 | Yes |  | 2022-07-19 |  | Non-lead
027845 | 121 BAYVIEW Dr |  | Polytube | Yes |  | 2022-06-28 |  | PVC | 1980 | Yes |  | 2022-06-28 |  | Non-lead
027846 | 217 NORMANDY DR |  | Polytube | Yes |  | 2023-02-02 |  | PVC | 1979 | Yes |  | 2023-02-02 |  | Non-lead
027847 | 237 BURGUNDY DR |  | Copper | Yes |  | 2023-02-09 |  | PVC | 1978 | Yes |  | 2023-02-09 |  | Non-lead
027848 | 103 BLUE HARBOR DR |  | Polytube | Yes |  | 2024-08-05 |  | PVC | 1985 | Yes |  | 2024-08-05 |  | Non-lead
027849 | 175 BLUE HARBOR DR |  | Polytube | Yes |  | 2023-02-07 |  | PVC | 1978 | Yes |  | 2023-02-07 |  | Non-lead
027850 | 111 BLUE HARBOR DR |  | Polytube | Yes |  | 2023-02-07 |  | PVC | 1979 | Yes |  | 2023-02-07 |  | Non-lead
027852 | 508 GEIGER CIR |  | Polytube | Yes |  | 2023-01-31 |  | PVC | 1980 | Yes |  | 2023-01-31 |  | Non-lead
027853 | 127 PEACE AVE |  | Unknown, Non-Lead | Yes |  | 2022-04-22 |  | Unknown, Non-Lead | 2011 | Yes |  | 2022-04-22 |  | Non-lead
027855 | 76184 OVERSEAS HWY |  | Polytube | Yes |  | 2022-07-07 |  | PVC | 1979 | Yes |  | 2022-07-07 |  | Non-lead
027856 | 137 GALLEON RD |  | Polytube | Yes |  | 2022-06-10 |  | PVC | 1969 | Yes |  | 2022-06-10 |  | Non-lead
027857 | 1123 CALDER RD |  | Unknown, Non-Lead | Yes |  | 2017-10-27 |  | PVC | 2000 | Yes |  | 2017-10-27 |  | Non-lead
027858 | 109 LEONI DR |  | Polytube | Yes |  | 2022-06-07 |  | PVC | 1979 | Yes |  | 2022-06-07 |  | Non-lead
027859 | 120 TONER LN |  | Polytube | Yes |  | 2022-06-21 |  | PVC | 1979 | Yes |  | 2022-06-21 |  | Non-lead
027860 | 113 MATECUMBE AVE |  | Polytube | Yes |  | 2022-08-23 |  | PVC | 1978 | Yes |  | 2022-08-23 |  | Non-lead
027861 | L2 B8 1115 GRAND ST |  | Polytube | Yes |  | 2023-02-01 |  | PVC | 1982 | Yes |  | 2023-02-01 |  | Non-lead
027862 | 101 PIPPIN DR |  | Polytube | Yes |  | 2022-06-08 |  | PVC | 1979 | Yes |  | 2022-06-08 |  | Non-lead
027863 | 403 THIRD ST |  | Polytube | Yes |  | 2022-10-27 |  | PVC | 1979 | Yes |  | 2022-10-27 |  | Non-lead
027864 | 19 SOUTH DR |  | Polytube | Yes |  | 2023-02-07 |  | PVC | 1982 | Yes |  | 2023-02-07 |  | Non-lead
027865 | 209 NORMANDY TR/C B4 DR |  | Copper | Yes |  | 2023-05-09 |  | PVC | 1979 | Yes |  | 2023-05-09 |  | Non-lead
027867 | 27 NORTH DRIVE |  | Polytube | Yes |  | 2022-07-25 |  | PVC | 1978 | Yes |  | 2022-07-25 |  | Non-lead
027868 | 211 ELVA RD |  | Polytube | Yes |  | 2022-05-20 |  | PVC | 1979 | Yes |  | 2022-05-20 |  | Non-lead
027869 | 176 IROQUOIS DR |  | Polytube | Yes |  | 2022-10-07 |  | PVC | 1980 | Yes |  | 2022-10-07 |  | Non-lead
027870 | 277 ST THOMAS AVE |  | Polytube | Yes |  | 2023-02-02 |  | PVC | 1979 | Yes |  | 2023-02-02 |  | Non-lead
027871 | L168 120 CAMELOT DR |  | Polytube | Yes |  | 2022-07-19 |  | PVC | 1979 | Yes |  | 2022-07-19 |  | Non-lead
027872 | 1010 HIALEAH LN |  | Polytube | Yes |  | 2023-09-06 |  | PVC | 1973 | Yes |  | 2023-09-06 |  | Non-lead
027873 | 1306 CALDER RD |  | Polytube | Yes |  | 2022-11-16 |  | PVC | 1993 | Yes |  | 2022-11-16 |  | Non-lead
027874 | 375 MAHOGANY DR |  | Polytube | Yes |  | 2023-02-08 |  | PVC | 1978 | Yes |  | 2023-02-08 |  | Non-lead
027875 | 437 FOURTH RD |  | Unknown, Non-Lead | Yes |  | 2017-11-13 |  | Unknown, Non-Lead | 1989 | Yes |  | 2017-11-13 |  | Non-lead
027876 | 201 NORMANDY DR |  | Polytube | Yes |  | 2023-02-02 |  | PVC | 1972 | Yes |  | 2023-02-02 |  | Non-lead
027877 | 131 BLUE HARBOR DR |  | Polytube | Yes |  | 2023-02-07 |  | PVC | 1976 | Yes |  | 2023-02-07 |  | Non-lead
027878 | 143 CORAL AVE |  | Polytube | Yes |  | 2024-07-29 |  | PVC | 1980 | Yes |  | 2024-07-29 |  | Non-lead
027879 | 20 NORTH DR |  | Polytube | Yes |  | 2023-05-04 |  | PVC | 1971 | Yes |  | 2023-05-04 |  | Non-lead
027880 | 210 TRINIDAD RD |  | Unknown, Non-Lead | Yes |  | 2023-11-02 |  | Unknown, Non-Lead | 2005 | Yes |  | 2023-11-02 |  | Non-lead
027881 | 182 PLANTATION AVE |  | Polytube | Yes |  | 2022-06-13 |  | PVC | 1979 | Yes |  | 2022-06-13 |  | Non-lead
027882 | 19 SNAPPER AVE |  | Polytube | Yes |  | 2022-11-04 |  | PVC | 1979 | Yes |  | 2022-11-04 |  | Non-lead
027883 | RECREATION BLDG |  | Polytube | Yes |  | 2024-07-22 |  | PVC |  | Yes |  | 2024-07-22 |  | Non-lead
027884 | PHASE1 91200 OVERSEAS HWY |  | Unknown, Non-Lead | No |  |  |  | None | 1995 | No |  |  |  | Non-lead
027885 | 802 NARRAGANSETT LN |  | Polytube | Yes |  | 2023-05-03 |  | PVC | 1979 | Yes |  | 2023-05-03 |  | Non-lead
027886 | 115 CORAL AVE |  | Polytube | Yes |  | 2022-06-13 |  | PVC | 1979 | Yes |  | 2022-06-13 |  | Non-lead
027887 | 125 EL CAPITAN DR |  | Polytube | Yes |  | 2022-06-30 |  | PVC | 1979 | Yes |  | 2022-06-30 |  | Non-lead
027888 | 812 S SILVER CIR |  | Polytube | Yes |  | 2023-02-02 |  | PVC | 1978 | Yes |  | 2023-02-02 |  | Non-lead
027889 | 804 S SILVER CIRCLE |  | Polytube | Yes |  | 2024-08-14 |  | PVC | 1978 | Yes |  | 2024-08-14 |  | Non-lead
027890 | 808 S SILVER CIR |  | Polytube | Yes |  | 2023-03-31 |  | PVC | 1978 | Yes |  | 2023-03-31 |  | Non-lead
027891 | 926 S TOPAZ AVE |  | Polytube | Yes |  | 2023-02-02 |  | PVC | 1979 | Yes |  | 2023-02-02 |  | Non-lead
027892 | 816 S JADE DR |  | Polytube | Yes |  | 2023-02-02 |  | PVC | 1978 | Yes |  | 2023-02-02 |  | Non-lead
027893 | 818 S JADE DR |  | Polytube | Yes |  | 2024-09-11 |  | PVC | 1978 | Yes |  | 2024-09-11 |  | Non-lead
027894 | 135 HARBOR LN |  | Polytube | Yes |  | 2022-06-24 |  | PVC | 1983 | Yes |  | 2022-06-24 |  | Non-lead
027895 | 200 PLANTATION SHORES DR |  | Polytube | Yes |  | 2022-06-10 |  | PVC | 1979 | Yes |  | 2022-06-10 |  | Non-lead
027896 | 131 DUBONNET RD |  | Polytube | Yes |  | 2022-05-19 |  | PVC | 1976 | Yes |  | 2022-05-19 |  | Non-lead
027897 | 14 SWALLOW RD |  | Polytube | Yes |  | 2023-05-04 |  | PVC | 1972 | Yes |  | 2023-05-04 |  | Non-lead
027899 | 944 S TOPAZ AVE |  | Polytube | Yes |  | 2024-03-08 |  | PVC | 1979 | Yes |  | 2024-03-08 |  | Non-lead
027900 | 827 S RUBY DR |  | Polytube | Yes |  | 2023-02-02 |  | PVC | 1978 | Yes |  | 2023-02-02 |  | Non-lead
027901 | 58549 MORTON ST |  | Polytube | Yes |  | 2023-07-05 |  | PVC | 1982 | Yes |  | 2023-07-05 |  | Non-lead
027902 | 400 CORTE DEL BRISAS |  | Polytube | Yes |  | 2023-10-13 |  | PVC | 1979 | Yes |  | 2023-10-13 |  | Non-lead
027903 | 5701 OVERSEAS HWY |  | Polytube | Yes |  | 2024-02-14 |  | PVC | 1979 | Yes |  | 2024-02-14 |  | Non-lead
027904 | 8025 BONITO DR |  | Unknown, Non-Lead | No |  |  |  | Unknown, Non-Lead | 2007 | No |  |  |  | Non-lead
027905 | 308 CYPRESS ST |  | Polytube | Yes |  | 2024-06-04 |  | PVC | 1980 | Yes |  | 2024-06-04 |  | Non-lead
027906 | 572 SOMBRERO RD |  | Polytube | Yes |  | 2022-06-02 |  | PVC | 1980 | Yes |  | 2022-06-02 |  | Non-lead
027907 | 240 W SEAVIEW DR |  | Polytube | Yes |  | 2024-02-27 |  | PVC | 1982 | Yes |  | 2024-02-27 |  | Non-lead
027908 | 188 S INDIES DR |  | Unknown | Yes |  | 2022-10-22 |  | Polytube | 1984 | Yes |  | 2022-10-22 |  | Lead Status Unknown
027909 | 344 E SEAVIEW DR |  | Polytube | Yes |  | 2023-07-26 |  | PVC | 1980 | Yes |  | 2023-07-26 |  | Non-lead
027910 | 372 E SEAVIEW DR |  | Polytube | Yes |  | 2022-10-22 |  | PVC | 1984 | Yes |  | 2022-10-22 |  | Non-lead
027911 | 351 STIRRUP KEY BLVD |  | Polytube | Yes |  | 2023-01-26 |  | PVC | 1980 | Yes |  | 2023-01-26 |  | Non-lead
027912 | SUITE 8 5701 OVERSEAS HWY |  | PVC | Yes |  | 2022-05-16 |  | PVC | 1979 | Yes |  | 2022-05-16 |  | Non-lead
027914 | 2020 MANOR LN |  | Polytube | Yes |  | 2024-09-19 |  | PVC | 1980 | Yes |  | 2024-09-19 |  | Non-lead
027915 | 660 10TH ST |  | Polytube | Yes |  | 2022-10-22 |  | PVC | 1979 | Yes |  | 2022-10-22 |  | Non-lead
027916 | 670 10TH ST |  | Polytube | Yes |  | 2023-09-28 |  | PVC | 1979 | Yes |  | 2023-09-28 |  | Non-lead
027918 | 232 W SEAVIEW DR |  | Polytube | Yes |  | 2022-10-22 |  | PVC | 1985 | Yes |  | 2022-10-22 |  | Non-lead
027919 | 107 SUNSET Dr |  | Polytube | Yes |  | 2022-09-15 |  | PVC | 1981 | Yes |  | 2022-09-15 |  | Non-lead
027920 | 1100 25TH OCEAN ST |  | Polytube | Yes |  | 2022-12-16 |  | Polytube | 1979 | Yes |  | 2022-12-16 |  | Non-lead
027921 | 420 5TH ST |  | Copper | Yes |  | 2022-10-22 |  | PVC | 1977 | Yes |  | 2022-10-22 |  | Non-lead
027922 | 8090 E GULFSTREAM BLVD |  | Unknown, Non-Lead | No |  |  |  | Unknown, Non-Lead | 2007 | No |  |  |  | Non-lead
027923 | 900 25TH OCEAN ST |  | Polytube | Yes |  | 2022-12-16 |  | PVC | 1979 | Yes |  | 2022-12-16 |  | Non-lead
027924 | 398 70TH GULF ST |  | Unknown | Yes |  | 2023-12-19 |  | Unknown | 1979 | Yes |  | 2023-12-19 |  | Lead Status Unknown
027925 | 499 AVENIDA PRIMICERIA |  | Polytube | Yes |  | 2023-11-17 |  | PVC | 1979 | Yes |  | 2023-11-17 |  | Non-lead
027926 | 9900 AVIATION BLVD |  | Copper | Yes |  | 2024-07-11 |  | PVC | 1980 | Yes |  | 2024-07-11 |  | Non-lead
027927 | APT A 615 SOMBRERO BEACH RD |  | Polytube | Yes |  | 2022-05-25 |  | PVC | 1980 | Yes |  | 2022-05-25 |  | Non-lead
027928 | 600 W OCEAN DR |  | Polytube | Yes |  | 2024-05-07 |  | PVC | 1958 | Yes |  | 2024-05-07 |  | Non-lead
027930 | 511 8TH St |  | Polytube | Yes |  | 2022-10-22 |  | PVC | 1979 | Yes |  | 2022-10-22 |  | Non-lead
027931 | 501 8TH ST |  | Polytube | Yes |  | 2022-10-22 |  | PVC | 1979 | Yes |  | 2022-10-22 |  | Non-lead
027932 | 92 CALLE ENSUENO |  | Polytube | Yes |  | 2022-06-01 |  | PVC | 1979 | Yes |  | 2022-06-01 |  | Non-lead
027934 | 401 8TH ST |  | Polytube | Yes |  | 2022-10-22 |  | PVC | 1979 | Yes |  | 2022-10-22 |  | Non-lead
027935 | 411 8TH ST |  | Polytube | Yes |  | 2023-12-05 |  | Polytube | 1979 | Yes |  | 2023-12-05 |  | Non-lead
027937 | OCEAN 801 W 63RD ST |  | Polytube | Yes |  | 2023-03-08 |  | PVC | 1980 | Yes |  | 2023-03-08 |  | Non-lead
027938 | 900 CAMINO REAL |  | Polytube | Yes |  | 2022-05-27 |  | PVC | 1979 | Yes |  | 2022-05-27 |  | Non-lead
027939 | 988 25TH OCEAN ST |  | Polytube | Yes |  | 2022-12-16 |  | PVC | 1979 | Yes |  | 2022-12-16 |  | Non-lead
027940 | 200 12TH ST |  | Polytube | Yes |  | 2022-10-22 |  | PVC | 1979 | Yes |  | 2022-10-22 |  | Non-lead
027941 | 121 MOCKINGBIRD LANE |  | Polytube | Yes |  | 2024-05-01 |  | Galvanized | 1981 | Yes |  | 2024-05-01 |  | Galvanized Requiring Replacement
027942 | 1025 W OCEAN Dr |  | Polytube | Yes |  | 2024-02-06 |  | PVC | 1978 | Yes |  | 2024-02-06 |  | Non-lead
027944 | 1299 COPA D'ORO |  | Polytube | Yes |  | 2024-02-20 |  | PVC | 1978 | Yes |  | 2024-02-20 |  | Non-lead
027945 | 11200 1ST GULF AVE |  | Polytube | Yes |  | 2023-06-29 |  | PVC | 1986 | Yes |  | 2023-06-29 |  | Non-lead
027946 | 753 98TH OCEAN ST |  | Polytube | Yes |  | 2023-12-14 |  | PVC | 1979 | Yes |  | 2023-12-14 |  | Non-lead
027947 | 59743 PARADISE PL |  | Copper | Yes |  | 2023-06-07 |  | PVC | 1978 | Yes |  | 2023-06-07 |  | Non-lead
027948 | 100 PIRATES COVE DR |  | Polytube | Yes |  | 2023-10-13 |  | PVC | 1980 | Yes |  | 2023-10-13 |  | Non-lead
027949 | 156 S INDIES DR |  | Polytube | Yes |  | 2023-05-19 |  | PVC | 1980 | Yes |  | 2023-05-19 |  | Non-lead
027951 | 18 ALLAMANDA TER |  | Polytube | Yes |  | 2024-01-24 |  | PVC | 1979 | Yes |  | 2024-01-24 |  | Non-lead
027952 | SLIP M19 1801 N ROOSEVELT BLVD |  | PVC | Yes |  | 2024-09-16 |  | PVC | 1983 | Yes |  | 2024-09-16 |  | Non-lead
027954 | 386 BLACKBEARD RD |  | Polytube | Yes |  | 2023-01-24 |  | PVC | 1979 | Yes |  | 2023-01-24 |  | Non-lead
027955 | 30937 MALAGA LANE |  | Polytube | Yes |  | 2022-11-17 |  | PVC | 1973 | Yes |  | 2022-11-17 |  | Non-lead
027956 | 9 AQUAMARINE DR |  | Polytube | Yes |  | 2023-10-23 |  | PVC | 1979 | Yes |  | 2023-10-23 |  | Non-lead
027957 | 29668 RANGER AVE |  | Polytube | Yes |  | 2022-12-01 |  | PVC | 1981 | Yes |  | 2022-12-01 |  | Non-lead
027958 | 29416 FORRESTAL AVE |  | Polytube | Yes |  | 2022-12-05 |  | PVC | 1979 | Yes |  | 2022-12-05 |  | Non-lead
027959 | 423 E CARIBBEAN DR |  | Polytube | Yes |  | 2023-04-24 |  | PVC | 1978 | Yes |  | 2023-04-24 |  | Non-lead
027960 | 220 REEF DR |  | Polytube | Yes |  | 2024-03-19 |  | PVC | 2007 | Yes |  | 2024-03-19 |  | Non-lead
027962 | 5 AQUAMARINE DR |  | Polytube | Yes |  | 2022-08-17 |  | PVC | 1986 | Yes |  | 2022-08-17 |  | Non-lead
027963 | 184 CUTLASS LN |  | Polytube | Yes |  | 2022-12-28 |  | PVC | 1980 | Yes |  | 2022-12-28 |  | Non-lead
027964 | 3680 FOX ST |  | Polytube | Yes |  | 2023-01-11 |  | PVC | 1980 | Yes |  | 2023-01-11 |  | Non-lead
027965 | 29124 MANGO LN |  | Polytube | Yes |  | 2023-03-22 |  | PVC | 1995 | Yes |  | 2023-03-22 |  | Non-lead
027966 | 3703 SEAGRAPE ST |  | Polytube | Yes |  | 2023-01-11 |  | PVC | 1979 | Yes |  | 2023-01-11 |  | Non-lead
027967 | RS 29518 ENTERPRISE AVE |  | Polytube | Yes |  | 2022-12-01 |  | PVC | 1979 | Yes |  | 2022-12-01 |  | Non-lead
027968 | 29522 ENTERPRISE AVE |  | Polytube | Yes |  | 2022-12-01 |  | PVC | 1979 | Yes |  | 2022-12-01 |  | Non-lead
027970 | 19581 MAYAN ST |  | Polytube | Yes |  | 2023-01-13 |  | Polytube | 1981 | Yes |  | 2023-01-13 |  | Non-lead
027972 | 1018 GORDON DR |  | Polytube | Yes |  | 2024-05-28 |  | PVC | 1963 | Yes |  | 2024-05-28 |  | Non-lead
027973 | 29526 RANGER AVE |  | Polytube | Yes |  | 2022-12-01 |  | PVC | 1978 | Yes |  | 2022-12-01 |  | Non-lead
027974 | 12 COCONUT DR |  | Polytube | Yes |  | 2024-04-25 |  | PVC | 1979 | Yes |  | 2024-04-25 |  | Non-lead
027975 | 175 COLSON DR |  | Polytube | Yes |  | 2024-09-25 |  | PVC | 1979 | Yes |  | 2024-09-25 |  | Non-lead
027977 | 23028 BLUEGILL LN |  | Polytube | Yes |  | 2022-11-30 |  | PVC | 1980 | Yes |  | 2022-11-30 |  | Non-lead
027978 | 51 BAY DR |  | Unknown | Yes |  | 2023-05-04 |  | Unknown | 1981 | Yes |  | 2023-05-04 |  | Lead Status Unknown
027979 | APT UP 1914 ROOSEVELT DR |  | Unknown | Yes |  | 2023-04-26 |  | Unknown | 1964 | Yes |  | 2023-04-26 |  | Lead Status Unknown
027980 | APT UP 1916 ROOSEVELT DR |  | Polytube | Yes |  | 2023-04-26 |  | PVC | 1964 | Yes |  | 2023-04-26 |  | Non-lead
027981 | APT UP 1222 2ND ST |  | Polytube | Yes |  | 2024-04-03 |  | PVC | 1950 | Yes |  | 2024-04-03 |  | Non-lead
027982 | 1224 2ND UPSTAIRS ST |  | Polytube | Yes |  | 2024-07-08 |  | Copper | 1950 | Yes |  | 2024-07-08 |  | Non-lead
027983 | 969 BAY DR |  | Polytube | Yes |  | 2023-04-24 |  | PVC | 1986 | Yes |  | 2023-04-24 |  | Non-lead
027984 | 19266 HANSEN TR |  | Polytube | Yes |  | 2024-06-28 |  | PVC | 1980 | Yes |  | 2024-06-28 |  | Non-lead
027985 | 11 BOCA CHICA RD |  | Polytube | Yes |  | 2022-09-26 |  | PVC | 1978 | Yes |  | 2022-09-26 |  | Non-lead
027986 | 35 BAY DR |  | Polytube | Yes |  | 2023-08-21 |  | PVC | 1979 | Yes |  | 2023-08-21 |  | Non-lead
027987 | 2 KINGBIRD LN |  | Polytube | Yes |  | 2022-09-26 |  | PVC | 1979 | Yes |  | 2022-09-26 |  | Non-lead
027988 | 4141 EAGLE AVE |  | Polytube | Yes |  | 2022-05-11 |  | PVC | 1979 | Yes |  | 2022-05-11 |  | Non-lead
027990 | 28152 HELEN AVE |  | Polytube | Yes |  | 2024-06-04 |  | PVC | 1977 | Yes |  | 2024-06-04 |  | Non-lead
027991 | 17112 SEAGRAPE LN |  | Polytube | Yes |  | 2023-05-04 |  | PVC | 1979 | Yes |  | 2023-05-04 |  | Non-lead
027992 | CITY KW GARBAGE INCINERATOR COLLEGE RD |  | Unknown, Non-Lead | No |  |  |  | Unknown, Non-Lead | 2015 | No |  |  |  | Non-lead
027993 | 1119 WATSON ST |  | Polytube | Yes |  | 2022-11-10 |  | PVC | 1953 | Yes |  | 2022-11-10 |  | Non-lead
027994 | 16860 DRIFTWOOD LN |  | Polytube | Yes |  | 2022-07-11 |  | PVC | 1980 | Yes |  | 2022-07-11 |  | Non-lead
027995 | 1052 BAY LT 27 & 28 B DR |  | Polytube | Yes |  | 2023-04-24 |  | PVC | 1979 | Yes |  | 2023-04-24 |  | Non-lead
027996 | 1340 HUDGINS DR |  | Polytube | Yes |  | 2023-04-25 |  | PVC | 1979 | Yes |  | 2023-04-25 |  | Non-lead
027997 | 1549 PANDOREA LN |  | Polytube | Yes |  | 2023-07-17 |  | PVC | 1973 | Yes |  | 2023-07-17 |  | Non-lead
027998 | 429 BLACKBEARD RD |  | Polytube | Yes |  | 2023-01-24 |  | PVC | 1978 | Yes |  | 2023-01-24 |  | Non-lead
027999 | 3813 GILLOTT RD |  | Polytube | Yes |  | 2023-08-02 |  | PVC | 1981 | Yes |  | 2023-08-02 |  | Non-lead
028000 | 19822 DATE PALM DR |  | Polytube | Yes |  | 2023-01-13 |  | PVC | 1979 | Yes |  | 2023-01-13 |  | Non-lead
028001 | 231 MOHAWK ST |  | Polytube | Yes |  | 2023-05-16 |  | PVC | 1999 | Yes |  | 2023-05-16 |  | Non-lead
028002 | 19 MUTINY PL |  | Unknown, Non-Lead | Yes |  | 2021-07-28 |  | Unknown, Non-Lead | 2013 | Yes |  | 2021-07-28 |  | Non-lead
028003 | 803 S MARINA AVE |  | Polytube | Yes |  | 2024-07-10 |  | PVC | 1979 | Yes |  | 2024-07-10 |  | Non-lead
028004 | 99900 OVERSEAS HWY |  | Unknown, Non-Lead | No |  |  |  | Unknown, Non-Lead | 2008 | No |  |  |  | Non-lead
028005 | 48 RUSSELL LN N |  | Polytube | Yes |  | 2022-06-22 |  | Copper | 1973 | Yes |  | 2022-06-22 |  | Non-lead
028006 | 297 ST THOMAS AVE |  | Polytube | Yes |  | 2023-06-26 |  | PVC | 1979 | Yes |  | 2023-06-26 |  | Non-lead
028007 | 1124 HERON RD |  | Polytube | Yes |  | 2022-07-21 |  | PVC | 1980 | Yes |  | 2022-07-21 |  | Non-lead
028008 | 113 LAKE RD |  | Polytube | Yes |  | 2022-06-14 |  | PVC | 1980 | Yes |  | 2022-06-14 |  | Non-lead
028009 | 900 S JADE DR |  | Polytube | Yes |  | 2023-02-02 |  | PVC | 1979 | Yes |  | 2023-02-02 |  | Non-lead
028010 | 1518 SUNRISE DR |  | Polytube | Yes |  | 2022-11-16 |  | PVC | 1987 | Yes |  | 2022-11-16 |  | Non-lead
028011 | B4L20 848 E CARRIBEAN DR |  | Unknown, Non-Lead | No |  |  |  | Unknown, Non-Lead | 1988 | No |  |  |  | Non-lead
028012 | 918 S JADE DR |  | Polytube | Yes |  | 2023-02-02 |  | PVC | 1979 | Yes |  | 2023-02-02 |  | Non-lead
028013 | 921 S JADE DR |  | PVC | Yes |  | 2022-09-19 |  | PVC | 1979 | Yes |  | 2022-09-19 |  | Non-lead
028014 | 141 WESTMINSTER DR |  | Polytube | Yes |  | 2022-07-12 |  | PVC | 1979 | Yes |  | 2022-07-12 |  | Non-lead
028015 | L7,8 102550 OVERSEAS HWY |  | Polytube | Yes |  | 2023-02-09 |  | PVC | 1979 | Yes |  | 2023-02-09 |  | Non-lead
028016 | APT 9 82754 OVERSEAS HWY |  | Copper | Yes |  | 2022-07-12 |  | PVC | 1971 | Yes |  | 2022-07-12 |  | Non-lead
028017 | APT 07 82754 OVERSEAS HWY |  | Copper | Yes |  | 2022-07-12 |  | PVC | 1971 | Yes |  | 2022-07-12 |  | Non-lead
028018 | #8 82754 OVERSEAS HWY |  | Copper | Yes |  | 2022-07-12 |  | PVC | 1971 | Yes |  | 2022-07-12 |  | Non-lead
028019 | APT 10 82754 OVERSEAS HWY |  | Polytube | Yes |  | 2022-07-12 |  | PVC | 1971 | Yes |  | 2022-07-12 |  | Non-lead
028020 | APT#11 82754 OVERSEAS HWY |  | PVC | Yes |  | 2022-12-27 |  | PVC | 1971 | Yes |  | 2022-12-27 |  | Non-lead
028021 | APT 12 82754 OVERSEAS HWY |  | PVC | Yes |  | 2022-07-12 |  | PVC | 1971 | Yes |  | 2022-07-12 |  | Non-lead
028022 | 105 LAKE RD |  | Polytube | Yes |  | 2022-06-14 |  | PVC | 1980 | Yes |  | 2022-06-14 |  | Non-lead
028023 | 88763 OLD HWY P/L8 B1 |  | Polytube | Yes |  | 2022-06-14 |  | PVC | 1980 | Yes |  | 2022-06-14 |  | Non-lead
028024 | 139 MANGROVE LN |  | Unknown, Non-Lead | No |  |  |  | Unknown, Non-Lead | 1988 | No |  |  |  | Non-lead
028025 | 16 GAYTON PLACE |  | Polytube | Yes |  | 2023-10-24 |  | PVC | 1979 | Yes |  | 2023-10-24 |  | Non-lead
028027 | 233 BOUGANVILLA ST |  | Polytube | Yes |  | 2022-06-15 |  | Copper | 1979 | Yes |  | 2022-06-15 |  | Non-lead
028028 | 807 S EMERALD DR |  | PVC | Yes |  | 2024-08-14 |  | PVC | 1978 | Yes |  | 2024-08-14 |  | Non-lead
028029 | 816 S EMERALD DR |  | Unknown, Non-Lead | Yes |  | 2018-06-13 |  | PVC | 2001 | Yes |  | 2018-06-13 |  | Non-lead
028030 | 169 CORRINE PL |  | Polytube | Yes |  | 2023-02-01 |  | PVC | 1982 | Yes |  | 2023-02-01 |  | Non-lead
028031 | 117 LAKE RD |  | Polytube | Yes |  | 2022-06-14 |  | PVC | 1979 | Yes |  | 2022-06-14 |  | Non-lead
028032 | 133 LISBON CT |  | Polytube | Yes |  | 2023-10-13 |  | PVC | 1979 | Yes |  | 2023-10-13 |  | Non-lead
028033 | 131 MANGROVE LN |  | Polytube | Yes |  | 2022-07-19 |  | PVC | 1979 | Yes |  | 2022-07-19 |  | Non-lead
028034 | 917 S EMERALD DR |  | Polytube | Yes |  | 2023-02-02 |  | PVC | 1979 | Yes |  | 2023-02-02 |  | Non-lead
028035 | 209 PLANTATION BLVD |  | Polytube | Yes |  | 2022-06-03 |  | PVC | 1979 | Yes |  | 2022-06-03 |  | Non-lead
028036 | 130 SAPODILLA DR |  | Polytube | Yes |  | 2022-07-05 |  | PVC | 1971 | Yes |  | 2022-07-05 |  | Non-lead
028037 | 808 S EMERALD DR |  | Polytube | Yes |  | 2023-11-07 |  | PVC | 1979 | Yes |  | 2023-11-07 |  | Non-lead
028038 | 801 S MARINA AVE |  | Polytube | Yes |  | 2023-02-02 |  | PVC | 1979 | Yes |  | 2023-02-02 |  | Non-lead
028039 | 814 S EMERALD DR |  | Polytube | Yes |  | 2023-02-02 |  | PVC | 1979 | Yes |  | 2023-02-02 |  | Non-lead
028040 | 627 N JADE DR |  | PVC | Yes |  | 2024-07-10 |  | PVC | 1978 | Yes |  | 2024-07-10 |  | Non-lead
028041 | 395 OLEANDER DR |  | Polytube | Yes |  | 2023-02-13 |  | PVC | 1979 | Yes |  | 2023-02-13 |  | Non-lead
028042 | 920 TROPICAL LN |  | Polytube | Yes |  | 2022-11-16 |  | PVC | 1969 | Yes |  | 2022-11-16 |  | Non-lead
028043 | 129 WESTMINISTER DR |  | Unknown, Non-Lead | No |  |  |  | Unknown, Non-Lead | 1993 | No |  |  |  | Non-lead
028044 | 821 S JADE DR |  | Polytube | Yes |  | 2023-07-13 |  | PVC | 1979 | Yes |  | 2023-07-13 |  | Non-lead
028045 | 21 SNAPPER AVE |  | Polytube | Yes |  | 2022-10-31 |  | PVC | 1979 | Yes |  | 2022-10-31 |  | Non-lead
028046 | 265 BURGUNDY DR |  | Unknown, Non-Lead | Yes |  | 2022-04-11 |  | Unknown, Non-Lead | 2004 | Yes |  | 2022-04-11 |  | Non-lead
028047 | 151 SUNSET LN |  | Unknown, Non-Lead | Yes |  | 2018-11-15 |  | Unknown, Non-Lead | 1992 | Yes |  | 2018-11-15 |  | Non-lead
028048 | RD 172 E RIDGE |  | Polytube | Yes |  | 2022-06-21 |  | PVC | 1979 | Yes |  | 2022-06-21 |  | Non-lead
028049 | 900 S SILVER CIR |  | Polytube | Yes |  | 2023-02-02 |  | PVC | 1979 | Yes |  | 2023-02-02 |  | Non-lead
028050 | 315 SOUND DR |  | Polytube | Yes |  | 2022-07-05 |  | PVC | 1978 | Yes |  | 2022-07-05 |  | Non-lead
028051 | 816 S SILVER CIRCLE |  | Polytube | Yes |  | 2023-02-02 |  | PVC | 1978 | Yes |  | 2023-02-02 |  | Non-lead
028052 | 5 S BOUNTY LN |  | Polytube | Yes |  | 2023-01-31 |  | PVC | 1979 | Yes |  | 2023-01-31 |  | Non-lead
028053 | 814 S JADE DR |  | Polytube | Yes |  | 2023-02-02 |  | PVC | 1978 | Yes |  | 2023-02-02 |  | Non-lead
028054 | 146 SAPODILLA DR |  | Polytube | Yes |  | 2022-06-30 |  | PVC | 1978 | Yes |  | 2022-06-30 |  | Non-lead
028055 | 117 ORANGE LN |  | Polytube | Yes |  | 2022-06-08 |  | PVC | 1979 | Yes |  | 2022-06-08 |  | Non-lead
028056 | 902 S RUBY DR |  | Polytube | Yes |  | 2023-02-02 |  | PVC | 1978 | Yes |  | 2023-02-02 |  | Non-lead
028057 | 819 S EMERALD DR |  | PVC | Yes |  | 2023-02-02 |  | PVC | 1979 | Yes |  | 2023-02-02 |  | Non-lead
028058 | 800 S SILVER CR |  | Polytube | Yes |  | 2023-02-02 |  | PVC | 1978 | Yes |  | 2023-02-02 |  | Non-lead
028059 | 802 S SILVER CIR |  | Polytube | Yes |  | 2023-02-02 |  | PVC | 1978 | Yes |  | 2023-02-02 |  | Non-lead
028060 | 806 S SILVER CIRCLE |  | Polytube | Yes |  | 2024-05-28 |  | PVC | 1978 | Yes |  | 2024-05-28 |  | Non-lead
028061 | 1650 CHURCHILL DOWNS |  | Polytube | Yes |  | 2023-05-04 |  | PVC | 1981 | Yes |  | 2023-05-04 |  | Non-lead
028062 | 113 NORMANDY DR |  | Polytube | Yes |  | 2023-02-14 |  | PVC | 1973 | Yes |  | 2023-02-14 |  | Non-lead
028063 | 1129 GRAND ST |  | Polytube | Yes |  | 2023-02-01 |  | Copper | 1976 | Yes |  | 2023-02-01 |  | Non-lead
028064 | 512 OLDSMAR LN |  | Polytube | Yes |  | 2023-05-04 |  | PVC | 1979 | Yes |  | 2023-05-04 |  | Non-lead
028065 | 185 FIRST CT |  | Polytube | Yes |  | 2023-01-05 |  | PVC | 1979 | Yes |  | 2023-01-05 |  | Non-lead
028066 | 381 S COCONUT PALM BLVD |  | Polytube | Yes |  | 2022-06-14 |  | PVC | 1981 | Yes |  | 2022-06-14 |  | Non-lead
028067 | 918 TROPICAL LANE |  | Copper | Yes |  | 2023-05-04 |  | Copper | 1976 | Yes |  | 2023-05-04 |  | Non-lead
028068 | 233 HISPANOLA RD |  | Polytube | Yes |  | 2023-02-02 |  | PVC | 1979 | Yes |  | 2023-02-02 |  | Non-lead
028069 | 920 S EMERALD DR |  | Polytube | Yes |  | 2023-02-02 |  | PVC | 1979 | Yes |  | 2023-02-02 |  | Non-lead
028070 | 1010 VENETIAN BLVD |  | Polytube | Yes |  | 2022-06-08 |  | PVC | 1979 | Yes |  | 2022-06-08 |  | Non-lead
028071 | 154 N COCONUT PALM BLVD |  | Polytube | Yes |  | 2022-06-14 |  | PVC | 1980 | Yes |  | 2022-06-14 |  | Non-lead
028072 | 352 S COCONUT PALM BLVD |  | Polytube | Yes |  | 2022-06-14 |  | PVC | 1981 | Yes |  | 2022-06-14 |  | Non-lead
028073 | 364 SOUND DR |  | Polytube | Yes |  | 2023-05-16 |  | PVC | 1979 | Yes |  | 2023-05-16 |  | Non-lead
028074 | 368 SOUND DR |  | Polytube | Yes |  | 2023-07-26 |  | PVC | 1980 | Yes |  | 2023-07-26 |  | Non-lead
028075 | 47 JEWFISH AVE |  | Polytube | Yes |  | 2022-10-31 |  | PVC | 1979 | Yes |  | 2022-10-31 |  | Non-lead
028076 | 25 N BLACKWATER LN |  | Polytube | Yes |  | 2022-08-12 |  | Copper | 1979 | Yes |  | 2022-08-12 |  | Non-lead
028078 | 3 MOCKINGBIRD RD |  | Polytube | Yes |  | 2022-05-27 |  | PVC | 1968 | Yes |  | 2022-05-27 |  | Non-lead
028079 | 181 LA PALOMA RD |  | Polytube | Yes |  | 2023-02-07 |  | PVC | 1979 | Yes |  | 2023-02-07 |  | Non-lead
028080 | 120 CAPTAINS CT |  | Polytube | Yes |  | 2022-06-15 |  | PVC | 1979 | Yes |  | 2022-06-15 |  | Non-lead
028081 | 410 MAHOGANY CIR |  | Polytube | Yes |  | 2023-01-31 |  | PVC | 1979 | Yes |  | 2023-01-31 |  | Non-lead
028082 | 253 BURGUNDY DR |  | Polytube | Yes |  | 2023-02-09 |  | PVC | 1976 | Yes |  | 2023-02-09 |  | Non-lead
028083 | 209 N AIRPORT RD |  | Polytube | Yes |  | 2022-10-11 |  | PVC | 1979 | Yes |  | 2022-10-11 |  | Non-lead
028084 | SOUTH 220 COSTA BRAVO DR |  | Polytube | Yes |  | 2022-11-21 |  | PVC | 1980 | Yes |  | 2022-11-21 |  | Non-lead
028085 | 1030 LOGGERHEAD LN |  | Unknown, Non-Lead | Yes |  | 2017-11-30 |  | PVC | 1988 | Yes |  | 2017-11-30 |  | Non-lead
028086 | 191 OCEAN VIEW DR |  | Polytube | Yes |  | 2023-02-01 |  | PVC | 1979 | Yes |  | 2023-02-01 |  | Non-lead
028087 | 192 ATLANTIC BLVD |  | Polytube | Yes |  | 2022-06-15 |  | PVC | 1979 | Yes |  | 2022-06-15 |  | Non-lead
028088 | 81200 OLD LOTS 3&4 TR RD |  | Unknown, Non-Lead | No |  |  |  | Unknown, Non-Lead | 2003 | No |  |  |  | Non-lead
028089 | 120 MANGROVE LN |  | Polytube | Yes |  | 2023-05-24 |  | PVC | 2005 | Yes |  | 2023-05-24 |  | Non-lead
028090 | 422 BIG PINE RD |  | Polytube | Yes |  | 2024-05-21 |  | PVC | 1965 | Yes |  | 2024-05-21 |  | Non-lead
028091 | 821 S EMERALD DR |  | Polytube | Yes |  | 2023-12-13 |  | PVC | 1979 | Yes |  | 2023-12-13 |  | Non-lead
028092 | 19 COCOPLUM RD |  | Polytube | Yes |  | 2023-02-03 |  | PVC | 1984 | Yes |  | 2023-02-03 |  | Non-lead
028093 | 58 BAHAMA AVE |  | Polytube | Yes |  | 2022-11-29 |  | PVC | 1979 | Yes |  | 2022-11-29 |  | Non-lead
028094 | 1206 CACTUS ST |  | Polytube | Yes |  | 2023-02-01 |  | PVC | 1979 | Yes |  | 2023-02-01 |  | Non-lead
028095 | 932 TROPICAL LN |  | Unknown, Non-Lead | No |  |  |  | Unknown, Non-Lead | 1988 | No |  |  |  | Non-lead
028096 | 320 AVE B |  | Unknown, Non-Lead | No |  |  |  | Unknown, Non-Lead | 2002 | No |  |  |  | Non-lead
028097 | SUBWAY #5 91200 OVERSEAS HWY |  | PVC | Yes |  | 2023-01-30 |  | PVC | 1978 | Yes |  | 2023-01-30 |  | Non-lead
028098 | WINN DIXIE #14 91200 OVERSEAS HWY |  | PVC | Yes |  | 2023-01-30 |  | Copper | 1978 | Yes |  | 2023-01-30 |  | Non-lead
028102 | 59300 OVERSEAS HWY |  | Unknown, Non-Lead | Yes |  | 2023-03-21 |  | PVC | 1989 | Yes |  | 2023-03-21 |  | Non-lead
028103 | #101 109 N ANGLERS DR |  | Copper | Yes |  | 2024-03-14 |  | PVC | 1974 | Yes |  | 2024-03-14 |  | Non-lead
028104 | 109 N ANGLERS APT 103 DR |  | Unknown, Non-Lead | Yes |  | 2021-11-12 |  | Unknown, Non-Lead | 1995 | Yes |  | 2021-11-12 |  | Non-lead
028105 | 109 N ANGLERS APT 102 DR |  | Polytube | Yes |  | 2024-03-15 |  | PVC | 1995 | Yes |  | 2024-03-15 |  | Non-lead
028106 | APT 201 109 N ANGLERS DR |  | Copper | Yes |  | 2023-08-14 |  | PVC | 1995 | Yes |  | 2023-08-14 |  | Non-lead
028107 | 109 N ANGLERS - APT 202 DR |  | Unknown, Non-Lead | No |  |  |  | Unknown, Non-Lead | 1995 | No |  |  |  | Non-lead
028108 | UNIT 203 109 N ANGLERS DR |  | Copper | Yes |  | 2024-09-06 |  | PVC | 1995 | Yes |  | 2024-09-06 |  | Non-lead
028110 | 170 11TH ST |  | Polytube | Yes |  | 2022-10-22 |  | PVC | 1960 | Yes |  | 2022-10-22 |  | Non-lead
028112 | OCEAN 921 65TH ST |  | Polytube | Yes |  | 2023-11-17 |  | PVC | 1986 | Yes |  | 2023-11-17 |  | Non-lead
028113 | 107 SAGUARO LANE |  | Polytube | Yes |  | 2023-07-17 |  | PVC | 1979 | Yes |  | 2023-07-17 |  | Non-lead
028114 | 72 COCO PLUM DR |  | Polytube | Yes |  | 2023-08-08 |  | PVC | 1980 | Yes |  | 2023-08-08 |  | Non-lead
028115 | 29311 OLEANDER ST |  | Polytube | Yes |  | 2022-12-19 |  | PVC | 1975 | Yes |  | 2022-12-19 |  | Non-lead
028116 | 599 COPA D'ORO |  | Polytube | Yes |  | 2022-06-22 |  | PVC | 1979 | Yes |  | 2022-06-22 |  | Non-lead
028117 | 117 SNAPPER CREEK Dr |  | Polytube | Yes |  | 2022-06-27 |  | PVC | 1981 | Yes |  | 2022-06-27 |  | Non-lead
028118 | 470 PORGY DRIVE |  | Polytube | Yes |  | 2023-01-26 |  | PVC | 1979 | Yes |  | 2023-01-26 |  | Non-lead
028119 | 6503 OCEAN TER |  | Polytube | Yes |  | 2024-06-13 |  | PVC | 1979 | Yes |  | 2024-06-13 |  | Non-lead
028120 | 6623 OCEANVIEW AVE |  | Polytube | Yes |  | 2024-05-13 |  | PVC | 1978 | Yes |  | 2024-05-13 |  | Non-lead
028121 | OCEAN 1040 82ND ST |  | Polytube | Yes |  | 2023-01-24 |  | PVC | 1959 | Yes |  | 2023-01-24 |  | Non-lead
028122 | 58121 MORTON ST |  | Polytube | Yes |  | 2022-10-22 |  | PVC | 1979 | Yes |  | 2022-10-22 |  | Non-lead
028123 | 1111 COPA D'ORO |  | Polytube | Yes |  | 2024-09-16 |  | Polytube | 1979 | Yes |  | 2024-09-16 |  | Non-lead
028125 | 2641 SOMBRERO BLVD |  | Polytube | Yes |  | 2022-07-15 |  | PVC | 1982 | Yes |  | 2022-07-15 |  | Non-lead
028126 | 17213 SNAPPER LN |  | Polytube | Yes |  | 2024-04-04 |  | PVC | 1988 | Yes |  | 2024-04-04 |  | Non-lead
028127 | 27853 CORAL SHORES RD |  | Polytube | Yes |  | 2023-01-25 |  | PVC | 1979 | Yes |  | 2023-01-25 |  | Non-lead
028128 | SLIP T35 1801 N ROOSEVELT BLVD |  | Polytube | Yes |  | 2023-09-13 |  | PVC | 1983 | Yes |  | 2023-09-13 |  | Non-lead
028129 | L21 B1 1162 FLAGSHIP DR |  | Polytube | Yes |  | 2023-04-25 |  | PVC | 1980 | Yes |  | 2023-04-25 |  | Non-lead
028130 | 509 GRINNELL ST |  | Polytube | Yes |  | 2023-02-10 |  | PVC | 1938 | Yes |  | 2023-02-10 |  | Non-lead
028131 | 1400 GRINNELL ST |  | Polytube | Yes |  | 2022-10-18 |  | PVC | 1979 | Yes |  | 2022-10-18 |  | Non-lead
028133 | 1365 OCEAN DR |  | Polytube | Yes |  | 2023-04-25 |  | PVC | 1987 | Yes |  | 2023-04-25 |  | Non-lead
028134 | 245 GEIGER RD |  | Polytube | Yes |  | 2022-08-31 |  | PVC | 1978 | Yes |  | 2022-08-31 |  | Non-lead
028135 | 247 GEIGER RD |  | Polytube | Yes |  | 2022-07-08 |  | PVC | 1978 | Yes |  | 2022-07-08 |  | Non-lead
028136 | 29187 VIOLET DR |  | Polytube | Yes |  | 2022-12-19 |  | PVC | 1979 | Yes |  | 2022-12-19 |  | Non-lead
028137 | 30877 BAYSHORE DR |  | Polytube | Yes |  | 2024-04-19 |  | PVC | 1979 | Yes |  | 2024-04-19 |  | Non-lead
028138 | 21 FLIPPER RD |  | Polytube | Yes |  | 2022-11-01 |  | PVC | 1965 | Yes |  | 2022-11-01 |  | Non-lead
028139 | 27034 SHANNAHAN RD |  | Polytube | Yes |  | 2024-08-30 |  | PVC | 1981 | Yes |  | 2024-08-30 |  | Non-lead
028140 | APT A 34 CACTUS DR |  | Polytube | Yes |  | 2023-07-18 |  | PVC | 1981 | Yes |  | 2023-07-18 |  | Non-lead
028141 | APT B 34 CACTUS DR |  | Polytube | Yes |  | 2023-07-19 |  | PVC | 1981 | Yes |  | 2023-07-19 |  | Non-lead
028142 | 525 E CARIBBEAN DR |  | Polytube | Yes |  | 2024-02-09 |  | PVC | 1979 | Yes |  | 2024-02-09 |  | Non-lead
028143 | 669 POWELL AVE |  | Polytube | Yes |  | 2024-09-19 |  | PVC | 1982 | Yes |  | 2024-09-19 |  | Non-lead
028144 | 27328 JAMAICA LN |  | Polytube | Yes |  | 2023-05-04 |  | PVC | 1979 | Yes |  | 2023-05-04 |  | Non-lead
028145 | 29899 NEWFOUND ROAD |  | Polytube | Yes |  | 2022-12-12 |  | PVC | 1980 | Yes |  | 2022-12-12 |  | Non-lead
028146 | 785 SAWYER DR |  | Polytube | Yes |  | 2022-11-09 |  | PVC | 1980 | Yes |  | 2022-11-09 |  | Non-lead
028147 | 21 BOULDER DR |  | Unknown, Non-Lead | Yes |  | 2024-05-29 |  | Unknown, Non-Lead | 2008 | Yes |  | 2024-05-29 |  | Non-lead
028148 | 27332 DOMINICA LN |  | Polytube | Yes |  | 2023-07-27 |  | PVC | 1979 | Yes |  | 2023-07-27 |  | Non-lead
028149 | 17276 KEYSTONE RD |  | Polytube | Yes |  | 2022-07-12 |  | PVC | 1979 | Yes |  | 2022-07-12 |  | Non-lead
028150 | 3644 LANDERS ST |  | Polytube | Yes |  | 2023-01-11 |  | PVC | 1982 | Yes |  | 2023-01-11 |  | Non-lead
028151 | 57550 OVERSEAS HWY |  | Polytube | Yes |  | 2023-10-16 |  | PVC | 1979 | Yes |  | 2023-10-16 |  | Non-lead
028152 | 57540 OVERSEAS HWY |  | Polytube | Yes |  | 2022-10-22 |  | PVC | 1979 | Yes |  | 2022-10-22 |  | Non-lead
028153 | 2050 DOLPHIN DR |  | Polytube | Yes |  | 2023-11-14 |  | PVC | 1973 | Yes |  | 2023-11-14 |  | Non-lead
028154 | 576 SOMBRERO BEACH RD |  | Polytube | Yes |  | 2024-09-19 |  | PVC | 1979 | Yes |  | 2024-09-19 |  | Non-lead
028155 | 13 OCEAN EAST DRIVE |  | Polytube | Yes |  | 2023-03-24 |  | PVC | 1980 | Yes |  | 2023-03-24 |  | Non-lead
028156 | 12 OCEAN EAST |  | Polytube | Yes |  | 2023-03-22 |  | PVC | 1980 | Yes |  | 2023-03-22 |  | Non-lead
028157 | 9 OCEAN EAST |  | Copper | Yes |  | 2024-09-16 |  | PVC | 1980 | Yes |  | 2024-09-16 |  | Non-lead
028158 | 11524 OVERSEAS HWY |  | Unknown | Yes |  | 2022-05-16 |  | Unknown | 1979 | Yes |  | 2022-05-16 |  | Lead Status Unknown
028159 | 697 COPA D'ORO |  | Polytube | Yes |  | 2023-06-12 |  | Copper | 1979 | Yes |  | 2023-06-12 |  | Non-lead
028160 | 556 70TH GULF ST |  | Unknown, Non-Lead | Yes |  | 2023-11-22 |  | Unknown, Non-Lead | 2018 | Yes |  | 2023-11-22 |  | Non-lead
028161 | 12000 OVERSEAS HWY |  | Polytube | Yes |  | 2022-09-30 |  | PVC |  | Yes |  | 2022-09-30 |  | Non-lead
028162 | 308 PINETREE ST |  | Polytube | Yes |  | 2024-05-22 |  | PVC | 1980 | Yes |  | 2024-05-22 |  | Non-lead
028163 | 516 AVENIDA PRIMICERIA |  | Copper | Yes |  | 2024-09-16 |  | Copper | 1979 | Yes |  | 2024-09-16 |  | Non-lead
028164 | B 109 GULFWINDS LANE |  | Polytube | Yes |  | 2023-02-09 |  | PVC | 1979 | Yes |  | 2023-02-09 |  | Non-lead
028165 | A 109 GULF WINDS LN |  | Copper | Yes |  | 2023-02-01 |  | PVC | 1984 | Yes |  | 2023-02-01 |  | Non-lead
028166 | 885 98TH OCEAN ST |  | Polytube | Yes |  | 2022-05-11 |  | PVC | 1981 | Yes |  | 2022-05-11 |  | Non-lead
028167 | 895 98TH OCEAN ST |  | Polytube | Yes |  | 2023-06-14 |  | PVC | 1981 | Yes |  | 2023-06-14 |  | Non-lead
028168 | 190 MANGO LN |  | Copper | Yes |  | 2023-01-25 |  | PVC | 1979 | Yes |  | 2023-01-25 |  | Non-lead
028169 | 191 10TH ST |  | Polytube | Yes |  | 2024-09-09 |  | PVC | 1963 | Yes |  | 2024-09-09 |  | Non-lead
028170 | 370 STIRRUP KEY BLVD |  | Polytube | Yes |  | 2023-02-02 |  | PVC | 1980 | Yes |  | 2023-02-02 |  | Non-lead
028171 | 71 53RD OCEAN ST |  | Polytube | Yes |  | 2023-02-08 |  | PVC | 1979 | Yes |  | 2023-02-08 |  | Non-lead
028172 | UNIT 63 71 53RD OCEAN ST |  | Unknown, Non-Lead | Yes |  | 2019-01-11 |  | Unknown, Non-Lead | 2011 | Yes |  | 2019-01-11 |  | Non-lead
028173 | 67 53RD OCEAN ST |  | Polytube | Yes |  | 2023-04-19 |  | PVC | 2011 | Yes |  | 2023-04-19 |  | Non-lead
028174 | 71 65,69, 53RD OCEAN ST |  | Polytube | Yes |  | 2023-02-08 |  | PVC | 1979 | Yes |  | 2023-02-08 |  | Non-lead
028175 | 29259 COCONUT PALM DR |  | Polytube | Yes |  | 2024-06-12 |  | PVC | 1979 | Yes |  | 2024-06-12 |  | Non-lead
028176 | 546 ALMOND LN |  | Polytube | Yes |  | 2022-11-14 |  | PVC | 1979 | Yes |  | 2022-11-14 |  | Non-lead
028177 | 159 MARS LANE |  | Unknown, Non-Lead | Yes |  | 2024-07-29 |  | Unknown, Non-Lead | 2005 | Yes |  | 2024-07-29 |  | Non-lead
028178 | 17243 SNAPPER LN |  | Unknown, Non-Lead | Yes |  | 2018-08-17 |  | Unknown, Non-Lead | 1988 | Yes |  | 2018-08-17 |  | Non-lead
028179 | 550 SANDS RD |  | Polytube | Yes |  | 2022-11-14 |  | Copper | 1979 | Yes |  | 2022-11-14 |  | Non-lead
028180 | 339 LAFITTE RD |  | Polytube | Yes |  | 2023-01-23 |  | PVC | 1979 | Yes |  | 2023-01-23 |  | Non-lead
028181 | 927 HAWKSBILL LN LN |  | Polytube | Yes |  | 2023-01-31 |  | PVC | 1979 | Yes |  | 2023-01-31 |  | Non-lead
028182 | 264 SAWYER DR |  | Polytube | Yes |  | 2019-12-31 |  | PVC | 1979 | Yes |  | 2019-12-31 |  | Non-lead
028183 | 2094 CORAL WAY |  | Polytube | Yes |  | 2022-11-17 |  | PVC | 1979 | Yes |  | 2022-11-17 |  | Non-lead
028184 | 256 NEW FOUND HARBOR |  | Polytube | Yes |  | 2022-12-08 |  | PVC | 1979 | Yes |  | 2022-12-08 |  | Non-lead
028185 | 1959 NARCISSIS AVE |  | Polytube | Yes |  | 2022-11-30 |  | PVC | 1972 | Yes |  | 2022-11-30 |  | Non-lead
028186 | 12 W CYPRESS TER |  | Polytube | Yes |  | 2024-07-26 |  | PVC | 1979 | Yes |  | 2024-07-26 |  | Non-lead
028187 | 324 SOUTH AIRPORT DR |  | Polytube | Yes |  | 2023-04-24 |  | PVC | 1981 | Yes |  | 2023-04-24 |  | Non-lead
028188 | 1573 PANDOREA LN |  | Polytube | Yes |  | 2022-12-15 |  | PVC | 1979 | Yes |  | 2022-12-15 |  | Non-lead
028189 | 27416 MARTINIQUE LN |  | Polytube | Yes |  | 2022-10-13 |  | PVC | 1978 | Yes |  | 2022-10-13 |  | Non-lead
028190 | UNIT REAR 208 DUVAL ST |  | Polytube | Yes |  | 2022-11-30 |  | PVC | 1963 | Yes |  | 2022-11-30 |  | Non-lead
028191 | 25 BOULDER DR |  | Unknown | Yes |  | 2024-01-26 |  | Unknown | 1982 | Yes |  | 2024-01-26 |  | Lead Status Unknown
028192 | SLIP M11 1801 N ROOSEVELT BLVD |  | PVC | Yes |  | 2022-07-12 |  | PVC | 1983 | Yes |  | 2022-07-12 |  | Non-lead
028193 | APT UP 417 BAHAMA ST |  | Polytube | Yes |  | 2023-05-18 |  | Copper | 1933 | Yes |  | 2023-05-18 |  | Non-lead
028194 | 30073 PINE CHANNEL RD |  | Polytube | Yes |  | 2022-12-08 |  | PVC | 1979 | Yes |  | 2022-12-08 |  | Non-lead
028195 | 23078 BLUEGILL DR |  | Polytube | Yes |  | 2022-11-17 |  | PVC | 1979 | Yes |  | 2022-11-17 |  | Non-lead
028196 | 16762 E POINT DR |  | Polytube | Yes |  | 2022-07-11 |  | PVC | 1980 | Yes |  | 2022-07-11 |  | Non-lead
028197 | UNIT 21 1600 ATLANTIC BLVD |  | Polytube | Yes |  | 2023-04-26 |  | PVC |  | Yes |  | 2023-04-26 |  | Non-lead
028198 | 29651 INDEPENDENCE AVE |  | Polytube | Yes |  | 2022-09-26 |  | PVC | 1979 | Yes |  | 2022-09-26 |  | Non-lead
028199 | 1603 VENETIAN DR |  | Polytube | Yes |  | 2018-06-04 |  | PVC | 1973 | Yes |  | 2018-06-04 |  | Non-lead
028200 | 23059 REDFISH LN |  | Unknown, Non-Lead | Yes |  | 2022-01-10 |  | PVC | 1990 | Yes |  | 2022-01-10 |  | Non-lead
028201 | HOSPICE #15 91200 OVERSEAS HWY |  | PVC | Yes |  | 2023-01-30 |  | PVC | 1978 | Yes |  | 2023-01-30 |  | Non-lead
028203 | CHI MEDICAL #17-A 91200 OVERSEAS HWY |  | PVC | Yes |  | 2023-01-30 |  | PVC | 1978 | Yes |  | 2023-01-30 |  | Non-lead
028204 | CHINESE REST #18 91200 OVERSEAS HWY |  | PVC | Yes |  | 2023-01-30 |  | PVC | 1978 | Yes |  | 2023-01-30 |  | Non-lead
028205 | PIER ONE #20 91200 OVERSEAS HWY |  | PVC | Yes |  | 2023-01-30 |  | PVC | 1978 | Yes |  | 2023-01-30 |  | Non-lead
028206 | 117 DOVE LAKE DR |  | Polytube | Yes |  | 2022-07-20 |  | PVC | 1979 | Yes |  | 2022-07-20 |  | Non-lead
028207 | 81198 OLD LTS3&4 PARCE RD |  | Polytube | Yes |  | 2022-06-22 |  | PVC | 1948 | Yes |  | 2022-06-22 |  | Non-lead
028208 | 82201 OVERSEAS HWY |  | Polytube | Yes |  | 2022-06-27 |  | PVC | 1979 | Yes |  | 2022-06-27 |  | Non-lead
028209 | 158 BUTTONWOOD AVE |  | Polytube | Yes |  | 2023-02-01 |  | PVC | 1968 | Yes |  | 2023-02-01 |  | Non-lead
028210 | 805 S MARINA AVE |  | Polytube | Yes |  | 2023-02-02 |  | PVC | 1979 | Yes |  | 2023-02-02 |  | Non-lead
028211 | 901 S EMERALD DR |  | PVC | Yes |  | 2024-07-10 |  | PVC | 1979 | Yes |  | 2024-07-10 |  | Non-lead
028212 | 514 OLDSMAR LANE |  | Unknown, Non-Lead | Yes |  | 2019-04-12 |  | PVC | 1993 | Yes |  | 2019-04-12 |  | Non-lead
028213 | 248 ATLANTIC BLVD |  | Unknown | Yes |  | 2022-06-10 |  | Unknown | 1979 | Yes |  | 2022-06-10 |  | Lead Status Unknown
028214 | 186 NORMANDY DR |  | Polytube | Yes |  | 2023-02-02 |  | PVC | 1973 | Yes |  | 2023-02-02 |  | Non-lead
028215 | 202 SONNY RD |  | Polytube | Yes |  | 2022-05-17 |  | PVC | 1980 | Yes |  | 2022-05-17 |  | Non-lead
028216 | 141 BURGUNDY DR |  | Polytube | Yes |  | 2022-08-15 |  | PVC | 1989 | Yes |  | 2022-08-15 |  | Non-lead
028217 | FAMILY DOLLAR #8 91200 OVERSEAS HWY |  | PVC | Yes |  | 2023-01-30 |  | PVC | 1978 | Yes |  | 2023-01-30 |  | Non-lead
028218 | CHI MEDICAL #17-B 91200 OVERSEAS HWY |  | PVC | Yes |  | 2023-01-30 |  | PVC | 1978 | Yes |  | 2023-01-30 |  | Non-lead
028219 | 21 S BOUNTY LN |  | Polytube | Yes |  | 2023-01-31 |  | PVC | 1979 | Yes |  | 2023-01-31 |  | Non-lead
028220 | 115 BEE ST |  | Polytube | Yes |  | 2022-06-10 |  | PVC | 1979 | Yes |  | 2022-06-10 |  | Non-lead
028222 | DILLONS #2,3,4 91200 OVERSEAS HWY |  | PVC | Yes |  | 2023-01-30 |  | Copper | 1978 | Yes |  | 2023-01-30 |  | Non-lead
028223 | 913 RED BIRD RD |  | Polytube | Yes |  | 2022-07-21 |  | PVC | 1979 | Yes |  | 2022-07-21 |  | Non-lead
028224 | 1002 GIBRALTAR RD |  | Polytube | Yes |  | 2023-02-08 |  | PVC | 1979 | Yes |  | 2023-02-08 |  | Non-lead
028225 | A 158 CASA CT |  | Polytube | Yes |  | 2022-07-20 |  | PVC | 1963 | Yes |  | 2022-07-20 |  | Non-lead
028226 | APT B 158 ADOBE CASA CT |  | Polytube | Yes |  | 2024-10-04 |  | PVC | 1979 | Yes |  | 2024-10-04 |  | Non-lead
028227 | UNIT A 161 CASA CT |  | Polytube | Yes |  | 2022-07-20 |  | PVC | 1979 | Yes |  | 2022-07-20 |  | Non-lead
028228 | 161 CASA COURT Dr B |  | Polytube | Yes |  | 2022-07-20 |  | PVC | 1979 | Yes |  | 2022-07-20 |  | Non-lead
028229 | 105 MANGROVE LN |  | Polytube | Yes |  | 2024-06-21 |  | PVC | 1984 | Yes |  | 2024-06-21 |  | Non-lead
028230 | 998 GIBRALTAR RD |  | Polytube | Yes |  | 2022-12-15 |  | PVC | 1984 | Yes |  | 2022-12-15 |  | Non-lead
028231 | 811 S EMERALD DR |  | Polytube | Yes |  | 2023-02-02 |  | PVC | 1979 | Yes |  | 2023-02-02 |  | Non-lead
028232 | 809 S EMERALD DR |  | PVC | Yes |  | 2023-02-02 |  | PVC | 1979 | Yes |  | 2023-02-02 |  | Non-lead
028233 | 805 S EMERALD DR |  | Polytube | Yes |  | 2023-02-02 |  | PVC | 1978 | Yes |  | 2023-02-02 |  | Non-lead
028234 | 155 FONTAINE DR |  | Polytube | Yes |  | 2022-06-14 |  | PVC | 1980 | Yes |  | 2022-06-14 |  | Non-lead
028235 | 128 CORAL AVE |  | Polytube | Yes |  | 2022-06-13 |  | PVC | 1981 | Yes |  | 2022-06-13 |  | Non-lead
028236 | UNIT 16 91200 OVERSEAS OVER EASY REST HWY |  | PVC | Yes |  | 2023-01-30 |  | Copper | 1978 | Yes |  | 2023-01-30 |  | Non-lead
028237 | 405 OLEANDER |  | Polytube | Yes |  | 2023-02-13 |  | PVC | 1979 | Yes |  | 2023-02-13 |  | Non-lead
028238 | 1004 VENETIAN BLVD |  | Polytube | Yes |  | 2022-06-08 |  | PVC | 1979 | Yes |  | 2022-06-08 |  | Non-lead
028239 | 106 PORTA VISTA CT |  | Polytube | Yes |  | 2022-06-30 |  | PVC | 1979 | Yes |  | 2022-06-30 |  | Non-lead
028240 | 818 S SILVER CIRCLE |  | Polytube | Yes |  | 2023-02-02 |  | PVC | 1978 | Yes |  | 2023-02-02 |  | Non-lead
028241 | 602 N SILVER CR |  | Polytube | Yes |  | 2023-02-02 |  | PVC | 1978 | Yes |  | 2023-02-02 |  | Non-lead
028242 | 604 N SILVER CIRCLE |  | PVC | Yes |  | 2023-02-02 |  | PVC | 1977 | Yes |  | 2023-02-02 |  | Non-lead
028243 | 819 S JADE DR |  | Polytube | Yes |  | 2023-02-02 |  | PVC | 1978 | Yes |  | 2023-02-02 |  | Non-lead
028244 | 916 S JADE |  | Polytube | Yes |  | 2023-02-02 |  | PVC | 1978 | Yes |  | 2023-02-02 |  | Non-lead
028247 | 911 S RUBY DR |  | Unknown, Non-Lead | No |  |  |  | Unknown, Non-Lead | 2019 | No |  |  |  | Non-lead
028248 | 913 S RUBY AVE |  | Polytube | Yes |  | 2023-02-02 |  | PVC | 1978 | Yes |  | 2023-02-02 |  | Non-lead
028249 | 941 S TOPAZ |  | Polytube | Yes |  | 2023-02-02 |  | PVC | 1979 | Yes |  | 2023-02-02 |  | Non-lead
028251 | 135 STARFISH LN |  | Polytube | Yes |  | 2019-09-24 |  | PVC | 2004 | Yes |  | 2019-09-24 |  | Non-lead
028252 | 928 S TOPAZ AVE |  | Polytube | Yes |  | 2023-02-02 |  | PVC | 1980 | Yes |  | 2023-02-02 |  | Non-lead
028253 | 930 S TOPAZ AVE |  | Polytube | Yes |  | 2023-02-02 |  | PVC | 1979 | Yes |  | 2023-02-02 |  | Non-lead
028254 | 932 S TOPAZ |  | Polytube | Yes |  | 2023-02-02 |  | PVC | 1979 | Yes |  | 2023-02-02 |  | Non-lead
028255 | 934 S TOPAZ AVE |  | Polytube | Yes |  | 2024-05-07 |  | PVC | 1979 | Yes |  | 2024-05-07 |  | Non-lead
028256 | 940 S TOPAZ AVE |  | Polytube | Yes |  | 2023-02-02 |  | PVC | 1980 | Yes |  | 2023-02-02 |  | Non-lead
028257 | DOMINOS #7 91200 OVERSEAS HWY |  | PVC | Yes |  | 2023-01-30 |  | PVC | 1978 | Yes |  | 2023-01-30 |  | Non-lead
028258 | 149 WESTMINISTER DR |  | Polytube | Yes |  | 2022-07-12 |  | PVC | 1976 | Yes |  | 2022-07-12 |  | Non-lead
028259 | 141 BAYVIEW DR |  | Polytube | Yes |  | 2022-06-28 |  | PVC | 1981 | Yes |  | 2022-06-28 |  | Non-lead
028260 | 75424 OVERSEAS HWY |  | Polytube | Yes |  | 2022-07-05 |  | PVC |  | Yes |  | 2022-07-05 |  | Non-lead
028261 | 823 S JADE DR |  | Polytube | Yes |  | 2023-02-02 |  | PVC | 1979 | Yes |  | 2023-02-02 |  | Non-lead
028262 | 116 CAMELOT DR |  | Unknown, Non-Lead | No |  |  |  | Unknown, Non-Lead | 2007 | No |  |  |  | Non-lead
028263 | 1121 GRAND ST |  | Polytube | Yes |  | 2023-02-01 |  | PVC | 1979 | Yes |  | 2023-02-01 |  | Non-lead
028264 | 1034 GIBRALTAR RD |  | Polytube | Yes |  | 2023-02-07 |  | PVC | 1982 | Yes |  | 2023-02-07 |  | Non-lead
028265 | 196 LA PALOMA RD |  | Polytube | Yes |  | 2023-02-07 |  | PVC | 1982 | Yes |  | 2023-02-07 |  | Non-lead
028266 | 19613 INDIAN MOUND DR |  | Unknown, Non-Lead | Yes |  | 2017-11-30 |  | Unknown, Non-Lead | 1988 | Yes |  | 2017-11-30 |  | Non-lead
028267 | 862 LOGGERHEAD LN |  | Unknown, Non-Lead | Yes |  | 2018-08-31 |  | Unknown, Non-Lead | 1988 | Yes |  | 2018-08-31 |  | Non-lead
028268 | 168 E CARRIBEAN DR |  | Polytube | Yes |  | 2023-04-24 |  | PVC | 1987 | Yes |  | 2023-04-24 |  | Non-lead
028269 | 935 S TOPAZ AVE |  | Polytube | Yes |  | 2024-05-28 |  | PVC | 1979 | Yes |  | 2024-05-28 |  | Non-lead
028270 | 931 S TOPAZ |  | Polytube | Yes |  | 2023-02-02 |  | PVC | 1979 | Yes |  | 2023-02-02 |  | Non-lead
028271 | 929 S TOPAZ AVE |  | Polytube | Yes |  | 2023-02-02 |  | PVC | 1979 | Yes |  | 2023-02-02 |  | Non-lead
028272 | 933 S TOPAZ AVE |  | Polytube | Yes |  | 2023-04-24 |  | PVC | 1979 | Yes |  | 2023-04-24 |  | Non-lead
028273 | 937 S TOPAZ AVE |  | Polytube | Yes |  | 2023-02-02 |  | PVC | 1979 | Yes |  | 2023-02-02 |  | Non-lead
028274 | 104 7TH LN |  | Polytube | Yes |  | 2023-02-07 |  | PVC | 1979 | Yes |  | 2023-02-07 |  | Non-lead
028275 | 112 7TH LANE |  | Polytube | Yes |  | 2024-01-17 |  | PVC | 1981 | Yes |  | 2024-01-17 |  | Non-lead
028276 | 101 NORMANDY DR |  | Unknown, Non-Lead | Yes |  | 2020-10-08 |  | Unknown, Non-Lead | 1997 | Yes |  | 2020-10-08 |  | Non-lead
028277 | 695 LAFITTE RD |  | Polytube | Yes |  | 2024-04-18 |  | PVC | 1970 | Yes |  | 2024-04-18 |  | Non-lead
028278 | 914 S JADE DR |  | Polytube | Yes |  | 2023-11-21 |  | PVC | 1979 | Yes |  | 2023-11-21 |  | Non-lead
028279 | 102 MADEIRA CT |  | Polytube | Yes |  | 2022-06-30 |  | PVC | 1980 | Yes |  | 2022-06-30 |  | Non-lead
028280 | 6 SEXTON WAY |  | Polytube | Yes |  | 2022-10-14 |  | PVC | 1985 | Yes |  | 2022-10-14 |  | Non-lead
028281 | 102025 OVERSEAS HWY |  | Polytube | Yes |  | 2023-02-08 |  | PVC | 1975 | Yes |  | 2023-02-08 |  | Non-lead
028282 | 912 S JADE DR |  | Polytube | Yes |  | 2024-09-11 |  | PVC | 1979 | Yes |  | 2024-09-11 |  | Non-lead
028283 | 203 MOHAWK ST |  | Polytube | Yes |  | 2022-05-31 |  | PVC | 1980 | Yes |  | 2022-05-31 |  | Non-lead
028284 | 565 OCEAN WAY |  | Polytube | Yes |  | 2023-02-02 |  | PVC | 1979 | Yes |  | 2023-02-02 |  | Non-lead
028285 | 94 CORAL WAY |  | Polytube | Yes |  | 2022-08-15 |  | PVC | 1974 | Yes |  | 2022-08-15 |  | Non-lead
028286 | 118 N ROLLING HILL RD |  | Polytube | Yes |  | 2022-06-15 |  | PVC | 1981 | Yes |  | 2022-06-15 |  | Non-lead
028287 | 32 S PARK RD |  | Polytube | Yes |  | 2022-06-23 |  | PVC | 1980 | Yes |  | 2022-06-23 |  | Non-lead
028288 | 251 LANCE LANE |  | Polytube | Yes |  | 2022-10-24 |  | PVC | 1977 | Yes |  | 2022-10-24 |  | Non-lead
028289 | 163 ORCHID ST |  | Polytube | Yes |  | 2023-05-31 |  | PVC | 1970 | Yes |  | 2023-05-31 |  | Non-lead
028290 | 74 ROCK HARBOR DR |  | Polytube | Yes |  | 2022-06-29 |  | PVC | 1971 | Yes |  | 2022-06-29 |  | Non-lead
028291 | 50 N BLACKWATER LANE |  | Polytube | Yes |  | 2023-05-04 |  | PVC | 1982 | Yes |  | 2023-05-04 |  | Non-lead
028292 | 199 ATLANTIC BLVD |  | Polytube | Yes |  | 2022-06-24 |  | PVC | 1979 | Yes |  | 2022-06-24 |  | Non-lead
028293 | 411 PALM DR |  | Polytube | Yes |  | 2022-06-29 |  | PVC | 1980 | Yes |  | 2022-06-29 |  | Non-lead
028294 | 803 S EMERALD DR |  | PVC | Yes |  | 2024-02-14 |  | PVC | 1980 | Yes |  | 2024-02-14 |  | Non-lead
028295 | 16625 CROTON CT |  | Unknown, Non-Lead | Yes |  | 2020-01-14 |  | Unknown, Non-Lead | 1988 | Yes |  | 2020-01-14 |  | Non-lead
028296 | JEWELERS #9 91200 OVERSEAS HWY |  | PVC | Yes |  | 2023-01-30 |  | PVC | 1978 | Yes |  | 2023-01-30 |  | Non-lead
028298 | 243 ATLANTIC BLVD |  | Polytube | Yes |  | 2022-06-10 |  | PVC | 1979 | Yes |  | 2022-06-10 |  | Non-lead
028299 | 910 S JADE SILVER SHOR |  | Polytube | Yes |  | 2024-07-10 |  | PVC | 1978 | Yes |  | 2024-07-10 |  | Non-lead
028300 | 901 S JADE DR |  | Polytube | Yes |  | 2023-02-02 |  | PVC | 1979 | Yes |  | 2023-02-02 |  | Non-lead
028301 | 115 HARBOR LN |  | Polytube | Yes |  | 2022-06-15 |  | PVC | 1979 | Yes |  | 2022-06-15 |  | Non-lead
028302 | 19540 MAYAN ST |  | Polytube | Yes |  | 2023-01-13 |  | PVC | 1979 | Yes |  | 2023-01-13 |  | Non-lead
028303 | 1167 FLAGSHIP DR |  | Polytube | Yes |  | 2023-04-25 |  | PVC | 1979 | Yes |  | 2023-04-25 |  | Non-lead
028304 | 286 COLSON DR |  | Polytube | Yes |  | 2022-10-31 |  | PVC | 1980 | Yes |  | 2022-10-31 |  | Non-lead
028305 | 31115 AVE A & 1st ST |  | Polytube | Yes |  | 2022-07-15 |  | PVC | 1981 | Yes |  | 2022-07-15 |  | Non-lead
028306 | APT A RIGHT 105 ALYNN PL |  | Polytube | Yes |  | 2023-09-13 |  | PVC | 1979 | Yes |  | 2023-09-13 |  | Non-lead
028307 | B 105 ALYNN PL |  | Polytube | Yes |  | 2024-01-31 |  | PVC | 1979 | Yes |  | 2024-01-31 |  | Non-lead
028308 | 1076 FLAGSHIP DR |  | Unknown, Non-Lead | Yes |  | 2018-09-04 |  | PVC | 1988 | Yes |  | 2018-09-04 |  | Non-lead
028309 | 205 W SEAVIEW LN |  | Polytube | Yes |  | 2023-05-22 |  | PVC | 1979 | Yes |  | 2023-05-22 |  | Non-lead
028310 | 136 BRIAN RD |  | Polytube | Yes |  | 2023-02-21 |  | PVC | 1981 | Yes |  | 2023-02-21 |  | Non-lead
028311 | 955 27TH OCEAN ST |  | Unknown, Non-Lead | Yes |  | 2023-07-12 |  | PVC | 1979 | Yes |  | 2023-07-12 |  | Non-lead
028312 | 111 PIRATES COVE RD |  | Unknown, Non-Lead | Yes |  | 2024-05-22 |  | Unknown, Non-Lead | 1990 | Yes |  | 2024-05-22 |  | Non-lead
028313 | 363 STIRRUP KEY BLVD |  | Polytube | Yes |  | 2023-02-02 |  | PVC | 1979 | Yes |  | 2023-02-02 |  | Non-lead
028315 | 911 W 75TH OCEAN ST |  | Polytube | Yes |  | 2024-02-20 |  | PVC | 1979 | Yes |  | 2024-02-20 |  | Non-lead
028316 | 57437 MORTON ST |  | Polytube | Yes |  | 2022-10-22 |  | PVC | 1979 | Yes |  | 2022-10-22 |  | Non-lead
028317 | 11265 6TH GULF AVE |  | Polytube | Yes |  | 2022-08-15 |  | PVC | 1982 | Yes |  | 2022-08-15 |  | Non-lead
028318 | L6/B4 620 CAROLYN AVE |  | Unknown, Non-Lead | Yes |  | 2023-09-07 |  | PVC | 1988 | Yes |  | 2023-09-07 |  | Non-lead
028319 | 1501 W 63RD OCEAN ST |  | Polytube | Yes |  | 2023-02-23 |  | PVC | 1979 | Yes |  | 2023-02-23 |  | Non-lead
028320 | 260 G AVE |  | Unknown, Non-Lead | Yes |  | 2019-01-07 |  | Unknown, Non-Lead | 1990 | Yes |  | 2019-01-07 |  | Non-lead
028321 | 979 OCOTILLO LN |  | Copper | Yes |  | 2024-08-16 |  | PVC | 1979 | Yes |  | 2024-08-16 |  | Non-lead
028322 | 940 SHELTER BAY DR |  | Polytube | Yes |  | 2022-10-22 |  | PVC | 1979 | Yes |  | 2022-10-22 |  | Non-lead
028323 | 940 SHELTER BAY Dr |  | Polytube | Yes |  | 2023-10-10 |  | PVC | 1979 | Yes |  | 2023-10-10 |  | Non-lead
028324 | 667 CALLE DE LUNA |  | Polytube | Yes |  | 2022-06-01 |  | PVC | 1981 | Yes |  | 2022-06-01 |  | Non-lead
028326 | 29465 FORRSTAL AVE |  | Unknown, Non-Lead | No |  |  |  | Unknown, Non-Lead | 1988 | No |  |  |  | Non-lead
028327 | 531 W INDIES DR |  | Polytube | Yes |  | 2022-05-20 |  | PVC | 1987 | Yes |  | 2022-05-20 |  | Non-lead
028328 | #B 105 N ANGLERS DR |  | Polytube | Yes |  | 2023-03-22 |  | PVC | 1981 | Yes |  | 2023-03-22 |  | Non-lead
028329 | RIGHT 105 N ANGLERS DR |  | Copper | Yes |  | 2022-05-31 |  | PVC | 1980 | Yes |  | 2022-05-31 |  | Non-lead
028330 | APT A 103 N ANGLERS DR |  | Polytube | Yes |  | 2024-09-19 |  | PVC | 1980 | Yes |  | 2024-09-19 |  | Non-lead
028331 | 1107 PACKER ST |  | Polytube | Yes |  | 2023-03-22 |  | PVC | 1974 | Yes |  | 2023-03-22 |  | Non-lead
028332 | 320 S POINT DR |  | Polytube | Yes |  | 2022-07-08 |  | PVC | 1979 | Yes |  | 2022-07-08 |  | Non-lead
028333 | 18 ALLAMANDA AVE |  | Polytube | Yes |  | 2022-05-05 |  | Polytube | 1980 | Yes |  | 2022-05-05 |  | Non-lead
028334 | 17121 STARFISH LN |  | Polytube | Yes |  | 2022-07-08 |  | PVC | 1979 | Yes |  | 2022-07-08 |  | Non-lead
028335 | 17023 ALLAMANDA DR |  | Polytube | Yes |  | 2022-07-12 |  | PVC | 1979 | Yes |  | 2022-07-12 |  | Non-lead
028337 | 1438 OCEAN DR |  | Polytube | Yes |  | 2023-11-29 |  | PVC | 1980 | Yes |  | 2023-11-29 |  | Non-lead
028338 | 6475 2ND ST |  | Polytube | Yes |  | 2023-03-06 |  | PVC | 1980 | Yes |  | 2023-03-06 |  | Non-lead
028339 | 23082 SNAPPER LN |  | Polytube | Yes |  | 2022-12-28 |  | PVC | 1974 | Yes |  | 2022-12-28 |  | Non-lead
028340 | D19 10TH AVE |  | Polytube | Yes |  | 2023-03-08 |  | PVC | 1981 | Yes |  | 2023-03-08 |  | Non-lead
028341 | 3858 DYER ROAD |  | Polytube | Yes |  | 2023-01-11 |  | PVC | 1980 | Yes |  | 2023-01-11 |  | Non-lead
028342 | 170 MARS LN |  | Polytube | Yes |  | 2022-09-26 |  | PVC | 1979 | Yes |  | 2022-09-26 |  | Non-lead
028343 | 617 E CARIBBEAN DR |  | Polytube | Yes |  | 2023-04-24 |  | PVC | 1979 | Yes |  | 2023-04-24 |  | Non-lead
028344 | 213 PIRATES RD |  | Polytube | Yes |  | 2023-01-24 |  | PVC | 1987 | Yes |  | 2023-01-24 |  | Non-lead
028345 | 28340 COUNTY RD |  | Polytube | Yes |  | 2024-09-18 |  | PVC | 1980 | Yes |  | 2024-09-18 |  | Non-lead
028346 | 13 DOLPHIN RD |  | Polytube | Yes |  | 2024-05-03 |  | PVC | 1976 | Yes |  | 2024-05-03 |  | Non-lead
028347 | 20954 7TH WEST AVE |  | Polytube | Yes |  | 2022-10-31 |  | PVC | 1979 | Yes |  | 2022-10-31 |  | Non-lead
028348 | 1561 BAYVIEW DR |  | Copper | Yes |  | 2023-01-25 |  | PVC | 1979 | Yes |  | 2023-01-25 |  | Non-lead
028349 | 1305 HUDGINS &SUNSET |  | Polytube | Yes |  | 2023-04-25 |  | PVC | 1980 | Yes |  | 2023-04-25 |  | Non-lead
028350 | APT 1 UP 624 WHITEHEAD ST |  | Polytube | Yes |  | 2022-06-08 |  | PVC | 1928 | Yes |  | 2022-06-08 |  | Non-lead
028351 | 29018 GERANIUM DR |  | Polytube | Yes |  | 2023-01-10 |  | PVC | 1980 | Yes |  | 2023-01-10 |  | Non-lead
028352 | 29510 CONSTITUTION AVE |  | Polytube | Yes |  | 2022-12-01 |  | PVC | 1985 | Yes |  | 2022-12-01 |  | Non-lead
028354 | 737 N JADE DR |  | Polytube | Yes |  | 2023-02-02 |  | PVC | 1978 | Yes |  | 2023-02-02 |  | Non-lead
028355 | 1851 LONG BEACH DR |  | Unknown, Non-Lead | Yes |  | 2022-10-07 |  | Unknown, Non-Lead | 1989 | Yes |  | 2022-10-07 |  | Non-lead
028356 | 30 FLORAL AVE |  | Unknown, Non-Lead | Yes |  | 2022-01-13 |  | Unknown, Non-Lead | 1988 | Yes |  | 2022-01-13 |  | Non-lead
028358 | 468 BLACKBEARD RD |  | Polytube | Yes |  | 2024-07-17 |  | PVC | 1980 | Yes |  | 2024-07-17 |  | Non-lead
028359 | 331 W INDIES DR |  | Unknown, Non-Lead | Yes |  | 2021-10-19 |  | Unknown, Non-Lead | 1988 | Yes |  | 2021-10-19 |  | Non-lead
028360 | 3308 EAGLE AVE |  | Polytube | Yes |  | 2022-06-15 |  | PVC | 1987 | Yes |  | 2022-06-15 |  | Non-lead
028361 | 3310 EAGLE AVE |  | Polytube | Yes |  | 2024-06-06 |  | PVC | 1987 | Yes |  | 2024-06-06 |  | Non-lead
028362 | 131 CORAL AVE |  | Polytube | Yes |  | 2022-06-13 |  | PVC | 1982 | Yes |  | 2022-06-13 |  | Non-lead
028363 | 360 VACA RD |  | Unknown, Non-Lead | No |  |  |  | Unknown, Non-Lead | 1988 | No |  |  |  | Non-lead
028364 | 161 PALERMO DR |  | Polytube | Yes |  | 2022-06-08 |  | PVC | 1981 | Yes |  | 2022-06-08 |  | Non-lead
028365 | 806 S EMERALD DR |  | Polytube | Yes |  | 2023-07-13 |  | PVC | 1979 | Yes |  | 2023-07-13 |  | Non-lead
028366 | 122 SAPODILLA DR |  | Polytube | Yes |  | 2022-07-05 |  | PVC | 1980 | Yes |  | 2022-07-05 |  | Non-lead
028367 | 98675 OVERSEAS HWY |  | Polytube | Yes |  | 2022-12-14 |  | PVC | 1979 | Yes |  | 2022-12-14 |  | Non-lead
028368 | 3312 EAGLE AVE |  | Polytube | Yes |  | 2022-06-15 |  | PVC | 1987 | Yes |  | 2022-06-15 |  | Non-lead
028369 | 3314 EAGLE AVE |  | Polytube | Yes |  | 2022-06-15 |  | PVC | 1987 | Yes |  | 2022-06-15 |  | Non-lead
028370 | 114 S BAHAMA RD |  | Unknown, Non-Lead | No |  |  |  | Unknown, Non-Lead | 2001 | No |  |  |  | Non-lead
028371 | 29 JOLLY ROGERS DR |  | Polytube | Yes |  | 2023-01-31 |  | PVC | 1979 | Yes |  | 2023-01-31 |  | Non-lead
028372 | 15 PARK DR |  | Polytube | Yes |  | 2022-11-22 |  | PVC | 1981 | Yes |  | 2022-11-22 |  | Non-lead
028373 | 129 OCEAN DR |  | Polytube | Yes |  | 2022-06-14 |  | PVC | 1980 | Yes |  | 2022-06-14 |  | Non-lead
028374 | 16 BAHAMA RD |  | Polytube | Yes |  | 2023-02-01 |  | PVC | 1979 | Yes |  | 2023-02-01 |  | Non-lead
028375 | 763 PIRATES RD |  | Polytube | Yes |  | 2024-02-23 |  | PVC | 1979 | Yes |  | 2024-02-23 |  | Non-lead
028376 | 238 TREASURE HARBOR RD |  | Polytube | Yes |  | 2022-07-12 |  | PVC | 1979 | Yes |  | 2022-07-12 |  | Non-lead
028377 | 902 S JADE DR |  | Polytube | Yes |  | 2023-02-02 |  | PVC | 1979 | Yes |  | 2023-02-02 |  | Non-lead
028378 | 905 S JADE DR |  | Polytube | Yes |  | 2023-02-02 |  | PVC | 1979 | Yes |  | 2023-02-02 |  | Non-lead
028379 | 410 BOWIE LANE |  | Polytube | Yes |  | 2024-07-24 |  | PVC | 1971 | Yes |  | 2024-07-24 |  | Non-lead
028380 | BOTTOM 213 W INDIES RD |  | Polytube | Yes |  | 2024-06-28 |  | PVC | 1981 | Yes |  | 2024-06-28 |  | Non-lead
028381 | 226-AC 1588 LANTANA LN |  | Unknown, Non-Lead | Yes |  | 2018-07-20 |  | PVC | 1988 | Yes |  | 2018-07-20 |  | Non-lead
028382 | 822 S SILVER CIR |  | Polytube | Yes |  | 2023-02-02 |  | PVC | 1979 | Yes |  | 2023-02-02 |  | Non-lead
028383 | 103355 OVERSEAS HWY |  | Polytube | Yes |  | 2022-11-03 |  | PVC | 1979 | Yes |  | 2022-11-03 |  | Non-lead
028385 | L34 9 MICHAEL DR |  | Polytube | Yes |  | 2023-05-04 |  | PVC | 1974 | Yes |  | 2023-05-04 |  | Non-lead
028386 | 1604 MONMOUTH LN |  | Polytube | Yes |  | 2023-05-04 |  | PVC | 1979 | Yes |  | 2023-05-04 |  | Non-lead
028388 | 184 INDIAN MOUND TR |  | Polytube | Yes |  | 2022-06-03 |  | PVC | 1966 | Yes |  | 2022-06-03 |  | Non-lead
028389 | UNIT A 118 CORTEZ DR |  | Copper | Yes |  | 2022-07-07 |  | PVC | 1980 | Yes |  | 2022-07-07 |  | Non-lead
028390 | B 118 CORTEZ DR |  | Copper | Yes |  | 2022-07-07 |  | Copper | 1980 | Yes |  | 2022-07-07 |  | Non-lead
028391 | APT A 116 CORTEZ DR |  | Polytube | Yes |  | 2022-07-07 |  | PVC | 1980 | Yes |  | 2022-07-07 |  | Non-lead
028392 | APT B 116 CORTEZ DR |  | Polytube | Yes |  | 2022-07-07 |  | PVC | 1980 | Yes |  | 2022-07-07 |  | Non-lead
028393 | 120-A CORTEZ DR |  | Copper | Yes |  | 2022-07-07 |  | PVC | 1980 | Yes |  | 2022-07-07 |  | Non-lead
028394 | UNIT F2 120 CORTEZ DR |  | Copper | Yes |  | 2022-07-07 |  | PVC | 1980 | Yes |  | 2022-07-07 |  | Non-lead
028395 | 100000 OVERSEAS HWY |  | Polytube | Yes |  | 2023-02-03 |  | PVC | 1980 | Yes |  | 2023-02-03 |  | Non-lead
028396 | 189 CORAL RD |  | Polytube | Yes |  | 2024-02-02 |  | PVC | 1980 | Yes |  | 2024-02-02 |  | Non-lead
028397 | 202 GULFVIEW DR |  | Polytube | Yes |  | 2022-06-30 |  | PVC | 1979 | Yes |  | 2022-06-30 |  | Non-lead
028398 | 173 BURGUNDY DR |  | Polytube | Yes |  | 2023-02-09 |  | PVC | 1978 | Yes |  | 2023-02-09 |  | Non-lead
028399 | 100 NORTH LAKE DR |  | Polytube | Yes |  | 2023-02-09 |  | PVC | 1984 | Yes |  | 2023-02-09 |  | Non-lead
028400 | 812 S JADE DR |  | Polytube | Yes |  | 2023-02-02 |  | PVC | 1978 | Yes |  | 2023-02-02 |  | Non-lead
028401 | 1100 CALDER RD |  | Polytube | Yes |  | 2023-05-04 |  | PVC | 1973 | Yes |  | 2023-05-04 |  | Non-lead
028402 | 310 WOODS AVE |  | Polytube | Yes |  | 2024-07-02 |  | PVC | 1980 | Yes |  | 2024-07-02 |  | Non-lead
028403 | 142 COLUMBUS DR |  | Polytube | Yes |  | 2022-07-07 |  | PVC | 1979 | Yes |  | 2022-07-07 |  | Non-lead
028405 | 254 BURGUNDY DR |  | Polytube | Yes |  | 2022-07-06 |  | PVC | 1978 | Yes |  | 2022-07-06 |  | Non-lead
028406 | 1007 ROSE ST |  | Polytube | Yes |  | 2023-02-01 |  | PVC | 1980 | Yes |  | 2023-02-01 |  | Non-lead
028407 | 129 ATLANTIC AVE |  | Polytube | Yes |  | 2022-07-20 |  | PVC | 1979 | Yes |  | 2022-07-20 |  | Non-lead
028408 | 16 SOUTH DRIVE |  | Polytube | Yes |  | 2022-08-23 |  | PVC | 1980 | Yes |  | 2022-08-23 |  | Non-lead
028409 | 114 MOCKINGBIRD RD |  | Polytube | Yes |  | 2022-06-09 |  | PVC | 1979 | Yes |  | 2022-06-09 |  | Non-lead
028410 | 907 S JADE DR |  | Polytube | Yes |  | 2023-02-02 |  | PVC | 1979 | Yes |  | 2023-02-02 |  | Non-lead
028411 | 909 S JADE DR |  | Polytube | Yes |  | 2023-06-09 |  | PVC | 1979 | Yes |  | 2023-06-09 |  | Non-lead
028412 | 917 S JADE DR |  | Polytube | Yes |  | 2023-02-02 |  | PVC | 1979 | Yes |  | 2023-02-02 |  | Non-lead
028413 | 919 S JADE DR |  | Polytube | Yes |  | 2022-06-01 |  | PVC | 1979 | Yes |  | 2022-06-01 |  | Non-lead
028414 | 159 PLANTATION AVE |  | Polytube | Yes |  | 2022-06-09 |  | PVC | 1979 | Yes |  | 2022-06-09 |  | Non-lead
028415 | 416 S COCONUT PALM BLVD |  | Polytube | Yes |  | 2022-06-13 |  | PVC | 1979 | Yes |  | 2022-06-13 |  | Non-lead
028416 | 906 S JADE DR |  | Polytube | Yes |  | 2023-02-02 |  | PVC | 1980 | Yes |  | 2023-02-02 |  | Non-lead
028417 | 190 HIBISCUS ST |  | Polytube | Yes |  | 2022-06-16 |  | PVC | 1979 | Yes |  | 2022-06-16 |  | Non-lead
028418 | 188 HIBISCUS ST |  | Polytube | Yes |  | 2022-06-16 |  | PVC | 1979 | Yes |  | 2022-06-16 |  | Non-lead
028419 | 203 BESSIE RD |  | Polytube | Yes |  | 2022-05-06 |  | PVC | 1980 | Yes |  | 2022-05-06 |  | Non-lead
028420 | 117 SOUTH DR |  | Polytube | Yes |  | 2022-06-10 |  | PVC | 1977 | Yes |  | 2022-06-10 |  | Non-lead
028421 | 136 BAHAMA RD |  | Polytube | Yes |  | 2023-02-01 |  | PVC | 1982 | Yes |  | 2023-02-01 |  | Non-lead
028422 | 8 MIAMI DR |  | Polytube | Yes |  | 2022-11-28 |  | PVC | 1980 | Yes |  | 2022-11-28 |  | Non-lead
028423 | 207 ATLANTIC BLVD |  | Unknown | Yes |  | 2022-06-30 |  | Unknown | 1979 | Yes |  | 2022-06-30 |  | Lead Status Unknown
028426 | 177 BAHAMA AVE |  | Polytube | Yes |  | 2023-02-02 |  | PVC | 1979 | Yes |  | 2023-02-02 |  | Non-lead
028427 | 613 SANTA ANITA LN |  | Polytube | Yes |  | 2023-05-04 |  | PVC | 1972 | Yes |  | 2023-05-04 |  | Non-lead
028428 | 163 S COCOPLUM RD |  | Polytube | Yes |  | 2024-03-12 |  | PVC |  | Yes |  | 2024-03-12 |  | Non-lead
028429 | 187 GARDEN ST |  | Polytube | Yes |  | 2023-02-13 |  | PVC | 1979 | Yes |  | 2023-02-13 |  | Non-lead
028430 | 33 EXUMA RD |  | Polytube | Yes |  | 2023-06-20 |  | PVC | 1980 | Yes |  | 2023-06-20 |  | Non-lead
028431 | 420 PALM DR |  | Polytube | Yes |  | 2022-06-29 |  | PVC | 1983 | Yes |  | 2022-06-29 |  | Non-lead
028432 | 246 NORMANDY DR |  | Polytube | Yes |  | 2023-02-02 |  | PVC | 1979 | Yes |  | 2023-02-02 |  | Non-lead
028433 | 811 S RUBY DR |  | Polytube | Yes |  | 2024-09-11 |  | PVC | 1979 | Yes |  | 2024-09-11 |  | Non-lead
028434 | 1314 CALDER RD |  | Unknown, Non-Lead | Yes |  | 2018-10-12 |  | Unknown, Non-Lead | 2018 | Yes |  | 2018-10-12 |  | Non-lead
028436 | 908 S JADE DR |  | Polytube | Yes |  | 2024-07-10 |  | PVC | 1978 | Yes |  | 2024-07-10 |  | Non-lead
028437 | 13 CENTER LN |  | Unknown, Non-Lead | Yes |  | 2020-08-10 |  | Unknown, Non-Lead | 1990 | Yes |  | 2020-08-10 |  | Non-lead
028438 | 625 N JADE DR |  | PVC | Yes |  | 2023-09-13 |  | PVC | 1979 | Yes |  | 2023-09-13 |  | Non-lead
028439 | 56 S BLACKWATER LN |  | Unknown, Non-Lead | Yes |  | 2021-04-21 |  | Unknown, Non-Lead | 2007 | Yes |  | 2021-04-21 |  | Non-lead
028440 | 22 SOUTH DR |  | Polytube | Yes |  | 2023-05-04 |  | PVC | 1980 | Yes |  | 2023-05-04 |  | Non-lead
028441 | 800 BONITO LN |  | Polytube | Yes |  | 2022-09-20 |  | PVC | 1979 | Yes |  | 2022-09-20 |  | Non-lead
028442 | 155 CANAL ST |  | Polytube | Yes |  | 2022-06-10 |  | PVC | 1986 | Yes |  | 2022-06-10 |  | Non-lead
028443 | 1001 DOVE RD |  | Polytube | Yes |  | 2022-07-21 |  | PVC | 1981 | Yes |  | 2022-07-21 |  | Non-lead
028444 | 231 PUEBLO ST |  | Polytube | Yes |  | 2024-09-18 |  | PVC | 1981 | Yes |  | 2024-09-18 |  | Non-lead
028445 | 124 MANGROVE LANE |  | Polytube | Yes |  | 2022-05-11 |  | PVC | 1979 | Yes |  | 2022-05-11 |  | Non-lead
028446 | 400 BURTON DR |  | Polytube | Yes |  | 2023-01-31 |  | PVC | 1973 | Yes |  | 2023-01-31 |  | Non-lead
028447 | 911 S JADE DR |  | Polytube | Yes |  | 2023-02-02 |  | PVC | 1979 | Yes |  | 2023-02-02 |  | Non-lead
028448 | 232 S AIRPORT RD |  | Polytube | Yes |  | 2022-06-14 |  | PVC | 2013 | Yes |  | 2022-06-14 |  | Non-lead
028449 | 225 W INDIES RD |  | Polytube | Yes |  | 2022-09-21 |  | PVC | 1979 | Yes |  | 2022-09-21 |  | Non-lead
028450 | REAR 227 W INDIES RD |  | Polytube | Yes |  | 2022-09-21 |  | PVC | 1979 | Yes |  | 2022-09-21 |  | Non-lead
028451 | 223/221 W INDIES RD |  | Polytube | Yes |  | 2022-09-21 |  | PVC | 1979 | Yes |  | 2022-09-21 |  | Non-lead
028452 | REAR 221 W INDIES DR |  | Polytube | Yes |  | 2022-09-21 |  | PVC | 1982 | Yes |  | 2022-09-21 |  | Non-lead
028453 | 17 JENNY LN |  | Polytube | Yes |  | 2023-02-08 |  | PVC | 1969 | Yes |  | 2023-02-08 |  | Non-lead
028454 | 31131 AVENUE D |  | Polytube | Yes |  | 2022-11-08 |  | PVC | 1963 | Yes |  | 2022-11-08 |  | Non-lead
028455 | LOT 9B 21611 4A OLD STATE RD |  | PVC | Yes |  | 2022-12-29 |  | PVC | 1933 | Yes |  | 2022-12-29 |  | Non-lead
028456 | 19423 SEMINOLE ST |  | Polytube | Yes |  | 2023-02-02 |  | PVC | 1980 | Yes |  | 2023-02-02 |  | Non-lead
028458 | 675 CRANE BLVD |  | Polytube | Yes |  | 2023-01-13 |  | PVC | 1980 | Yes |  | 2023-01-13 |  | Non-lead
028459 | LOT 025 6800 MALONEY AVE |  | PVC | Yes |  | 2024-08-30 |  | PVC | 1979 | Yes |  | 2024-08-30 |  | Non-lead
028460 | 29055 PINE AVE |  | Polytube | Yes |  | 2022-12-15 |  | PVC | 1982 | Yes |  | 2022-12-15 |  | Non-lead
028461 | 27352 ST MARTIN LN ST |  | Polytube | Yes |  | 2023-05-04 |  | PVC | 1980 | Yes |  | 2023-05-04 |  | Non-lead
028462 | 26 FLIPPER RD |  | Unknown, Non-Lead | No |  |  |  | Unknown, Non-Lead | 1999 | No |  |  |  | Non-lead
028463 | 527 CROTON LN |  | Polytube | Yes |  | 2022-11-14 |  | PVC | 1980 | Yes |  | 2022-11-14 |  | Non-lead
028464 | 719 FLEMING ST |  | Polytube | Yes |  | 2023-03-06 |  | PVC | 1933 | Yes |  | 2023-03-06 |  | Non-lead
028465 | 43 VENETIAN WAY |  | Polytube | Yes |  | 2022-07-11 |  | PVC | 1987 | Yes |  | 2022-07-11 |  | Non-lead
028466 | 16 DRIFTWOOD DR |  | Polytube | Yes |  | 2022-05-09 |  | PVC | 1978 | Yes |  | 2022-05-09 |  | Non-lead
028467 | APT DOWN 624 WHITEHEAD ST |  | Polytube | Yes |  | 2022-06-08 |  | Polytube | 1928 | Yes |  | 2022-06-08 |  | Non-lead
028468 | 781 W INDIES DR |  | Polytube | Yes |  | 2022-10-26 |  | PVC | 1980 | Yes |  | 2022-10-26 |  | Non-lead
028469 | 27467 MARTINQUE LN |  | Unknown, Non-Lead | No |  |  |  | Unknown, Non-Lead | 1988 | No |  |  |  | Non-lead
028470 | 20842 8TH AVE |  | Unknown, Non-Lead | Yes |  | 2020-10-09 |  | Unknown, Non-Lead | 1993 | Yes |  | 2020-10-09 |  | Non-lead
028471 | 178 S AIRPORT DR |  | Polytube | Yes |  | 2023-04-24 |  | PVC | 1959 | Yes |  | 2023-04-24 |  | Non-lead
028472 | 17223 E STARFISH LN |  | Polytube | Yes |  | 2022-07-11 |  | PVC | 1980 | Yes |  | 2022-07-11 |  | Non-lead
028473 | 17188 W FLYING FISH LN |  | Polytube | Yes |  | 2022-07-12 |  | PVC | 1979 | Yes |  | 2022-07-12 |  | Non-lead
028474 | 3986 DIANE RD |  | Polytube | Yes |  | 2024-05-03 |  | PVC | 1979 | Yes |  | 2024-05-03 |  | Non-lead
028475 | 17081 STARFISH LN W |  | Polytube | Yes |  | 2023-08-30 |  | PVC | 1980 | Yes |  | 2023-08-30 |  | Non-lead
028476 | 1415 LONG BEACH DR |  | Polytube | Yes |  | 2022-06-24 |  | PVC | 2019 | Yes |  | 2022-06-24 |  | Non-lead
028477 | 3808 DONNA RD |  | Polytube | Yes |  | 2023-01-11 |  | PVC | 1979 | Yes |  | 2023-01-11 |  | Non-lead
028479 | C18 9TH AVE |  | Polytube | Yes |  | 2023-10-20 |  | PVC | 1976 | Yes |  | 2023-10-20 |  | Non-lead
028480 | 29324 COCONUT PALM DR |  | Polytube | Yes |  | 2022-12-19 |  | PVC | 1980 | Yes |  | 2022-12-19 |  | Non-lead
028481 | 3967 VENNA RD |  | Polytube | Yes |  | 2023-01-12 |  | PVC | 1979 | Yes |  | 2023-01-12 |  | Non-lead
028482 | #A 29686 SARATOGA AVE |  | Unknown, Non-Lead | Yes |  | 2017-07-20 |  | PVC | 1991 | Yes |  | 2017-07-20 |  | Non-lead
028483 | B 103 N ANGLERS DR |  | Polytube | Yes |  | 2022-05-25 |  | PVC | 1980 | Yes |  | 2022-05-25 |  | Non-lead
028484 | 526 AVENIDA PRIMICERIA |  | Polytube | Yes |  | 2022-06-03 |  | PVC | 1979 | Yes |  | 2022-06-03 |  | Non-lead
028485 | 320 4TH ST |  | Polytube | Yes |  | 2024-05-07 |  | PVC | 1971 | Yes |  | 2024-05-07 |  | Non-lead
028486 | 111 86TH OCEAN ST |  | Polytube | Yes |  | 2022-12-19 |  | PVC | 1980 | Yes |  | 2022-12-19 |  | Non-lead
028487 | 59784 BLUE ISLE BLVD |  | Unknown, Non-Lead | No |  |  |  | Unknown, Non-Lead | 2001 | No |  |  |  | Non-lead
028489 | B 419 SOMBRERO BEACH RD |  | Polytube | Yes |  | 2022-12-15 |  | PVC | 1979 | Yes |  | 2022-12-15 |  | Non-lead
028490 | 117 PIRATES COVE DR |  | Polytube | Yes |  | 2024-07-17 |  | PVC | 1980 | Yes |  | 2024-07-17 |  | Non-lead
028493 | 999 W 75TH OCEAN ST |  | Polytube | Yes |  | 2023-01-09 |  | PVC | 1975 | Yes |  | 2023-01-09 |  | Non-lead
028494 | 5206 DOGWOOD DELL |  | Polytube | Yes |  | 2023-05-23 |  | Polytube | 1979 | Yes |  | 2023-05-23 |  | Non-Lead
028495 | 100 SOMBRERO BCH RD |  | Polytube | Yes |  | 2024-05-21 |  | PVC | 1979 | Yes |  | 2024-05-21 |  | Non-lead
028496 | A 419 SOMBRERO BCH RD |  | Polytube | Yes |  | 2024-01-31 |  | PVC | 1984 | Yes |  | 2024-01-31 |  | Non-lead
028497 | 897 W 63RD OCEAN ST |  | Polytube | Yes |  | 2023-03-08 |  | PVC | 1979 | Yes |  | 2023-03-08 |  | Non-lead
028498 | 116 GULFWINDS LANE |  | Unknown, Non-Lead | Yes |  | 2022-09-19 |  | Unknown, Non-Lead | 1997 | Yes |  | 2022-09-19 |  | Non-lead
028499 | 209 DAVID LN |  | Polytube | Yes |  | 2023-01-25 |  | PVC | 1980 | Yes |  | 2023-01-25 |  | Non-lead
028500 | 207 DAVID LANE |  | Polytube | Yes |  | 2023-01-31 |  | PVC | 1980 | Yes |  | 2023-01-31 |  | Non-lead
028501 | 210 W SEAVIEW DR |  | Polytube | Yes |  | 2022-10-22 |  | PVC | 1979 | Yes |  | 2022-10-22 |  | Non-lead
028502 | UNIT B 108 BRUCE CT |  | Polytube | Yes |  | 2024-05-01 |  | PVC | 1978 | Yes |  | 2024-05-01 |  | Non-lead
028504 | OCEAN 1225 W 75TH ST |  | Polytube | Yes |  | 2024-06-28 |  | PVC | 1973 | Yes |  | 2024-06-28 |  | Non-lead
028505 | 419 HARBOR DR |  | Polytube | Yes |  | 2022-10-22 |  | PVC | 1980 | Yes |  | 2022-10-22 |  | Non-lead
028506 | UP 750 11TH ST |  | Copper | Yes |  | 2022-10-22 |  | PVC | 1979 | Yes |  | 2022-10-22 |  | Non-lead
028507 | DOWN 740 11TH ST |  | Copper | Yes |  | 2022-10-11 |  | PVC | 1968 | Yes |  | 2022-10-11 |  | Non-lead
028508 | 17170 W LABRISA CT |  | Polytube | Yes |  | 2023-05-04 |  | PVC | 1979 | Yes |  | 2023-05-04 |  | Non-lead
028509 | 19649 CALOOSA ST |  | Polytube | Yes |  | 2023-01-26 |  | PVC | 1972 | Yes |  | 2023-01-26 |  | Non-lead
028510 | 466 S AIRPORT DR |  | Polytube | Yes |  | 2023-11-29 |  | PVC | 1979 | Yes |  | 2023-11-29 |  | Non-lead
028511 | 1614 GARDENIA |  | Polytube | Yes |  | 2022-12-15 |  | PVC | 1979 | Yes |  | 2022-12-15 |  | Non-lead
028512 | 117 E CARIBBEAN DR |  | Polytube | Yes |  | 2024-08-29 |  | PVC | 1981 | Yes |  | 2024-08-29 |  | Non-lead
028513 | 17230 OLEANDER LN |  | Polytube | Yes |  | 2024-06-13 |  | PVC | 1979 | Yes |  | 2024-06-13 |  | Non-lead
028514 | 23016 TARPON LANE |  | Polytube | Yes |  | 2022-12-28 |  | PVC | 1979 | Yes |  | 2022-12-28 |  | Non-lead
028515 | 31021 BAYSHORE DR |  | Polytube | Yes |  | 2022-11-17 |  | PVC | 1980 | Yes |  | 2022-11-17 |  | Non-lead
028517 | SLIP M16 1801 N ROOSEVELT BLVD |  | PVC | Yes |  | 2023-09-13 |  | PVC | 1983 | Yes |  | 2023-09-13 |  | Non-lead
028518 | 280 W INDIES DR |  | Polytube | Yes |  | 2022-10-26 |  | PVC | 1980 | Yes |  | 2022-10-26 |  | Non-lead
028519 | B2L5 829 LAGOON DR |  | Polytube | Yes |  | 2023-09-08 |  | PVC | 1980 | Yes |  | 2023-09-08 |  | Non-lead
028520 | 19648 MAYAN ST |  | Polytube | Yes |  | 2023-01-13 |  | PVC | 1981 | Yes |  | 2023-01-13 |  | Non-lead
028521 | 206 KEY HAVEN RD |  | Polytube | Yes |  | 2022-11-07 |  | PVC | 1980 | Yes |  | 2022-11-07 |  | Non-lead
028522 | 29512 CONSTITUTION AVE |  | Polytube | Yes |  | 2022-12-01 |  | PVC | 1979 | Yes |  | 2022-12-01 |  | Non-lead
028523 | 3716 PEARLMAN TER |  | Polytube | Yes |  | 2022-05-20 |  | Copper | 1985 | Yes |  | 2022-05-20 |  | Non-lead
028524 | 12 ALLAMANDA TERR |  | Polytube | Yes |  | 2022-05-05 |  | PVC | 1981 | Yes |  | 2022-05-05 |  | Non-lead
028525 | 24419 W CARIBBEAN DR |  | Polytube | Yes |  | 2023-04-24 |  | PVC | 1979 | Yes |  | 2023-04-24 |  | Non-lead
028526 | 52 BAY DR |  | Unknown | Yes |  | 2023-08-30 |  | Unknown | 1982 | Yes |  | 2023-08-30 |  | Lead Status Unknown
028527 | 783 PATTISON DR |  | Polytube | Yes |  | 2024-07-29 |  | PVC | 1980 | Yes |  | 2024-07-29 |  | Non-lead
028528 | 268 SPANISH MAIN DR |  | Unknown, Non-Lead | Yes |  | 2017-08-25 |  | PVC | 2004 | Yes |  | 2017-08-25 |  | Non-lead
028529 | 29026 ROSE (BOX 223-G) DR |  | Polytube | Yes |  | 2022-12-21 |  | PVC | 1982 | Yes |  | 2022-12-21 |  | Non-lead
028530 | 9 CYPRESS TERR |  | Polytube | Yes |  | 2018-11-27 |  | PVC | 1980 | Yes |  | 2018-11-27 |  | Non-lead
028531 | 831 W INDIES DR |  | Polytube | Yes |  | 2022-10-27 |  | PVC | 1980 | Yes |  | 2022-10-27 |  | Non-lead
028533 | 22736 PRIVATEER DR |  | Polytube | Yes |  | 2022-12-28 |  | PVC | 1979 | Yes |  | 2022-12-28 |  | Non-lead
028534 | 1683 BAYVIEW DR |  | Polytube | Yes |  | 2023-01-25 |  | PVC | 1980 | Yes |  | 2023-01-25 |  | Non-lead
028535 | 1339 HUDGINS DR |  | Polytube | Yes |  | 2023-04-25 |  | PVC | 1979 | Yes |  | 2023-04-25 |  | Non-lead
028536 | #6 28161 GATO Rd |  | Polytube | Yes |  | 2024-06-04 |  | PVC | 1979 | Yes |  | 2024-06-04 |  | Non-lead
028537 | 30368 KILLDEER LN |  | Polytube | Yes |  | 2022-11-16 |  | PVC | 1979 | Yes |  | 2022-11-16 |  | Non-lead
028538 | 28141 GATO RD |  | Polytube | Yes |  | 2024-06-04 |  | PVC | 1979 | Yes |  | 2024-06-04 |  | Non-lead
028539 | 1735 WATSON BLVD |  | Polytube | Yes |  | 2022-11-16 |  | PVC | 1980 | Yes |  | 2022-11-16 |  | Non-lead
028540 | 29531 SARATOGA AVE |  | Polytube | Yes |  | 2018-01-12 |  | PVC | 1980 | Yes |  | 2018-01-12 |  | Non-lead
028541 | 28131 GATO RD |  | Polytube | Yes |  | 2024-06-04 |  | PVC | 1979 | Yes |  | 2024-06-04 |  | Non-lead
028542 | APT 5 28151 GATO RD |  | Polytube | Yes |  | 2024-06-04 |  | PVC | 1979 | Yes |  | 2024-06-04 |  | Non-lead
028543 | 225 BLACKBEARD RD |  | Polytube | Yes |  | 2023-01-24 |  | Copper | 1975 | Yes |  | 2023-01-24 |  | Non-lead
028544 | 29335 SARATOGA RD |  | Polytube | Yes |  | 2023-01-13 |  | PVC | 1979 | Yes |  | 2023-01-13 |  | Non-lead
028545 | 86 BAY DR |  | Polytube | Yes |  | 2023-10-24 |  | PVC | 1980 | Yes |  | 2023-10-24 |  | Non-lead
028546 | SLIP T21 1801 N ROOSEVELT BLVD |  | PVC | Yes |  | 2022-07-11 |  | PVC | 1983 | Yes |  | 2022-07-11 |  | Non-lead
028548 | 31226 HOLLERICH DR |  | Polytube | Yes |  | 2022-11-14 |  | PVC | 1980 | Yes |  | 2022-11-14 |  | Non-lead
028549 | L2 B11 162 PEG LEG LN |  | Polytube | Yes |  | 2022-12-28 |  | PVC | 1980 | Yes |  | 2022-12-28 |  | Non-lead
028550 | B22L2 1044 LAGOON DR |  | Polytube | Yes |  | 2024-08-29 |  | PVC | 1979 | Yes |  | 2024-08-29 |  | Non-lead
028551 | 270 S AIRPORT DR |  | Polytube | Yes |  | 2022-10-06 |  | PVC | 1980 | Yes |  | 2022-10-06 |  | Non-lead
028552 | 22825 REDFISH LANE |  | Polytube | Yes |  | 2022-12-28 |  | PVC | 1981 | Yes |  | 2022-12-28 |  | Non-lead
028553 | 545 E CARIBBEAN DR |  | Polytube | Yes |  | 2023-04-24 |  | PVC | 1979 | Yes |  | 2023-04-24 |  | Non-lead
028554 | 5730 2ND AVE |  | Polytube | Yes |  | 2023-03-06 |  | PVC | 1981 | Yes |  | 2023-03-06 |  | Non-lead
028555 | 326 SAWYER DR |  | Polytube | Yes |  | 2022-11-09 |  | PVC | 1980 | Yes |  | 2022-11-09 |  | Non-lead
028556 | 28556 ARICA RD |  | Polytube | Yes |  | 2023-03-28 |  | PVC | 1979 | Yes |  | 2023-03-28 |  | Non-lead
028557 | 16610 CYPRESS RD |  | Polytube | Yes |  | 2022-07-11 |  | PVC | 1980 | Yes |  | 2022-07-11 |  | Non-lead
028558 | 10 BOULDER DR |  | Polytube | Yes |  | 2024-10-01 |  | PVC | 1979 | Yes |  | 2024-10-01 |  | Non-lead
028559 | 19344 BAD GEORGE RD |  | Unknown, Non-Lead | Yes |  | 2021-06-29 |  | Unknown, Non-Lead | 2020 | Yes |  | 2021-06-29 |  | Non-lead
028560 | UNIT 8 32 HILTON HAVEN RD |  | Copper | Yes |  | 2024-04-09 |  | PVC | 1990 | Yes |  | 2024-04-09 |  | Non-lead
028563 | 1125 LONG BEACH DR |  | Polytube | Yes |  | 2024-08-08 |  | PVC | 1981 | Yes |  | 2024-08-08 |  | Non-lead
028564 | 748 W SHORE DR |  | Polytube | Yes |  | 2023-04-25 |  | PVC | 1980 | Yes |  | 2023-04-25 |  | Non-lead
028565 | 1126 LAGOON DR |  | Unknown, Non-Lead | Yes |  | 2023-05-24 |  | Unknown, Non-Lead | 1996 | Yes |  | 2023-05-24 |  | Non-lead
028567 | SLIP M22 1801 N ROOSEVELT BLVD |  | PVC | Yes |  | 2022-07-12 |  | PVC | 1983 | Yes |  | 2022-07-12 |  | Non-lead
028568 | 1200 OCEAN DR |  | Polytube | Yes |  | 2024-04-01 |  | PVC | 1981 | Yes |  | 2024-04-01 |  | Non-lead
028570 | 215 W CAHILL CT |  | Polytube | Yes |  | 2023-08-30 |  | PVC | 1980 | Yes |  | 2023-08-30 |  | Non-lead
028571 | 29125 MANGO LN |  | Polytube | Yes |  | 2022-12-14 |  | PVC | 1979 | Yes |  | 2022-12-14 |  | Non-lead
028572 | 3 PARROT LANE |  | Polytube | Yes |  | 2022-09-23 |  | PVC | 1980 | Yes |  | 2022-09-23 |  | Non-lead
028573 | 125 SOUTH POINT DR |  | Polytube | Yes |  | 2022-07-08 |  | PVC | 1980 | Yes |  | 2022-07-08 |  | Non-lead
028574 | 29159 VIOLET W1/2 LOT DR |  | Polytube | Yes |  | 2022-12-19 |  | PVC | 1980 | Yes |  | 2022-12-19 |  | Non-lead
028575 | 30827 BAILEYS LANE |  | Polytube | Yes |  | 2024-01-30 |  | PVC | 1968 | Yes |  | 2024-01-30 |  | Non-lead
028576 | 11 CACTUS DR |  | Polytube | Yes |  | 2024-09-10 |  | PVC | 1980 | Yes |  | 2024-09-10 |  | Non-lead
028577 | 605 LA FITTE RD |  | Polytube | Yes |  | 2023-01-23 |  | PVC | 1980 | Yes |  | 2023-01-23 |  | Non-lead
028578 | 27313 DOMINICA LN |  | Polytube | Yes |  | 2023-05-04 |  | PVC | 1980 | Yes |  | 2023-05-04 |  | Non-lead
028579 | 9 W CYPRESS TERR |  | Polytube | Yes |  | 2024-09-20 |  | Copper | 1980 | Yes |  | 2024-09-20 |  | Non-lead
028580 | LOT 031 6800 MALONEY AVE |  | PVC | Yes |  | 2023-03-06 |  | PVC | 1978 | Yes |  | 2023-03-06 |  | Non-lead
028581 | LOT 4C 21601 4A OLD STATE RD |  | PVC | Yes |  | 2022-12-29 |  | PVC | 1933 | Yes |  | 2022-12-29 |  | Non-lead
028583 | APT 101 715 CAROLINE ST |  | Polytube | Yes |  | 2024-07-03 |  | PVC | 2005 | Yes |  | 2024-07-03 |  | Non-lead
028584 | 29042 GERANIUM DR |  | Polytube | Yes |  | 2023-01-10 |  | PVC | 1980 | Yes |  | 2023-01-10 |  | Non-lead
028585 | 27468 HAITI LN |  | Polytube | Yes |  | 2023-05-04 |  | PVC | 1979 | Yes |  | 2023-05-04 |  | Non-lead
028586 | 28425 GULF BLVD |  | Polytube | Yes |  | 2023-01-11 |  | PVC | 1979 | Yes |  | 2023-01-11 |  | Non-lead
028587 | 29755 FROST PROOF RD |  | Polytube | Yes |  | 2022-12-05 |  | PVC | 1983 | Yes |  | 2022-12-05 |  | Non-lead
028588 | 30330 OVERSEAS HWY |  | PVC | Yes |  | 2023-10-27 |  | Polytube | 1979 | Yes |  | 2023-10-27 |  | Non-lead
028589 | 19569 TEQUESTA ST |  | Polytube | Yes |  | 2024-03-04 |  | PVC | 1980 | Yes |  | 2024-03-04 |  | Non-lead
028590 | 29561 CONSTITUTION AVE |  | Polytube | Yes |  | 2022-12-01 |  | PVC | 1980 | Yes |  | 2022-12-01 |  | Non-lead
028591 | 29563 CONSTITUTION AVE |  | Polytube | Yes |  | 2023-01-24 |  | PVC | 1980 | Yes |  | 2023-01-24 |  | Non-lead
028593 | 245 OVERSEAS HWY |  | Polytube | Yes |  | 2024-06-06 |  | PVC | 1982 | Yes |  | 2024-06-06 |  | Non-lead
028594 | LOT 032 6800 MALONEY AVE |  | PVC | Yes |  | 2023-03-06 |  | PVC | 1978 | Yes |  | 2023-03-06 |  | Non-lead
028595 | STE 4 5585 2ND AVE |  | Unknown, Non-Lead | Yes |  | 2022-03-11 |  | Unknown, Non-Lead | 2005 | Yes |  | 2022-03-11 |  | Non-lead
028596 | 701 3RD ST |  | Polytube | Yes |  | 2022-08-30 |  | PVC | 1979 | Yes |  | 2022-08-30 |  | Non-lead
028597 | 30850 PALM DR |  | Polytube | Yes |  | 2022-11-15 |  | PVC | 1979 | Yes |  | 2022-11-15 |  | Non-lead
028598 | 1343 HUDGINS DR |  | Polytube | Yes |  | 2023-04-25 |  | PVC | 1980 | Yes |  | 2023-04-25 |  | Non-lead
028600 | 24387 W CARRIBEAN DR |  | Polytube | Yes |  | 2023-04-24 |  | PVC | 1980 | Yes |  | 2023-04-24 |  | Non-lead
028601 | 93 CORAL LANE |  | Polytube | Yes |  | 2022-10-22 |  | PVC | 1971 | Yes |  | 2022-10-22 |  | Non-lead
028602 | 121 ALYNN PL |  | Polytube | Yes |  | 2023-02-07 |  | PVC | 1979 | Yes |  | 2023-02-07 |  | Non-lead
028603 | 118 S LAYTON DR |  | Polytube | Yes |  | 2022-06-27 |  | PVC | 1981 | Yes |  | 2022-06-27 |  | Non-lead
028604 | 7 SANDPIPER LN |  | Copper | Yes |  | 2022-06-01 |  | PVC | 1978 | Yes |  | 2022-06-01 |  | Non-lead
028605 | #B 301 SOMBRERO BCH RD |  | Polytube | Yes |  | 2023-03-23 |  | PVC | 1981 | Yes |  | 2023-03-23 |  | Non-lead
028606 | APT A 301 SOMBRERO BEACH RD |  | Polytube | Yes |  | 2023-07-13 |  | PVC | 1981 | Yes |  | 2023-07-13 |  | Non-lead
028607 | 180 MANGO ST |  | Copper | Yes |  | 2023-01-26 |  | PVC | 1979 | Yes |  | 2023-01-26 |  | Non-lead
028608 | OCEAN 1177 76TH ST |  | Polytube | Yes |  | 2023-01-20 |  | PVC | 1979 | Yes |  | 2023-01-20 |  | Non-lead
028609 | 1225 76TH OCEAN ST |  | Polytube | Yes |  | 2023-01-13 |  | PVC | 1979 | Yes |  | 2023-01-13 |  | Non-lead
028610 | 429 24TH OCEAN ST |  | Polytube | Yes |  | 2022-12-14 |  | Polytube | 1983 | Yes |  | 2022-12-14 |  | Non-Lead
028611 | 136 BIMINI DR |  | Polytube | Yes |  | 2024-04-15 |  | PVC | 1982 | Yes |  | 2024-04-15 |  | Non-lead
028612 | 222 W SEAVIEW DR |  | Polytube | Yes |  | 2024-07-09 |  | PVC | 1979 | Yes |  | 2024-07-09 |  | Non-lead
028613 | 26 COCO PLUM DR |  | Unknown, Non-Lead | Yes |  | 2024-08-22 |  | Unknown, Non-Lead | 1990 | Yes |  | 2024-08-22 |  | Non-lead
028614 | UNIT 4 5701 OVERSEAS HWY |  | PVC | Yes |  | 2022-05-11 |  | PVC | 1979 | Yes |  | 2022-05-11 |  | Non-lead
028615 | UNIT 5 5701 OVERSEAS HWY |  | PVC | Yes |  | 2023-03-07 |  | PVC | 1979 | Yes |  | 2023-03-07 |  | Non-lead
028616 | #17 5701 OVERSEAS HWY |  | PVC | Yes |  | 2022-11-16 |  | PVC | 1979 | Yes |  | 2022-11-16 |  | Non-lead
028617 | 721 10TH ST |  | Polytube | Yes |  | 2023-05-04 |  | PVC | 1979 | Yes |  | 2023-05-04 |  | Non-lead
028618 | #10 5701 OVERSEAS HWY |  | PVC | Yes |  | 2022-11-29 |  | PVC | 1979 | Yes |  | 2022-11-29 |  | Non-lead
028619 | #6&7 5701 OVERSEAS HWY |  | Polytube | Yes |  | 2023-02-24 |  | PVC | 1979 | Yes |  | 2023-02-24 |  | Non-lead
028620 | #11 5701 OVERSEAS HWY |  | PVC | Yes |  | 2022-12-27 |  | PVC | 1979 | Yes |  | 2022-12-27 |  | Non-lead
028621 | #14 5701 OVERSEAS HWY |  | PVC | Yes |  | 2023-03-24 |  | PVC | 1979 | Yes |  | 2023-03-24 |  | Non-lead
028622 | #2 5701 OVERSEAS HWY |  | PVC | Yes |  | 2022-10-19 |  | PVC | 1979 | Yes |  | 2022-10-19 |  | Non-lead
028623 | 440 48TH OCEAN ST |  | Polytube | Yes |  | 2023-02-14 |  | PVC | 1981 | Yes |  | 2023-02-14 |  | Non-lead
028624 | 7725 WAHOO DR |  | Polytube | Yes |  | 2024-02-20 |  | PVC | 1980 | Yes |  | 2024-02-20 |  | Non-lead
028625 | 351 4TH ST |  | Polytube | Yes |  | 2024-09-04 |  | PVC | 1980 | Yes |  | 2024-09-04 |  | Non-lead
028626 | 28 GULFSTREAM DR |  | Polytube | Yes |  | 2022-10-03 |  | PVC | 1955 | Yes |  | 2022-10-03 |  | Non-lead
028627 | 40 JEWFISH AVE |  | Polytube | Yes |  | 2022-10-31 |  | PVC | 1979 | Yes |  | 2022-10-31 |  | Non-lead
028628 | 140 ORCHID ST |  | Polytube | Yes |  | 2022-06-09 |  | PVC | 1976 | Yes |  | 2022-06-09 |  | Non-lead
028629 | 2 BEACH RD |  | Polytube | Yes |  | 2023-01-31 |  | PVC | 1979 | Yes |  | 2023-01-31 |  | Non-lead
028630 | 361 CRANE ST |  | Polytube | Yes |  | 2023-01-06 |  | PVC | 1981 | Yes |  | 2023-01-06 |  | Non-lead
028631 | 211 BANYON LN |  | Polytube | Yes |  | 2023-02-13 |  | PVC | 1971 | Yes |  | 2023-02-13 |  | Non-lead
028632 | 163 LONG KEY RD |  | Polytube | Yes |  | 2023-05-04 |  | PVC | 1965 | Yes |  | 2023-05-04 |  | Non-lead
028633 | 225 NORMANDY DR |  | Unknown, Non-Lead | No |  |  |  | Unknown, Non-Lead | 2006 | No |  |  |  | Non-lead
028634 | 256 OLEANDER DR |  | Polytube | Yes |  | 2023-04-10 |  | PVC | 1979 | Yes |  | 2023-04-10 |  | Non-lead
028635 | 256 COSTA BRAVO DR |  | Polytube | Yes |  | 2024-01-16 |  | PVC | 1987 | Yes |  | 2024-01-16 |  | Non-lead
028636 | 211 AZALEA ST |  | Polytube | Yes |  | 2022-06-16 |  | PVC | 1981 | Yes |  | 2022-06-16 |  | Non-lead
028637 | 480 BARRACUDA |  | Polytube | Yes |  | 2022-10-24 |  | PVC | 1980 | Yes |  | 2022-10-24 |  | Non-lead
028638 | 298 ST THOMAS AVE |  | Polytube | Yes |  | 2023-06-30 |  | None | 1979 | Yes |  | 2023-06-30 |  | Non-lead
028639 | 110 IROQUOIS ST |  | Unknown, Non-Lead | Yes |  | 2024-01-19 |  | PVC | 2019 | Yes |  | 2024-01-19 |  | Non-lead
028640 | 103 CORTEZ DR |  | Polytube | Yes |  | 2022-07-07 |  | PVC | 1979 | Yes |  | 2022-07-07 |  | Non-lead
028641 | 839 LARGO RD |  | Polytube | Yes |  | 2022-07-25 |  | PVC | 1974 | Yes |  | 2022-07-25 |  | Non-lead
028642 | 828 S RUBY DR |  | Polytube | Yes |  | 2023-02-02 |  | PVC | 1978 | Yes |  | 2023-02-02 |  | Non-lead
028643 | 140 DOVE AVE |  | Polytube | Yes |  | 2023-09-08 |  | PVC | 1981 | Yes |  | 2023-09-08 |  | Non-lead
028644 | 233 CARIBBEAN DR |  | Unknown | Yes |  | 2022-07-08 |  | Unknown | 1979 | Yes |  | 2022-07-08 |  | Lead Status Unknown
028645 | 234 ATLANTIC BLVD |  | Polytube | Yes |  | 2022-06-10 |  | Polytube | 1976 | Yes |  | 2022-06-10 |  | Non-Lead
028646 | 203 HIBISCUS ST |  | Polytube | Yes |  | 2022-06-16 |  | PVC | 1979 | Yes |  | 2022-06-16 |  | Non-lead
028647 | 207 HIBISCUS ST |  | Polytube | Yes |  | 2022-06-16 |  | PVC | 1979 | Yes |  | 2022-06-16 |  | Non-lead
028648 | 72 TORTUGA DR |  | Polytube | Yes |  | 2023-02-01 |  | PVC | 1980 | Yes |  | 2023-02-01 |  | Non-lead
028649 | 224 HISPANOLA RD |  | Polytube | Yes |  | 2022-07-21 |  | PVC | 1979 | Yes |  | 2022-07-21 |  | Non-lead
028650 | FRONT 222 HISPANOLA RD |  | Polytube | Yes |  | 2022-07-21 |  | PVC | 1979 | Yes |  | 2022-07-21 |  | Non-lead
028651 | 106 MADEIRA CT |  | Polytube | Yes |  | 2022-06-30 |  | PVC | 1980 | Yes |  | 2022-06-30 |  | Non-lead
028652 | 400 HAZEL ST |  | Polytube | Yes |  | 2022-09-26 |  | Polytube | 1979 | Yes |  | 2022-09-26 |  | Non-lead
028653 | 18 HAZEL ST |  | Polytube | Yes |  | 2022-09-26 |  | PVC |  | Yes |  | 2022-09-26 |  | Non-lead
028654 | 568 HAZEL ST |  | Unknown, Non-Lead | No |  |  |  | Unknown, Non-Lead | 2018 | No |  |  |  | Non-lead
028655 | 300 MORRIS LN |  | Polytube | Yes |  | 2022-09-26 |  | PVC |  | Yes |  | 2022-09-26 |  | Non-lead
028656 | 799 HAZEL ST |  | Polytube | Yes |  | 2023-07-13 |  | PVC | 2001 | Yes |  | 2023-07-13 |  | Non-lead
028657 | 199 MORRIS AVE |  | Polytube | Yes |  | 2022-09-26 |  | PVC | 1979 | Yes |  | 2022-09-26 |  | Non-lead
028658 | 299 MORRIS AVE |  | Polytube | Yes |  | 2022-09-26 |  | PVC | 1979 | Yes |  | 2022-09-26 |  | Non-lead
028659 | 800 MORRIS AVE |  | Polytube | Yes |  | 2022-09-26 |  | PVC | 1980 | Yes |  | 2022-09-26 |  | Non-lead
028660 | 515 HAZEL ST |  | Polytube | Yes |  | 2022-12-06 |  | PVC | 1979 | Yes |  | 2022-12-06 |  | Non-lead
028661 | LIFT STATION 574 HAZEL ST |  | Polytube | Yes |  | 2023-02-14 |  | Polytube |  | Yes |  | 2023-02-14 |  | Non-lead
028662 | 500 HAZEL ST |  | Polytube | Yes |  | 2022-09-26 |  | PVC | 1970 | Yes |  | 2022-09-26 |  | Non-lead
028663 | LOT 8 700 MORRIS LANE |  | Polytube | Yes |  | 2022-09-26 |  | PVC |  | Yes |  | 2022-09-26 |  | Non-lead
028664 | 450 HAZEL ST |  | Polytube | Yes |  | 2022-09-26 |  | PVC | 1985 | Yes |  | 2022-09-26 |  | Non-lead
028665 | 599 MORRIS LN |  | Polytube | Yes |  | 2017-05-09 |  | Polytube | 1982 | Yes |  | 2017-05-09 |  | Non-Lead
028666 | 310 SOUND DR |  | Polytube | Yes |  | 2022-11-03 |  | PVC | 1980 | Yes |  | 2022-11-03 |  | Non-lead
028667 | 158 DUBONNET RD |  | Polytube | Yes |  | 2022-07-18 |  | PVC | 1979 | Yes |  | 2022-07-18 |  | Non-lead
028668 | 15 N BOUNTY LN |  | Polytube | Yes |  | 2023-01-31 |  | PVC | 1978 | Yes |  | 2023-01-31 |  | Non-lead
028669 | 86700 OVERSEAS HWY |  | Polytube | Yes |  | 2022-06-13 |  | PVC | 1979 | Yes |  | 2022-06-13 |  | Non-lead
028670 | 19 S BOUNTY LN |  | Polytube | Yes |  | 2022-12-22 |  | PVC | 1980 | Yes |  | 2022-12-22 |  | Non-lead
028671 | 513 OLDSMAR LN |  | Polytube | Yes |  | 2023-05-04 |  | PVC | 1972 | Yes |  | 2023-05-04 |  | Non-lead
028672 | 603 SANTA ANITA LN |  | Polytube | Yes |  | 2023-05-04 |  | PVC | 1981 | Yes |  | 2023-05-04 |  | Non-lead
028673 | 157 EL CAPITAN DR |  | Polytube | Yes |  | 2022-06-30 |  | PVC | 1980 | Yes |  | 2022-06-30 |  | Non-lead
028674 | 916 S SILVER CIRCLE |  | PVC | Yes |  | 2023-02-02 |  | Polytube | 1979 | Yes |  | 2023-02-02 |  | Non-lead
028675 | 812 S EMERALD DR |  | Polytube | Yes |  | 2023-02-02 |  | PVC | 1979 | Yes |  | 2023-02-02 |  | Non-lead
028676 | 810 S EMERALD DR |  | Polytube | Yes |  | 2023-02-02 |  | PVC | 1979 | Yes |  | 2023-02-02 |  | Non-lead
028677 | 221 CANAL ST |  | Copper | Yes |  | 2022-07-20 |  | PVC | 1987 | Yes |  | 2022-07-20 |  | Non-lead
028678 | 130 BAYVIEW ISLE DR |  | Polytube | Yes |  | 2023-03-21 |  | PVC | 1980 | Yes |  | 2023-03-21 |  | Non-lead
028679 | 152 SAN REMO DR |  | Copper | Yes |  | 2023-03-28 |  | PVC | 1980 | Yes |  | 2023-03-28 |  | Non-lead
028680 | 915 S JADE DRIVE |  | Polytube | Yes |  | 2024-07-09 |  | PVC | 1979 | Yes |  | 2024-07-09 |  | Non-lead
028681 | 913 S JADE DR |  | Polytube | Yes |  | 2024-03-13 |  | PVC | 1979 | Yes |  | 2024-03-13 |  | Non-lead
028682 | 108 MANGROVE LANE |  | Polytube | Yes |  | 2022-07-19 |  | PVC | 1983 | Yes |  | 2022-07-19 |  | Non-lead
028683 | 912 ESTALL ST |  | Polytube | Yes |  | 2023-02-01 |  | PVC | 1960 | Yes |  | 2023-02-01 |  | Non-lead
028684 | 99610 OVERSEAS HWY |  | Polytube | Yes |  | 2023-02-06 |  | PVC | 1981 | Yes |  | 2023-02-06 |  | Non-lead
028686 | 112 SOUTH DR |  | Polytube | Yes |  | 2022-06-10 |  | PVC | 1980 | Yes |  | 2022-06-10 |  | Non-lead
028687 | 110 SOUTH DR |  | Polytube | Yes |  | 2022-06-10 |  | PVC | 1976 | Yes |  | 2022-06-10 |  | Non-lead
028688 | 116 SOUTH DR |  | Polytube | Yes |  | 2022-06-10 |  | PVC | 1981 | Yes |  | 2022-06-10 |  | Non-lead
028689 | 114 SOUTH DR |  | Polytube | Yes |  | 2022-06-10 |  | PVC | 1981 | Yes |  | 2022-06-10 |  | Non-lead
028690 | 254 NAVAJO ST |  | Polytube | Yes |  | 2022-06-03 |  | PVC | 1980 | Yes |  | 2022-06-03 |  | Non-lead
028691 | 240 ATLANTIC BLVD |  | Unknown | Yes |  | 2022-06-10 |  | Unknown | 1982 | Yes |  | 2022-06-10 |  | Lead Status Unknown
028692 | 906 S EMERALD DR |  | Polytube | Yes |  | 2023-02-02 |  | PVC | 1979 | Yes |  | 2023-02-02 |  | Non-lead
028693 | 813 S EMERALD DR |  | Polytube | Yes |  | 2023-02-02 |  | PVC | 1979 | Yes |  | 2023-02-02 |  | Non-lead
028694 | 807 S RUBY DR |  | Polytube | Yes |  | 2023-02-02 |  | PVC | 1979 | Yes |  | 2023-02-02 |  | Non-lead
028695 | 818 S EMERALD DR |  | Polytube | Yes |  | 2023-02-02 |  | PVC | 1979 | Yes |  | 2023-02-02 |  | Non-lead
028696 | 210 GULFVIEW DR |  | Polytube | Yes |  | 2022-06-30 |  | PVC | 1960 | Yes |  | 2022-06-30 |  | Non-lead
028697 | 465 BIG PINE RD |  | Polytube | Yes |  | 2024-05-21 |  | PVC | 2008 | Yes |  | 2024-05-21 |  | Non-lead
028698 | 260 LOWER MATECUMBE RD |  | Unknown, Non-Lead | Yes |  | 2020-07-08 |  | PVC | 1989 | Yes |  | 2020-07-08 |  | Non-lead
028699 | 907 S EMERALD DR |  | Polytube | Yes |  | 2023-02-02 |  | PVC | 1980 | Yes |  | 2023-02-02 |  | Non-lead
028700 | 909 S EMERALD DR |  | Polytube | Yes |  | 2023-02-02 |  | PVC | 1980 | Yes |  | 2023-02-02 |  | Non-lead
028701 | 910 S EMERALD DR |  | Polytube | Yes |  | 2023-02-02 |  | PVC | 1980 | Yes |  | 2023-02-02 |  | Non-lead
028702 | 911 S EMERALD DR |  | Polytube | Yes |  | 2023-02-02 |  | PVC | 1979 | Yes |  | 2023-02-02 |  | Non-lead
028703 | 561 GORDON CIR |  | Polytube | Yes |  | 2023-05-04 |  | PVC | 1983 | Yes |  | 2023-05-04 |  | Non-lead
028704 | 100 SEAGULL LN |  | Polytube | Yes |  | 2022-07-19 |  | PVC | 1979 | Yes |  | 2022-07-19 |  | Non-lead
028705 | 306 NORTH DR |  | Polytube | Yes |  | 2022-06-10 |  | PVC | 1980 | Yes |  | 2022-06-10 |  | Non-lead
028707 | 1216 MOCKINGBIRD RD |  | Polytube | Yes |  | 2022-07-21 |  | PVC | 1980 | Yes |  | 2022-07-21 |  | Non-lead
028708 | 157 CORRINE PL |  | Polytube | Yes |  | 2023-02-23 |  | PVC | 1980 | Yes |  | 2023-02-23 |  | Non-lead
028709 | 27 OCEAN DR |  | Polytube | Yes |  | 2024-05-06 |  | PVC | 1979 | Yes |  | 2024-05-06 |  | Non-lead
028710 | 312 SOUND DR |  | Polytube | Yes |  | 2023-03-29 |  | PVC | 1980 | Yes |  | 2023-03-29 |  | Non-lead
028711 | 143 PALERMO DR |  | Polytube | Yes |  | 2022-06-08 |  | PVC | 1980 | Yes |  | 2022-06-08 |  | Non-lead
028712 | 77501 OVERSEAS HWY |  | Unknown, Non-Lead | Yes |  | 2019-04-30 |  | Unknown, Non-Lead | 2005 | Yes |  | 2019-04-30 |  | Non-lead
028713 | 3 CENTER LN |  | Polytube | Yes |  | 2023-05-04 |  | PVC | 1979 | Yes |  | 2023-05-04 |  | Non-lead
028714 | 115 GARDEN ST |  | Polytube | Yes |  | 2023-02-09 |  | PVC | 1963 | Yes |  | 2023-02-09 |  | Non-lead
028715 | 81189 OLD LOTS 3&4 TR RD |  | Polytube | Yes |  | 2022-06-22 |  | PVC | 1980 | Yes |  | 2022-06-22 |  | Non-lead
028716 | 81191 OLD L3,4 TR11,12 RD |  | Unknown | Yes |  | 2023-01-19 |  | Unknown | 1979 | Yes |  | 2023-01-19 |  | Lead Status Unknown
028717 | 119 MANGROVE DR |  | Polytube | Yes |  | 2022-07-19 |  | PVC | 1977 | Yes |  | 2022-07-19 |  | Non-lead
028718 | 170 GARDEN ST |  | Polytube | Yes |  | 2023-02-09 |  | PVC | 1965 | Yes |  | 2023-02-09 |  | Non-lead
028719 | 7 S BOUNTY LN |  | Polytube | Yes |  | 2023-01-31 |  | PVC | 1979 | Yes |  | 2023-01-31 |  | Non-lead
028720 | 118 PALERMO DR |  | Polytube | Yes |  | 2022-06-08 |  | PVC | 1979 | Yes |  | 2022-06-08 |  | Non-lead
028721 | 210 CUBA RD |  | Polytube | Yes |  | 2023-08-30 |  | PVC | 1969 | Yes |  | 2023-08-30 |  | Non-lead
028722 | 915 S EMERALD DR |  | Polytube | Yes |  | 2024-08-14 |  | PVC | 1979 | Yes |  | 2024-08-14 |  | Non-lead
028723 | 718 N EMERALD DR |  | PVC | Yes |  | 2023-02-02 |  | PVC | 1979 | Yes |  | 2023-02-02 |  | Non-lead
028724 | 912 S EMERALD DR |  | Polytube | Yes |  | 2023-02-02 |  | PVC | 1980 | Yes |  | 2023-02-02 |  | Non-lead
028725 | 913 S EMERALD DR |  | Polytube | Yes |  | 2023-02-02 |  | PVC | 1979 | Yes |  | 2023-02-02 |  | Non-lead
028727 | 1159 LOGGERHEAD LN |  | Polytube | Yes |  | 2024-04-12 |  | PVC | 1981 | Yes |  | 2024-04-12 |  | Non-lead
028728 | 618 MICKENS LN |  | Polytube | Yes |  | 2022-06-16 |  | PVC | 1924 | Yes |  | 2022-06-16 |  | Non-lead
028729 | W 20895 7TH AVE |  | Polytube | Yes |  | 2022-10-31 |  | PVC | 1980 | Yes |  | 2022-10-31 |  | Non-lead
028730 | 16624 CROTON CT |  | Polytube | Yes |  | 2024-09-12 |  | PVC | 1979 | Yes |  | 2024-09-12 |  | Non-lead
028731 | 3994 DIANE RD |  | Polytube | Yes |  | 2023-01-11 |  | PVC | 1979 | Yes |  | 2023-01-11 |  | Non-lead
028732 | 23009 BONITO LN |  | Polytube | Yes |  | 2022-11-18 |  | PVC | 1979 | Yes |  | 2022-11-18 |  | Non-lead
028733 | 17130 AMBERJACK LN |  | Polytube | Yes |  | 2022-07-12 |  | PVC | 1980 | Yes |  | 2022-07-12 |  | Non-lead
028734 | 1 DUVAL ST |  | Polytube | Yes |  | 2024-06-04 |  | PVC | 1974 | Yes |  | 2024-06-04 |  | Non-lead
028735 | 707 CAROLINE ST |  | Unknown, Non-Lead | No |  |  |  | Unknown, Non-Lead | 2014 | No |  |  |  | Non-lead
028736 | 30843 MINORCA DR |  | Polytube | Yes |  | 2022-11-17 |  | PVC | 1980 | Yes |  | 2022-11-17 |  | Non-lead
028737 | 1163 E CARRIBEAN DR |  | Polytube | Yes |  | 2023-04-24 |  | PVC | 1980 | Yes |  | 2023-04-24 |  | Non-lead
028738 | 17089 BONEFISH LN W |  | Polytube | Yes |  | 2022-07-08 |  | PVC | 1980 | Yes |  | 2022-07-08 |  | Non-lead
028739 | 1653 BOGIE DR |  | Polytube | Yes |  | 2023-05-01 |  | PVC |  | Yes |  | 2023-05-01 |  | Non-lead
028740 | 16941 DRIFTWOOD LN |  | Polytube | Yes |  | 2024-05-08 |  | PVC | 1979 | Yes |  | 2024-05-08 |  | Non-lead
028741 | APT 6 1711 JOSEPHINE ST |  | Polytube | Yes |  | 2023-07-07 |  | PVC | 1980 | Yes |  | 2023-07-07 |  | Non-lead
028742 | APT 4 1711 JOSEPHINE ST |  | Polytube | Yes |  | 2022-11-10 |  | PVC | 1980 | Yes |  | 2022-11-10 |  | Non-lead
028743 | 20120 KINGS ROW |  | Unknown, Non-Lead | Yes |  | 2021-03-25 |  | Unknown, Non-Lead | 2003 | Yes |  | 2021-03-25 |  | Non-lead
028744 | 334 S AIRPORT LT23 B6 DR |  | Polytube | Yes |  | 2023-04-24 |  | PVC | 1984 | Yes |  | 2023-04-24 |  | Non-lead
028745 | 501 NILES RD |  | Polytube | Yes |  | 2023-10-18 |  | PVC |  | Yes |  | 2023-10-18 |  | Non-lead
028746 | 22825 CUDJOE DR |  | Unknown, Non-Lead | Yes |  | 2024-01-03 |  | Unknown, Non-Lead | 1990 | Yes |  | 2024-01-03 |  | Non-lead
028748 | UNIT UP D RIGHT 309 LOUISA ST |  | Polytube | Yes |  | 2022-05-09 |  | PVC | 1943 | Yes |  | 2022-05-09 |  | Non-lead
028751 | 243 GEIGER RD |  | Polytube | Yes |  | 2022-08-31 |  | PVC | 1979 | Yes |  | 2022-08-31 |  | Non-lead
028752 | 789 LAFITTE RD |  | Polytube | Yes |  | 2023-01-23 |  | PVC | 1980 | Yes |  | 2023-01-23 |  | Non-lead
028756 | 165 KEY HAVEN RD |  | Polytube | Yes |  | 2023-05-23 |  | PVC | 1980 | Yes |  | 2023-05-23 |  | Non-lead
028757 | 24773 PARK DR |  | Polytube | Yes |  | 2023-04-25 |  | PVC | 1983 | Yes |  | 2023-04-25 |  | Non-lead
028758 | 17042 STARFISH LN |  | Polytube | Yes |  | 2022-07-11 |  | PVC | 1979 | Yes |  | 2022-07-11 |  | Non-lead
028759 | 17014 KINGFISH LN W |  | Polytube | Yes |  | 2024-02-27 |  | PVC | 1979 | Yes |  | 2024-02-27 |  | Non-lead
028761 | 73 VENETIAN WAY |  | Polytube | Yes |  | 2022-07-11 |  | Copper | 1980 | Yes |  | 2022-07-11 |  | Non-lead
028762 | SLIP T03 1801 N ROOSEVELT BLVD |  | PVC | Yes |  | 2022-07-11 |  | PVC | 1983 | Yes |  | 2022-07-11 |  | Non-lead
028763 | 31338 B AVE & 3RD ST |  | Polytube | Yes |  | 2022-12-01 |  | PVC | 1972 | Yes |  | 2022-12-01 |  | Non-lead
028765 | #1 22934 DIRK LN |  | Polytube | Yes |  | 2023-02-21 |  | PVC | 1981 | Yes |  | 2023-02-21 |  | Non-lead
028766 | 30881 MINORCA DR |  | Polytube | Yes |  | 2023-11-21 |  | PVC | 1979 | Yes |  | 2023-11-21 |  | Non-lead
028767 | 3977 EUGENE RD |  | Polytube | Yes |  | 2023-01-12 |  | PVC | 1980 | Yes |  | 2023-01-12 |  | Non-lead
028768 | 3824 DONNA RD |  | Polytube | Yes |  | 2023-01-11 |  | PVC | 1980 | Yes |  | 2023-01-11 |  | Non-lead
028769 | 22846 PORT ROYAL LN |  | Polytube | Yes |  | 2022-12-28 |  | PVC | 1987 | Yes |  | 2022-12-28 |  | Non-lead
028770 | 532 SOMBRERO BCH RD |  | Polytube | Yes |  | 2022-06-22 |  | PVC | 1984 | Yes |  | 2022-06-22 |  | Non-lead
028771 | #1 5701 OVERSEAS HWY |  | PVC | Yes |  | 2022-11-16 |  | PVC | 1979 | Yes |  | 2022-11-16 |  | Non-lead
028772 | 9990 AVIATION BLVD |  | Polytube | Yes |  | 2023-01-27 |  | PVC | 1980 | Yes |  | 2023-01-27 |  | Non-lead
028773 | LS 9988 AVIATION BLVD |  | Polytube | Yes |  | 2022-05-13 |  | PVC | 1980 | Yes |  | 2022-05-13 |  | Non-lead
028774 | 57445 GIBSON ST |  | Polytube | Yes |  | 2022-10-22 |  | PVC | 1971 | Yes |  | 2022-10-22 |  | Non-lead
028775 | OCEAN 1000 E 63RD ST |  | Polytube | Yes |  | 2023-03-15 |  | PVC | 1979 | Yes |  | 2023-03-15 |  | Non-lead
028776 | 502 81ST ST OCEAN |  | Polytube | Yes |  | 2023-01-24 |  | PVC | 1980 | Yes |  | 2023-01-24 |  | Non-lead
028777 | 10500 AVIATION BLVD |  | Polytube | Yes |  | 2023-01-31 |  | PVC | 1979 | Yes |  | 2023-01-31 |  | Non-lead
028778 | 104 SUNSET DR |  | Polytube | Yes |  | 2023-02-07 |  | PVC | 1979 | Yes |  | 2023-02-07 |  | Non-lead
028779 | 1134 BULEVAR DE PALMA |  | Polytube | Yes |  | 2023-03-24 |  | PVC | 1980 | Yes |  | 2023-03-24 |  | Non-lead
028780 | 978 OCOTILLO LANE |  | Polytube | Yes |  | 2024-05-21 |  | PVC | 1981 | Yes |  | 2024-05-21 |  | Non-lead
028781 | 134 GULFWINDS LANE |  | Copper | Yes |  | 2022-05-11 |  | Copper | 1980 | Yes |  | 2022-05-11 |  | Non-lead
028782 | 405 HARBOUR DR |  | Polytube | Yes |  | 2022-10-22 |  | PVC | 1979 | Yes |  | 2022-10-22 |  | Non-lead
028784 | UNIT A 112 CORTEZ DR |  | Polytube | Yes |  | 2022-07-07 |  | PVC | 1980 | Yes |  | 2022-07-07 |  | Non-lead
028785 | UNIT B 112 CORTEZ DR |  | Polytube | Yes |  | 2022-07-07 |  | PVC | 1980 | Yes |  | 2022-07-07 |  | Non-lead
028786 | 140 BAYVIEW ISLE DR |  | Polytube | Yes |  | 2022-05-19 |  | PVC | 1980 | Yes |  | 2022-05-19 |  | Non-lead
028787 | 141 SUNSET LN |  | Polytube | Yes |  | 2022-07-19 |  | PVC | 1976 | Yes |  | 2022-07-19 |  | Non-lead
028788 | 160 BAHAMA AVE |  | Unknown, Non-Lead | Yes |  | 2023-10-23 |  | Unknown, Non-Lead | 1988 | Yes |  | 2023-10-23 |  | Non-lead
028789 | UNIT#3 160 BAHAMA AVE |  | Polytube | Yes |  | 2022-11-10 |  | PVC | 1979 | Yes |  | 2022-11-10 |  | Non-lead
028790 | 14 SOUTH DR |  | Polytube | Yes |  | 2023-05-04 |  | PVC | 1978 | Yes |  | 2023-05-04 |  | Non-lead
028791 | 974 SHAW DR |  | Polytube | Yes |  | 2023-02-08 |  | PVC | 1980 | Yes |  | 2023-02-08 |  | Non-lead
028792 | 908 S EMERALD DR |  | Polytube | Yes |  | 2023-02-02 |  | PVC | 1980 | Yes |  | 2023-02-02 |  | Non-lead
028793 | 904 S EMERALD DR |  | Polytube | Yes |  | 2024-06-28 |  | PVC | 1978 | Yes |  | 2024-06-28 |  | Non-lead
028794 | 109 LAKE RD |  | Polytube | Yes |  | 2022-06-14 |  | PVC | 1979 | Yes |  | 2022-06-14 |  | Non-lead
028795 | 107 STARFISH LN |  | Polytube | Yes |  | 2022-08-31 |  | PVC | 1976 | Yes |  | 2022-08-31 |  | Non-lead
028796 | 173 BAHAMA AVE |  | Polytube | Yes |  | 2023-02-02 |  | PVC | 1980 | Yes |  | 2023-02-02 |  | Non-lead
028797 | 914 S EMERALD DR |  | Polytube | Yes |  | 2024-08-14 |  | PVC | 1980 | Yes |  | 2024-08-14 |  | Non-lead
028798 | 143 INDIAN AVE |  | Polytube | Yes |  | 2022-07-19 |  | PVC | 1980 | Yes |  | 2022-07-19 |  | Non-lead
028799 | 916 S EMERALD DR |  | Polytube | Yes |  | 2023-02-02 |  | PVC | 1980 | Yes |  | 2023-02-02 |  | Non-lead
028802 | 915 S RUBY AVE |  | Polytube | Yes |  | 2023-02-02 |  | PVC | 1980 | Yes |  | 2023-02-02 |  | Non-lead
028803 | 82771 OVERSEAS HWY |  | Polytube | Yes |  | 2022-06-28 |  | PVC | 1955 | Yes |  | 2022-06-28 |  | Non-lead
028805 | 116 LONG KEY RD |  | Unknown, Non-Lead | No |  |  |  | Unknown, Non-Lead | 2006 | No |  |  |  | Non-lead
028806 | 173 CORRINE PL |  | Polytube | Yes |  | 2023-02-01 |  | PVC | 1982 | Yes |  | 2023-02-01 |  | Non-lead
028807 | 781 BOSTWICK DR |  | Polytube | Yes |  | 2023-02-09 |  | PVC | 1979 | Yes |  | 2023-02-09 |  | Non-lead
028808 | 24 BONEFISH AVE |  | Unknown, Non-Lead | Yes |  | 2021-11-04 |  | Copper | 1997 | Yes |  | 2021-11-04 |  | Non-lead
028809 | 252 HIBISCUS ST |  | Polytube | Yes |  | 2022-06-21 |  | PVC | 1979 | Yes |  | 2022-06-21 |  | Non-lead
028810 | 256 HIBISCUS ST |  | Polytube | Yes |  | 2022-06-21 |  | PVC | 1979 | Yes |  | 2022-06-21 |  | Non-lead
028811 | 567 GORDON CIR |  | Unknown, Non-Lead | No |  |  |  | Unknown, Non-Lead | 2012 | No |  |  |  | Non-lead
028812 | 565 OLDSMAR LN |  | Polytube | Yes |  | 2023-05-04 |  | PVC | 1978 | Yes |  | 2023-05-04 |  | Non-lead
028813 | 118 SOUTH DR |  | Polytube | Yes |  | 2022-06-10 |  | PVC | 1982 | Yes |  | 2022-06-10 |  | Non-lead
028814 | 75420 OVERSEAS HWY |  | Polytube | Yes |  | 2022-07-05 |  | PVC | 1951 | Yes |  | 2022-07-05 |  | Non-lead
028815 | 75100 OVERSEAS HWY |  | Polytube | Yes |  | 2022-12-15 |  | PVC | 1951 | Yes |  | 2022-12-15 |  | Non-lead
028816 | MCDONALD 91400 OVERSEAS HWY |  | Polytube | Yes |  | 2023-02-14 |  | Copper | 1980 | Yes |  | 2023-02-14 |  | Non-lead
028818 | 112 THIRD LANE |  | Polytube | Yes |  | 2024-01-24 |  | PVC | 1982 | Yes |  | 2024-01-24 |  | Non-lead
028819 | 1309 ALMAY ST |  | Polytube | Yes |  | 2023-02-01 |  | PVC | 1980 | Yes |  | 2023-02-01 |  | Non-lead
028820 | 113 6TH LN |  | Unknown, Non-Lead | Yes |  | 2020-08-13 |  | PVC | 1998 | Yes |  | 2020-08-13 |  | Non-lead
028822 | APT B 110 CORTEZ DR |  | Polytube | Yes |  | 2022-07-07 |  | PVC | 1980 | Yes |  | 2022-07-07 |  | Non-lead
028823 | APT A 110 CORTEZ DR |  | Polytube | Yes |  | 2022-07-07 |  | PVC | 1980 | Yes |  | 2022-07-07 |  | Non-lead
028824 | APT A 114 CORTEZ DR |  | Polytube | Yes |  | 2022-07-07 |  | PVC | 1980 | Yes |  | 2022-07-07 |  | Non-lead
028825 | B1-B 114 CORTEZ DR |  | Polytube | Yes |  | 2022-07-07 |  | PVC | 1980 | Yes |  | 2022-07-07 |  | Non-lead
028827 | 336 S COCONUT PALM BLVD |  | Polytube | Yes |  | 2022-06-14 |  | PVC | 1980 | Yes |  | 2022-06-14 |  | Non-lead
028828 | B 237 ATLANTIC UP BLVD |  | Polytube | Yes |  | 2022-06-10 |  | PVC | 1975 | Yes |  | 2022-06-10 |  | Non-lead
028829 | 166 SAPODILLA DR |  | Polytube | Yes |  | 2022-06-30 |  | PVC | 1981 | Yes |  | 2022-06-30 |  | Non-lead
028830 | 920 LOBSTER LN |  | Polytube | Yes |  | 2022-09-19 |  | PVC | 1982 | Yes |  | 2022-09-19 |  | Non-lead
028831 | 514 TINA PL |  | Polytube | Yes |  | 2020-05-20 |  | PVC | 1980 | Yes |  | 2020-05-20 |  | Non-lead
028832 | 134 DOVE CREEK DR |  | Polytube | Yes |  | 2022-07-20 |  | PVC | 1980 | Yes |  | 2022-07-20 |  | Non-lead
028833 | 212 LA PALOMA RD |  | Polytube | Yes |  | 2023-02-07 |  | PVC | 1980 | Yes |  | 2023-02-07 |  | Non-lead
028834 | 204 LA PALOMA RD |  | Polytube | Yes |  | 2023-11-22 |  | PVC | 1980 | Yes |  | 2023-11-22 |  | Non-lead
028835 | 21 MICHAEL DR |  | Polytube | Yes |  | 2023-05-04 |  | PVC | 1974 | Yes |  | 2023-05-04 |  | Non-lead
028836 | 267 KING AVE |  | Polytube | Yes |  | 2022-10-24 |  | PVC | 1967 | Yes |  | 2022-10-24 |  | Non-lead
028837 | 103 CORAL AVE |  | Polytube | Yes |  | 2022-06-13 |  | PVC | 1980 | Yes |  | 2022-06-13 |  | Non-lead
028838 | 264 JASMINE ST |  | Polytube | Yes |  | 2023-05-04 |  | PVC | 1984 | Yes |  | 2023-05-04 |  | Non-lead
028839 | 260 JASMINE ST |  | Polytube | Yes |  | 2023-02-02 |  | PVC | 1982 | Yes |  | 2023-02-02 |  | Non-lead
028840 | 255 CUBA RD |  | Polytube | Yes |  | 2023-05-04 |  | PVC | 1971 | Yes |  | 2023-05-04 |  | Non-lead
028841 | 141 CANAL ST |  | Copper | Yes |  | 2022-06-10 |  | PVC | 1980 | Yes |  | 2022-06-10 |  | Non-lead
028842 | 3 TINA PL |  | Polytube | Yes |  | 2023-02-08 |  | PVC | 1974 | Yes |  | 2023-02-08 |  | Non-lead
028843 | 112 TREE LN |  | PVC | Yes |  | 2022-07-19 |  | PVC | 1961 | Yes |  | 2022-07-19 |  | Non-lead
028845 | 298 BURGUNDY DR |  | Polytube | Yes |  | 2023-05-23 |  | PVC | 1985 | Yes |  | 2023-05-23 |  | Non-lead
028846 | 1018 DOVE RD |  | Polytube | Yes |  | 2022-07-21 |  | PVC | 1980 | Yes |  | 2022-07-21 |  | Non-lead
028847 | 330 SPICA LANE |  | Polytube | Yes |  | 2022-09-26 |  | PVC | 1975 | Yes |  | 2022-09-26 |  | Non-lead
028848 | APT REAR 1327 DUNCAN ST |  | Polytube | Yes |  | 2022-09-19 |  | Copper | 1945 | Yes |  | 2022-09-19 |  | Non-lead
028849 | 241 GEIGER RD |  | Polytube | Yes |  | 2022-08-31 |  | PVC | 1979 | Yes |  | 2022-08-31 |  | Non-lead
028850 | 289 LEO LN |  | Polytube | Yes |  | 2022-09-26 |  | PVC | 1980 | Yes |  | 2022-09-26 |  | Non-lead
028851 | 908 SEMINARY ST |  | Polytube | Yes |  | 2022-10-31 |  | PVC | 1943 | Yes |  | 2022-10-31 |  | Non-lead
028852 | 206 SHORE AVE |  | Polytube | Yes |  | 2023-07-05 |  | PVC | 1979 | Yes |  | 2023-07-05 |  | Non-lead
028853 | 3 CORMORANT LN |  | Polytube | Yes |  | 2022-09-23 |  | PVC | 1982 | Yes |  | 2022-09-23 |  | Non-lead
028854 | 248 SPANISH MAIN DR |  | Unknown, Non-Lead | Yes |  | 2018-02-26 |  | Unknown, Non-Lead | 1993 | Yes |  | 2018-02-26 |  | Non-lead
028856 | APT B 1401 1ST ST |  | Polytube | Yes |  | 2023-04-26 |  | PVC | 1954 | Yes |  | 2023-04-26 |  | Non-lead
028857 | BACK 5510 FIRST AVE |  | Polytube | Yes |  | 2024-04-22 |  | PVC | 1972 | Yes |  | 2024-04-22 |  | Non-lead
028858 | 17095 WAHOO LN |  | Unknown, Non-Lead | Yes |  | 2024-07-23 |  | Unknown, Non-Lead | 1988 | Yes |  | 2024-07-23 |  | Non-lead
028859 | APT 1 1009 FLAGLER AVE |  | Copper | Yes |  | 2022-11-03 |  | PVC | 1948 | Yes |  | 2022-11-03 |  | Non-lead
028860 | 31 W CAHILL CT |  | Polytube | Yes |  | 2024-06-28 |  | PVC | 1979 | Yes |  | 2024-06-28 |  | Non-lead
028861 | APT A 1401 1ST ST |  | Polytube | Yes |  | 2023-04-26 |  | PVC | 1979 | Yes |  | 2023-04-26 |  | Non-lead
028862 | 233 E INDES DR |  | Unknown, Non-Lead | No |  |  |  | Unknown, Non-Lead | 2005 | No |  |  |  | Non-lead
028863 | 1350 HUDGINS DR |  | Polytube | Yes |  | 2023-04-25 |  | PVC | 1970 | Yes |  | 2023-04-25 |  | Non-lead
028864 | 17200 SHORE LN |  | Polytube | Yes |  | 2023-10-23 |  | PVC | 1980 | Yes |  | 2023-10-23 |  | Non-lead
028865 | 30587 OVERSEAS HWY |  | Polytube | Yes |  | 2022-12-08 |  | Unknown |  | Yes |  | 2022-12-08 |  | Lead Status Unknown
028867 | 32 LOBSTERTAIL RD |  | Polytube | Yes |  | 2024-03-05 |  | PVC | 1980 | Yes |  | 2024-03-05 |  | Non-lead
028868 | 264 W SEAVIEW DR |  | Polytube | Yes |  | 2022-10-22 |  | PVC | 1971 | Yes |  | 2022-10-22 |  | Non-lead
028869 | 238 W SEAVIEW DR |  | Polytube | Yes |  | 2024-02-05 |  | PVC | 1982 | Yes |  | 2024-02-05 |  | Non-lead
028870 | 1150 27TH OCEAN ST |  | Polytube | Yes |  | 2023-07-31 |  | PVC | 1976 | Yes |  | 2023-07-31 |  | Non-lead
028871 | 332 CALZADA DE BOUGAINVILLA |  | Polytube | Yes |  | 2022-08-18 |  | PVC | 1981 | Yes |  | 2022-08-18 |  | Non-lead
028872 | 330 CALZADA DE BOUGA |  | Polytube | Yes |  | 2024-04-25 |  | PVC | 1981 | Yes |  | 2024-04-25 |  | Non-lead
028873 | #12 5701 OVERSEAS HWY |  | PVC | Yes |  | 2022-10-27 |  | PVC | 1979 | Yes |  | 2022-10-27 |  | Non-lead
028874 | 347 STIRRUP KEY BLVD |  | Unknown, Non-Lead | Yes |  | 2023-09-19 |  | PVC | 2009 | Yes |  | 2023-09-19 |  | Non-lead
028875 | 125 BRIAN RD |  | Polytube | Yes |  | 2023-02-21 |  | PVC | 1980 | Yes |  | 2023-02-21 |  | Non-lead
028876 | APT B 99 SOMBRERO BLVD |  | Polytube | Yes |  | 2023-03-24 |  | PVC | 1980 | Yes |  | 2023-03-24 |  | Non-lead
028877 | 1127 76TH OCEAN ST |  | Copper | Yes |  | 2023-01-20 |  | Copper | 1979 | Yes |  | 2023-01-20 |  | Non-lead
028878 | 1001 W OCEAN DR |  | PVC | Yes |  | 2023-09-22 |  | PVC | 1980 | Yes |  | 2023-09-22 |  | Non-lead
028879 | 118 GULFWINDS LANE |  | Polytube | Yes |  | 2023-09-19 |  | PVC | 1979 | Yes |  | 2023-09-19 |  | Non-lead
028880 | 118 S INDIES DR |  | Polytube | Yes |  | 2022-10-22 |  | PVC | 1986 | Yes |  | 2022-10-22 |  | Non-lead
028881 | 162 INDIES DR |  | Unknown, Non-Lead | Yes |  | 2019-10-08 |  | PVC | 1990 | Yes |  | 2019-10-08 |  | Non-lead
028882 | 166 S INDIES DR |  | Polytube | Yes |  | 2023-04-11 |  | PVC | 1982 | Yes |  | 2023-04-11 |  | Non-lead
028883 | 164 S INDIES DR |  | Polytube | Yes |  | 2022-10-22 |  | PVC | 1985 | Yes |  | 2022-10-22 |  | Non-lead
028885 | 206 BRUCE CT |  | Polytube | Yes |  | 2023-02-01 |  | PVC | 1980 | Yes |  | 2023-02-01 |  | Non-lead
028886 | 208 E BRUCE CT |  | Polytube | Yes |  | 2024-01-25 |  | PVC | 1980 | Yes |  | 2024-01-25 |  | Non-lead
028887 | 204 BRUCE CT |  | Polytube | Yes |  | 2022-06-28 |  | PVC | 1980 | Yes |  | 2022-06-28 |  | Non-lead
028888 | 3672 FOX ST |  | Polytube | Yes |  | 2024-08-27 |  | PVC | 1980 | Yes |  | 2024-08-27 |  | Non-lead
028889 | 51 W PLAZA GRANADA |  | Polytube | Yes |  | 2023-03-07 |  | PVC | 1980 | Yes |  | 2023-03-07 |  | Non-lead
028890 | 245 PUEBLO ST |  | Polytube | Yes |  | 2023-10-18 |  | PVC | 1980 | Yes |  | 2023-10-18 |  | Non-lead
028892 | UNIT 10 75500 OVERSEAS HWY |  | Polytube | Yes |  | 2022-07-05 |  | Copper |  | Yes |  | 2022-07-05 |  | Non-lead
028893 | 1014 HIALEAH LANE |  | Copper | Yes |  | 2023-05-04 |  | PVC | 1984 | Yes |  | 2023-05-04 |  | Non-lead
028894 | 299 SAINT THOMAS AVE |  | Polytube | Yes |  | 2023-02-02 |  | PVC | 1980 | Yes |  | 2023-02-02 |  | Non-lead
028895 | 120 HILSON CT |  | Polytube | Yes |  | 2024-09-06 |  | PVC | 1971 | Yes |  | 2024-09-06 |  | Non-lead
028896 | 117 STROMBOLI DR |  | Polytube | Yes |  | 2022-06-10 |  | PVC | 1990 | Yes |  | 2022-06-10 |  | Non-lead
028897 | 100 PLANTATION & US1 BLVD |  | Polytube | Yes |  | 2024-04-17 |  | PVC |  | Yes |  | 2024-04-17 |  | Non-lead
028898 | 102 LISBON CT |  | Polytube | Yes |  | 2022-06-30 |  | PVC | 1980 | Yes |  | 2022-06-30 |  | Non-lead
028900 | 132 BAYVIEW ISLE DR |  | Polytube | Yes |  | 2022-05-19 |  | PVC | 1980 | Yes |  | 2022-05-19 |  | Non-lead
028901 | 48 JEWFISH AVE |  | Polytube | Yes |  | 2023-10-04 |  | PVC | 1980 | Yes |  | 2023-10-04 |  | Non-lead
028902 | 106 MARINA AVE |  | Polytube | Yes |  | 2022-11-29 |  | PVC | 1980 | Yes |  | 2022-11-29 |  | Non-lead
028904 | 97670 OVERSEAS HWY |  | Polytube | Yes |  | 2022-08-12 |  | PVC | 1980 | Yes |  | 2022-08-12 |  | Non-lead
028905 | 121 LISBON CT |  | Polytube | Yes |  | 2022-05-26 |  | PVC | 1980 | Yes |  | 2022-05-26 |  | Non-lead
028906 | 359 S COCONUT PALM BLVD |  | Polytube | Yes |  | 2024-02-27 |  | PVC | 1981 | Yes |  | 2024-02-27 |  | Non-lead
028907 | 251 CUBA RD |  | Polytube | Yes |  | 2022-09-12 |  | PVC |  | Yes |  | 2022-09-12 |  | Non-lead
028908 | 403 BOWIE LANE |  | Polytube | Yes |  | 2023-05-04 |  | PVC | 1979 | Yes |  | 2023-05-04 |  | Non-lead
028909 | 167 PEARL AVE |  | Polytube | Yes |  | 2022-06-09 |  | PVC | 1980 | Yes |  | 2022-06-09 |  | Non-lead
028910 | 106 SPOONBILL RD |  | Polytube | Yes |  | 2022-06-09 |  | PVC | 1985 | Yes |  | 2022-06-09 |  | Non-lead
028911 | 412 S COCONUT PALM BLVD |  | Polytube | Yes |  | 2022-06-13 |  | PVC | 1979 | Yes |  | 2022-06-13 |  | Non-lead
028912 | 137 VALENCIA DR |  | Polytube | Yes |  | 2022-06-15 |  | PVC | 1980 | Yes |  | 2022-06-15 |  | Non-lead
028913 | 127 PLAZA DEL SOL |  | Polytube | Yes |  | 2022-06-30 |  | PVC | 1981 | Yes |  | 2022-06-30 |  | Non-lead
028914 | 826 S SILVER CIRCLE |  | Polytube | Yes |  | 2024-07-16 |  | PVC | 1979 | Yes |  | 2024-07-16 |  | Non-lead
028915 | 129 NORMANDY DR |  | Polytube | Yes |  | 2023-02-02 |  | PVC | 1979 | Yes |  | 2023-02-02 |  | Non-lead
028916 | 56 BASS AVE |  | Polytube | Yes |  | 2022-10-27 |  | PVC | 1980 | Yes |  | 2022-10-27 |  | Non-lead
028917 | 121 POINSETTA DR |  | Polytube | Yes |  | 2024-09-06 |  | PVC | 1980 | Yes |  | 2024-09-06 |  | Non-lead
028918 | 103 BLUEBIRD RD |  | Polytube | Yes |  | 2022-06-15 |  | PVC | 1981 | Yes |  | 2022-06-15 |  | Non-lead
028919 | 1209 MOCKINGBIRD RD |  | Polytube | Yes |  | 2022-07-21 |  | PVC | 1980 | Yes |  | 2022-07-21 |  | Non-lead
028920 | 228 PEARL AVE |  | Polytube | Yes |  | 2022-06-10 |  | PVC | 1981 | Yes |  | 2022-06-10 |  | Non-lead
028921 | APT EAST 139 MARINA AVE |  | Polytube | Yes |  | 2022-11-29 |  | PVC | 1980 | Yes |  | 2022-11-29 |  | Non-lead
028922 | 603 ISLAND DR |  | Polytube | Yes |  | 2022-10-13 |  | PVC | 1980 | Yes |  | 2022-10-13 |  | Non-lead
028923 | 170 KEY HEIGHTS DR |  | Polytube | Yes |  | 2022-06-14 |  | PVC | 1960 | Yes |  | 2022-06-14 |  | Non-lead
028924 | 19 PIGEON DR |  | Polytube | Yes |  | 2023-05-04 |  | PVC | 1972 | Yes |  | 2023-05-04 |  | Non-lead
028925 | 175 PEARL AVE |  | Polytube | Yes |  | 2022-06-09 |  | PVC | 1980 | Yes |  | 2022-06-09 |  | Non-lead
028926 | 119 STARFISH SUNSET AVE |  | Polytube | Yes |  | 2022-07-19 |  | PVC | 1980 | Yes |  | 2022-07-19 |  | Non-lead
028927 | 156 INDIAN MOUND TR |  | Polytube | Yes |  | 2024-09-30 |  | PVC | 1980 | Yes |  | 2024-09-30 |  | Non-lead
028928 | 234 NORMANDY DR |  | Polytube | Yes |  | 2023-02-02 |  | PVC | 1979 | Yes |  | 2023-02-02 |  | Non-lead
028929 | APT 1 35 SOUTH DR |  | Polytube | Yes |  | 2023-08-14 |  | PVC | 2001 | Yes |  | 2023-08-14 |  | Non-lead
028930 | APT 2 35 SOUTH DR |  | Polytube | Yes |  | 2023-08-11 |  | PVC | 2001 | Yes |  | 2023-08-11 |  | Non-lead
028931 | 131 LYSILOMA LANE |  | Polytube | Yes |  | 2022-06-10 |  | PVC | 1982 | Yes |  | 2022-06-10 |  | Non-lead
028932 | 149 NAUTILUS DR |  | Polytube | Yes |  | 2022-06-24 |  | PVC | 1997 | Yes |  | 2022-06-24 |  | Non-lead
028933 | 405 BOWIE LANE |  | Polytube | Yes |  | 2023-05-04 |  | PVC | 1973 | Yes |  | 2023-05-04 |  | Non-lead
028934 | 366 SOUND DR |  | Polytube | Yes |  | 2022-10-31 |  | PVC | 1980 | Yes |  | 2022-10-31 |  | Non-lead
028935 | 509 GEIGER CIR |  | Polytube | Yes |  | 2023-01-31 |  | PVC | 1980 | Yes |  | 2023-01-31 |  | Non-lead
028936 | 154 CARROLL ST |  | Unknown, Non-Lead | Yes |  | 2022-01-20 |  | Polytube | 2017 | Yes |  | 2022-01-20 |  | Non-lead
028937 | 624 SANTA ANITA LN |  | Copper | Yes |  | 2023-05-04 |  | PVC | 1979 | Yes |  | 2023-05-04 |  | Non-lead
028938 | 177 N COCONUT PALM BLVD |  | Polytube | Yes |  | 2022-06-14 |  | PVC | 1980 | Yes |  | 2022-06-14 |  | Non-lead
028939 | 175 N COCONUT PALM BLVD |  | Polytube | Yes |  | 2022-06-03 |  | PVC | 1987 | Yes |  | 2022-06-03 |  | Non-lead
028940 | 1021 ADAMS DR |  | Polytube | Yes |  | 2023-02-16 |  | PVC | 1975 | Yes |  | 2023-02-16 |  | Non-lead
028941 | 1031 GIBRALTAR RD |  | Polytube | Yes |  | 2023-02-07 |  | PVC | 1982 | Yes |  | 2023-02-07 |  | Non-lead
028942 | 1033 GIBRALTAR |  | Polytube | Yes |  | 2023-02-07 |  | PVC | 1980 | Yes |  | 2023-02-07 |  | Non-lead
028943 | 503 GEIGER CIR |  | Polytube | Yes |  | 2023-01-31 |  | PVC | 1985 | Yes |  | 2023-01-31 |  | Non-lead
028944 | 151 COCONUT PALM BLVD |  | Polytube | Yes |  | 2022-05-13 |  | PVC | 1980 | Yes |  | 2022-05-13 |  | Non-lead
028945 | 153 N COCONUT PALM BLVD |  | Polytube | Yes |  | 2022-06-14 |  | PVC | 1980 | Yes |  | 2022-06-14 |  | Non-lead
028946 | 734 LARGO RD |  | Polytube | Yes |  | 2022-12-12 |  | PVC | 1972 | Yes |  | 2022-12-12 |  | Non-lead
028947 | 922 S SILVER CIRCLE |  | Polytube | Yes |  | 2023-02-02 |  | PVC | 1974 | Yes |  | 2023-02-02 |  | Non-lead
028948 | 101 W PLAZA DEL SOL |  | Polytube | Yes |  | 2022-06-30 |  | PVC | 1978 | Yes |  | 2022-06-30 |  | Non-lead
028949 | 28 SOUTH DR |  | Polytube | Yes |  | 2023-05-04 |  | PVC | 1980 | Yes |  | 2023-05-04 |  | Non-lead
028950 | 335 LAGUNA AVE |  | Polytube | Yes |  | 2022-07-07 |  | PVC | 1980 | Yes |  | 2022-07-07 |  | Non-lead
028952 | 89275 OLD HWY |  | Polytube | Yes |  | 2022-06-23 |  | PVC | 1978 | Yes |  | 2022-06-23 |  | Non-lead
028953 | 12 JEWFISH AVE |  | Polytube | Yes |  | 2022-11-07 |  | PVC | 1981 | Yes |  | 2022-11-07 |  | Non-lead
028954 | 175 LONG KEY RD |  | Polytube | Yes |  | 2024-02-28 |  | PVC | 1979 | Yes |  | 2024-02-28 |  | Non-lead
028955 | 101 SANDS LN |  | Polytube | Yes |  | 2022-12-05 |  | PVC | 1983 | Yes |  | 2022-12-05 |  | Non-lead
028956 | 249 ATLANTIC DUPLEX Blvd |  | Unknown, Non-Lead | Yes |  | 2019-03-22 |  | PVC | 1991 | Yes |  | 2019-03-22 |  | Non-lead
028958 | 174 NORMANDY DR |  | Polytube | Yes |  | 2023-02-02 |  | PVC | 1979 | Yes |  | 2023-02-02 |  | Non-lead
028959 | 479 FIRST ST / HARRY HARRIS DR |  | Polytube | Yes |  | 2022-07-20 |  | PVC | 1980 | Yes |  | 2022-07-20 |  | Non-lead
028960 | 166 GARDEN ST |  | Polytube | Yes |  | 2023-02-09 |  | PVC | 1965 | Yes |  | 2023-02-09 |  | Non-lead
028961 | 130 STROMBOLI DR |  | Polytube | Yes |  | 2022-06-10 |  | PVC | 1991 | Yes |  | 2022-06-10 |  | Non-lead
028962 | 34 SNAPPER AVE |  | Polytube | Yes |  | 2022-10-31 |  | PVC | 1982 | Yes |  | 2022-10-31 |  | Non-lead
028963 | MM 81.5 PARK BHND LIBRARY |  | Polytube | Yes |  | 2022-06-23 |  | PVC | 1980 | Yes |  | 2022-06-23 |  | Non-lead
028964 | 102 CARIBBEAN AVE |  | Polytube | Yes |  | 2022-07-19 |  | PVC | 1980 | Yes |  | 2022-07-19 |  | Non-lead
028965 | 102 CARIBBEAN AVE |  | Polytube | Yes |  | 2022-06-15 |  | PVC | 1980 | Yes |  | 2022-06-15 |  | Non-lead
028966 | FRONT 108 CARRIBEAN AVE |  | Polytube | Yes |  | 2022-07-19 |  | PVC | 1980 | Yes |  | 2022-07-19 |  | Non-lead
028967 | BACK 108 CARRIBEAN AVE |  | Polytube | Yes |  | 2022-07-06 |  | PVC | 1980 | Yes |  | 2022-07-06 |  | Non-lead
028968 | N WELL SITE SILVER DR |  | Polytube | Yes |  | 2023-02-02 |  | PVC | 1979 | Yes |  | 2023-02-02 |  | Non-lead
028969 | 431 S COCONUT PALM BLVD |  | Polytube | Yes |  | 2022-06-13 |  | PVC | 1984 | Yes |  | 2022-06-13 |  | Non-lead
028971 | 89011 OLD HWY |  | Polytube | Yes |  | 2022-07-12 |  | PVC | 1975 | Yes |  | 2022-07-12 |  | Non-lead
028972 | 18 CORRINE PL |  | Polytube | Yes |  | 2023-02-01 |  | PVC | 1981 | Yes |  | 2023-02-01 |  | Non-lead
028973 | L20 B9 226 HISPANOLA RD |  | Polytube | Yes |  | 2024-07-19 |  | PVC | 1980 | Yes |  | 2024-07-19 |  | Non-lead
028974 | 228 HISPANOLA RD |  | Polytube | Yes |  | 2024-08-23 |  | PVC | 1980 | Yes |  | 2024-08-23 |  | Non-lead
028975 | 111 CAPTAINS CT |  | Polytube | Yes |  | 2022-06-15 |  | PVC | 1986 | Yes |  | 2022-06-15 |  | Non-lead
028976 | 206 BISCAYNE BLVD |  | Polytube | Yes |  | 2022-06-30 |  | PVC | 1980 | Yes |  | 2022-06-30 |  | Non-lead
028977 | 201 HARBOR DR |  | Polytube | Yes |  | 2022-06-21 |  | PVC | 1982 | Yes |  | 2022-06-21 |  | Non-lead
028978 | 129 PALO DE ORO DR |  | Polytube | Yes |  | 2023-12-18 |  | PVC | 1975 | Yes |  | 2023-12-18 |  | Non-lead
028979 | 122 COLUMBUS DR |  | Polytube | Yes |  | 2024-10-07 |  | PVC | 1980 | Yes |  | 2024-10-07 |  | Non-lead
028980 | HOUSE 126 COCONUT ROW |  | Polytube | Yes |  | 2023-01-30 |  | PVC | 1981 | Yes |  | 2023-01-30 |  | Non-lead
028981 | 91 TARPON BASIN DR |  | Polytube | Yes |  | 2023-05-25 |  | PVC | 1974 | Yes |  | 2023-05-25 |  | Non-lead
028982 | 107 OLEANDER CIR |  | Polytube | Yes |  | 2023-01-31 |  | PVC | 1959 | Yes |  | 2023-01-31 |  | Non-lead
028983 | 186 PEARL AVE |  | Polytube | Yes |  | 2022-06-09 |  | PVC | 1967 | Yes |  | 2022-06-09 |  | Non-lead
028984 | #2 83303 OLD HWY |  | Unknown, Non-Lead | Yes |  | 2020-12-21 |  | Unknown, Non-Lead | 1994 | Yes |  | 2020-12-21 |  | Non-lead
028985 | 3 83303 OLD HWY |  | Unknown, Non-Lead | Yes |  | 2020-09-30 |  | Unknown, Non-Lead | 1999 | Yes |  | 2020-09-30 |  | Non-lead
028986 | #4 83303 OVERSEAS HWY |  | Unknown, Non-Lead | Yes |  | 2020-02-04 |  | PVC | 1994 | Yes |  | 2020-02-04 |  | Non-lead
028987 | 939 S TOPAZ AVE |  | Polytube | Yes |  | 2023-02-02 |  | PVC | 1979 | Yes |  | 2023-02-02 |  | Non-lead
028988 | 802 S EMERALD DR |  | Polytube | Yes |  | 2024-09-11 |  | PVC | 1980 | Yes |  | 2024-09-11 |  | Non-lead
028989 | 938 S TOPAZ AVE |  | Polytube | Yes |  | 2023-02-02 |  | PVC | 1979 | Yes |  | 2023-02-02 |  | Non-lead
028990 | 216 EANES LN |  | PVC | Yes |  | 2022-09-26 |  | Polytube | 1943 | Yes |  | 2022-09-26 |  | Non-lead
028991 | 1072 E CARRIBEAN DR |  | Polytube | Yes |  | 2023-04-24 |  | PVC | 1980 | Yes |  | 2023-04-24 |  | Non-lead
028993 | 135 SUGARLOAF DR |  | Polytube | Yes |  | 2024-03-14 |  | PVC | 1980 | Yes |  | 2024-03-14 |  | Non-lead
028995 | L28 22909 PRIVATEER DR |  | Polytube | Yes |  | 2022-12-28 |  | PVC | 1980 | Yes |  | 2022-12-28 |  | Non-lead
028996 | 1216 VON PHISTER ST |  | Polytube | Yes |  | 2022-11-04 |  | Copper | 1977 | Yes |  | 2022-11-04 |  | Non-lead
028997 | 1160 W SHORE DR |  | Polytube | Yes |  | 2022-12-15 |  | PVC | 1980 | Yes |  | 2022-12-15 |  | Non-lead
028998 | 625 TRUMAN AVE |  | Polytube | Yes |  | 2023-09-05 |  | PVC | 1938 | Yes |  | 2023-09-05 |  | Non-lead
028999 | 17216 BONITA LN |  | Polytube | Yes |  | 2022-07-11 |  | PVC | 1981 | Yes |  | 2022-07-11 |  | Non-lead
029000 | 49 CYPRESS AVE |  | Polytube | Yes |  | 2022-05-06 |  | PVC | 1984 | Yes |  | 2022-05-06 |  | Non-lead
029001 | 1057 BUTTONWOOD DR |  | Polytube | Yes |  | 2022-09-26 |  | PVC | 1980 | Yes |  | 2022-09-26 |  | Non-lead
029002 | 30929 MINORCA DR |  | Polytube | Yes |  | 2022-11-17 |  | PVC | 1980 | Yes |  | 2022-11-17 |  | Non-lead
029003 | SLIP T44 1801 N ROOSEVELT BLVD |  | PVC | Yes |  | 2022-07-11 |  | PVC | 1983 | Yes |  | 2022-07-11 |  | Non-lead
029004 | 2327 HARRIS AVE |  | Polytube | Yes |  | 2022-08-16 |  | PVC | 1979 | Yes |  | 2022-08-16 |  | Non-lead
029006 | 139 4TH ST |  | Polytube | Yes |  | 2022-05-24 |  | PVC | 1980 | Yes |  | 2022-05-24 |  | Non-lead
029007 | 217 SHORE DR |  | Polytube | Yes |  | 2023-05-23 |  | PVC | 1980 | Yes |  | 2023-05-23 |  | Non-lead
029008 | 22852 JOHN SILVER LN |  | Polytube | Yes |  | 2024-07-25 |  | PVC | 1980 | Yes |  | 2024-07-25 |  | Non-lead
029009 | 13 SAPPHIRE DR |  | Polytube | Yes |  | 2022-09-30 |  | PVC | 1980 | Yes |  | 2022-09-30 |  | Non-lead
029010 | 17185 WAHOO LN |  | Polytube | Yes |  | 2024-10-03 |  | PVC | 1980 | Yes |  | 2024-10-03 |  | Non-lead
029011 | 24 STIRRUP KEY RD |  | Polytube | Yes |  | 2023-02-01 |  | PVC | 1980 | Yes |  | 2023-02-01 |  | Non-lead
029012 | 1134 CALLE ENSENADA |  | Polytube | Yes |  | 2024-08-15 |  | PVC | 1981 | Yes |  | 2024-08-15 |  | Non-lead
029013 | 58612 OVERSEAS HWY |  | Polytube | Yes |  | 2022-10-22 |  | PVC | 1982 | Yes |  | 2022-10-22 |  | Non-lead
029014 | 856 COPA D'ORO |  | Polytube | Yes |  | 2023-07-13 |  | PVC | 1980 | Yes |  | 2023-07-13 |  | Non-lead
029015 | 50 S CONCH AVE |  | Polytube | Yes |  | 2022-10-22 |  | PVC | 1963 | Yes |  | 2022-10-22 |  | Non-lead
029016 | 7280 OVERSEAS HWY |  | Unknown, Non-Lead | Yes |  | 2024-02-23 |  | Unknown, Non-Lead | 2008 | Yes |  | 2024-02-23 |  | Non-lead
029017 | 2305 YELLOWTAIL DR |  | Polytube | Yes |  | 2023-01-30 |  | PVC | 1980 | Yes |  | 2023-01-30 |  | Non-lead
029018 | 10455 OVERSEAS HWY |  | Polytube | Yes |  | 2022-11-28 |  | PVC | 1982 | Yes |  | 2022-11-28 |  | Non-lead
029019 | 817 98TH OCEAN RS ST |  | Polytube | Yes |  | 2022-11-18 |  | PVC | 1981 | Yes |  | 2022-11-18 |  | Non-lead
029020 | 819 98TH St |  | Polytube | Yes |  | 2022-11-23 |  | PVC | 1981 | Yes |  | 2022-11-23 |  | Non-lead
029021 | 120 AVE G |  | Polytube | Yes |  | 2024-07-29 |  | PVC | 1991 | Yes |  | 2024-07-29 |  | Non-lead
029022 | 7551 OCEAN TERRACE |  | Polytube | Yes |  | 2023-01-20 |  | PVC | 1986 | Yes |  | 2023-01-20 |  | Non-lead
029024 | 581 10TH ST |  | Polytube | Yes |  | 2023-10-06 |  | PVC | 1998 | Yes |  | 2023-10-06 |  | Non-lead
029025 | 811 64TH OCEAN ST |  | Polytube | Yes |  | 2023-02-22 |  | PVC | 1981 | Yes |  | 2023-02-22 |  | Non-lead
029026 | B LS 101 BRUCE CT |  | Polytube | Yes |  | 2023-02-24 |  | PVC | 1978 | Yes |  | 2023-02-24 |  | Non-lead
029027 | 7281 SHRIMP RD |  | Polytube | Yes |  | 2023-03-08 |  | PVC | 1980 | Yes |  | 2023-03-08 |  | Non-lead
029028 | 22854 BLUEGILL LANE |  | Polytube | Yes |  | 2022-11-17 |  | PVC | 1981 | Yes |  | 2022-11-17 |  | Non-lead
029029 | APT 3 1711 JOSEPHINE ST |  | Polytube | Yes |  | 2024-10-04 |  | PVC | 1980 | Yes |  | 2024-10-04 |  | Non-lead
029030 | APT 5 1711 JOSEPHINE ST |  | Polytube | Yes |  | 2022-10-19 |  | PVC | 1980 | Yes |  | 2022-10-19 |  | Non-lead
029031 | 841 SUGARLOAF LN |  | Polytube | Yes |  | 2023-05-04 |  | PVC | 1980 | Yes |  | 2023-05-04 |  | Non-lead
029032 | 202-B 29065 IRIS DR |  | Polytube | Yes |  | 2022-12-21 |  | PVC | 1979 | Yes |  | 2022-12-21 |  | Non-lead
029033 | 130 STAR LN |  | Polytube | No |  |  |  | PVC | 1979 | No |  |  |  | Non-lead
029034 | 29169 TULIP DR |  | Polytube | No |  |  |  | PVC | 1982 | No |  |  |  | Non-lead
029035 | 14 W CYPRESS TERR |  | Polytube | Yes |  | 2024-09-13 |  | PVC | 1980 | Yes |  | 2024-09-13 |  | Non-lead
029036 | 3131 NORTHSIDE DR |  | Polytube | Yes |  | 2022-06-16 |  | PVC | 1980 | Yes |  | 2022-06-16 |  | Non-lead
029037 | 267 MARS LN |  | Polytube | Yes |  | 2022-09-26 |  | PVC | 1972 | Yes |  | 2022-09-26 |  | Non-lead
029038 | 28140 COUNTY RD |  | Polytube | Yes |  | 2023-05-19 |  | PVC | 1980 | Yes |  | 2023-05-19 |  | Non-lead
029039 | 790 CAROLYN AVE |  | Polytube | Yes |  | 2023-09-25 |  | PVC | 1980 | Yes |  | 2023-09-25 |  | Non-lead
029040 | 1557 FERN AVE |  | Polytube | Yes |  | 2022-12-22 |  | PVC | 1987 | Yes |  | 2022-12-22 |  | Non-lead
029041 | 1465 BOCA CHICA RD |  | Polytube | Yes |  | 2022-09-26 |  | PVC | 1980 | Yes |  | 2022-09-26 |  | Non-lead
029042 | 143 W CAHILL CT |  | Polytube | Yes |  | 2022-12-12 |  | PVC | 1980 | Yes |  | 2022-12-12 |  | Non-lead
029043 | RS 101 A BRUCE CT |  | Polytube | Yes |  | 2023-07-27 |  | PVC | 1978 | Yes |  | 2023-07-27 |  | Non-lead
029044 | 2999 SOMBRERO BLVD |  | Copper | Yes |  | 2022-11-22 |  | Copper | 1979 | Yes |  | 2022-11-22 |  | Non-lead
029048 | LS 58672 OVERSEAS HWY |  | Unknown, Non-Lead | Yes |  | 2022-03-18 |  | Unknown, Non-Lead | 2004 | Yes |  | 2022-03-18 |  | Non-lead
029049 | 4801 OVERSEAS HWY |  | Polytube | Yes |  | 2023-11-15 |  | PVC | 1980 | Yes |  | 2023-11-15 |  | Non-lead
029052 | 433 HARBOR DR |  | Unknown, Non-Lead | Yes |  | 2024-05-17 |  | PVC | 1993 | Yes |  | 2024-05-17 |  | Non-lead
029058 | 29207 N CYPRESS DR |  | Polytube | Yes |  | 2024-04-22 |  | PVC | 1980 | Yes |  | 2024-04-22 |  | Non-lead
029059 | 379 LA FITTE RD |  | Polytube | Yes |  | 2023-01-23 |  | PVC | 1980 | Yes |  | 2023-01-23 |  | Non-lead
029060 | 29510 LUNDY LN |  | Polytube | Yes |  | 2022-12-08 |  | PVC | 1963 | Yes |  | 2022-12-08 |  | Non-lead
029061 | 2215 SAN MARCO DR |  | Polytube | Yes |  | 2022-11-17 |  | PVC | 1980 | Yes |  | 2022-11-17 |  | Non-lead
029062 | 15 BIRCHWOOD DR |  | Polytube | Yes |  | 2022-05-06 |  | PVC | 1980 | Yes |  | 2022-05-06 |  | Non-lead
029063 | 881 SUGARLOAF BLVD |  | Polytube | Yes |  | 2023-05-04 |  | Polytube | 1980 | Yes |  | 2023-05-04 |  | Non-lead
029064 | 1512 18TH ST |  | Polytube | Yes |  | 2022-08-10 |  | PVC | 1979 | Yes |  | 2022-08-10 |  | Non-lead
029065 | 3839 GEORGE RD |  | Polytube | Yes |  | 2023-01-11 |  | PVC | 1979 | Yes |  | 2023-01-11 |  | Non-lead
029066 | 430 SOUTH POINT DR |  | Polytube | Yes |  | 2022-07-08 |  | PVC | 1978 | Yes |  | 2022-07-08 |  | Non-lead
029067 | 132 GULFWINDS LANE |  | Polytube | Yes |  | 2023-11-20 |  | PVC | 1981 | Yes |  | 2023-11-20 |  | Non-lead
029068 | 119 GULFWINDS LANE |  | Polytube | Yes |  | 2023-12-21 |  | PVC | 1981 | Yes |  | 2023-12-21 |  | Non-lead
029069 | 703 B SOMBRERO BCH RD |  | Polytube | Yes |  | 2024-05-17 |  | PVC | 1980 | Yes |  | 2024-05-17 |  | Non-lead
029070 | LS 703 A SOMBRERO RD |  | Polytube | Yes |  | 2022-05-10 |  | PVC | 1980 | Yes |  | 2022-05-10 |  | Non-lead
029071 | 1548 52ND GULF ST |  | Polytube | Yes |  | 2023-06-15 |  | PVC | 1980 | Yes |  | 2023-06-15 |  | Non-lead
029072 | 8035 BONITA DR |  | Polytube | Yes |  | 2023-01-25 |  | PVC | 1980 | Yes |  | 2023-01-25 |  | Non-lead
029073 | 9754 AVIATION BLVD |  | Polytube | Yes |  | 2024-08-15 |  | PVC | 1980 | Yes |  | 2024-08-15 |  | Non-lead
029074 | UP LFT 9752 AVIATION BLVD |  | Polytube | Yes |  | 2023-01-30 |  | PVC | 1980 | Yes |  | 2023-01-30 |  | Non-lead
029075 | 9640 AVIATION BLVD |  | Polytube | Yes |  | 2024-01-23 |  | PVC | 1980 | Yes |  | 2024-01-23 |  | Non-lead
029076 | 9650 AVIATION BLVD |  | Polytube | Yes |  | 2023-02-08 |  | PVC | 1980 | Yes |  | 2023-02-08 |  | Non-lead
029077 | 57475 GIBSON ST |  | Polytube | Yes |  | 2022-10-22 |  | PVC | 1974 | Yes |  | 2022-10-22 |  | Non-lead
029078 | STIRRUP KEY BLVD |  | Polytube | Yes |  | 2023-05-18 |  | PVC |  | Yes |  | 2023-05-18 |  | Non-lead
029079 | 57465 GIBSON ST |  | Polytube | Yes |  | 2022-10-22 |  | PVC | 1971 | Yes |  | 2022-10-22 |  | Non-lead
029081 | 210 BRUCE CT |  | Polytube | Yes |  | 2023-02-01 |  | PVC | 1979 | Yes |  | 2023-02-01 |  | Non-lead
029082 | 57570 OVERSEAS HWY |  | Polytube | Yes |  | 2022-10-22 |  | PVC | 1980 | Yes |  | 2022-10-22 |  | Non-lead
029083 | 57560 OVERSEAS HWY |  | Polytube | Yes |  | 2022-10-22 |  | PVC | 1980 | Yes |  | 2022-10-22 |  | Non-lead
029084 | 980 OCOTILLO LANE |  | Polytube | Yes |  | 2022-05-27 |  | PVC | 1980 | Yes |  | 2022-05-27 |  | Non-lead
029085 | 340 11TH ST |  | Polytube | Yes |  | 2022-10-22 |  | PVC | 1980 | Yes |  | 2022-10-22 |  | Non-lead
029086 | 350 11TH ST |  | Polytube | Yes |  | 2022-10-22 |  | PVC | 1966 | Yes |  | 2022-10-22 |  | Non-lead
029087 | 30867 DELGADO LANE |  | Polytube | Yes |  | 2022-08-19 |  | PVC | 1979 | Yes |  | 2022-08-19 |  | Non-lead
029088 | 30 HILTON HAVEN RD |  | Unknown, Non-Lead | Yes |  | 2018-07-03 |  | Polytube | 1993 | Yes |  | 2018-07-03 |  | Non-lead
029089 | 3618 SOUTH SEAS ST |  | Polytube | Yes |  | 2023-01-11 |  | PVC | 1980 | Yes |  | 2023-01-11 |  | Non-lead
029091 | APT 2 1321 WILLIAM ST |  | PVC | Yes |  | 2023-04-24 |  | PVC | 1958 | Yes |  | 2023-04-24 |  | Non-lead
029092 | APT 3 1321 WILLIAM ST |  | PVC | Yes |  | 2023-05-15 |  | PVC | 1958 | Yes |  | 2023-05-15 |  | Non-lead
029093 | APT 4 1321 WILLIAM ST |  | PVC | Yes |  | 2023-04-24 |  | PVC | 1958 | Yes |  | 2023-04-24 |  | Non-lead
029094 | 310 PISCES LN |  | Polytube | Yes |  | 2022-07-01 |  | PVC | 1979 | Yes |  | 2022-07-01 |  | Non-lead
029095 | 3993 MARY RD |  | Polytube | Yes |  | 2023-01-12 |  | PVC | 1983 | Yes |  | 2023-01-12 |  | Non-lead
029096 | 29081 IRIS DR |  | Polytube | Yes |  | 2022-12-21 |  | PVC | 1980 | Yes |  | 2022-12-21 |  | Non-lead
029097 | SLIP T39 1801 N ROOSEVELT BLVD |  | PVC | Yes |  | 2022-07-11 |  | PVC | 1983 | Yes |  | 2022-07-11 |  | Non-lead
029098 | 1330 OCEAN DR |  | Polytube | Yes |  | 2023-04-25 |  | PVC | 1982 | Yes |  | 2023-04-25 |  | Non-lead
029099 | 257 MARS LN |  | Polytube | Yes |  | 2022-11-18 |  | PVC | 1979 | Yes |  | 2022-11-18 |  | Non-lead
029100 | 26 DRIFTWOOD DR |  | Unknown, Non-Lead | Yes |  | 2024-04-24 |  | Unknown, Non-Lead | 1999 | Yes |  | 2024-04-24 |  | Non-lead
029101 | 17134 KINGFISH LN W |  | Polytube | Yes |  | 2022-07-11 |  | PVC | 1981 | Yes |  | 2022-07-11 |  | Non-lead
029102 | 31063 AVENUE E |  | Unknown, Non-Lead | Yes |  | 2023-06-28 |  | No Piping |  | Yes |  | 2023-06-28 |  | Non-lead
029103 | LOT 024 6800 MALONEY AVE |  | PVC | Yes |  | 2023-03-06 |  | PVC | 1972 | Yes |  | 2023-03-06 |  | Non-lead
029104 | 2 308 MARGARET ST |  | Unknown | Yes |  | 2023-02-01 |  | PVC | 1954 | Yes |  | 2023-02-01 |  | Lead Status Unknown
029105 | APT 4 308 MARGARET ST |  | Unknown | Yes |  | 2023-02-01 |  | PVC | 1954 | Yes |  | 2023-02-01 |  | Lead Status Unknown
029106 | UNIT 5 308 MARGARET ST |  | Unknown | Yes |  | 2023-02-01 |  | PVC | 1949 | Yes |  | 2023-02-01 |  | Lead Status Unknown
029107 | #3 308 MARGARET ST |  | Unknown | Yes |  | 2023-02-01 |  | PVC | 1954 | Yes |  | 2023-02-01 |  | Lead Status Unknown
029108 | SLIP T15 1801 N ROOSEVELT BLVD |  | PVC | Yes |  | 2022-07-11 |  | PVC | 1983 | Yes |  | 2022-07-11 |  | Non-lead
029109 | 23058 SAILFISH LN |  | Polytube | Yes |  | 2022-11-09 |  | PVC | 1976 | Yes |  | 2022-11-09 |  | Non-lead
029111 | 22978 LONG BEN LN |  | Polytube | Yes |  | 2022-12-28 |  | PVC | 1980 | Yes |  | 2022-12-28 |  | Non-lead
029112 | 66 COLSON DR |  | Polytube | Yes |  | 2022-10-31 |  | PVC | 1982 | Yes |  | 2022-10-31 |  | Non-lead
029113 | 37 CYPRESS AVE |  | Polytube | Yes |  | 2022-05-06 |  | PVC | 1980 | Yes |  | 2022-05-06 |  | Non-lead
029114 | 1124 W SHORE DR |  | Polytube | Yes |  | 2022-12-15 |  | PVC | 1980 | Yes |  | 2022-12-15 |  | Non-lead
029115 | 17011 MARLIN DR |  | Polytube | Yes |  | 2022-08-23 |  | PVC | 1980 | Yes |  | 2022-08-23 |  | Non-lead
029116 | APT 5 921 CENTER ST |  | Polytube | Yes |  | 2022-10-27 |  | PVC | 1953 | Yes |  | 2022-10-27 |  | Non-lead
029117 | #7 921 CENTER ST |  | Polytube | Yes |  | 2022-10-27 |  | PVC | 1980 | Yes |  | 2022-10-27 |  | Non-lead
029118 | #10 921 CENTER ST |  | Polytube | Yes |  | 2022-10-27 |  | PVC | 1980 | Yes |  | 2022-10-27 |  | Non-lead
029121 | 591 W INDIES DR |  | Unknown, Non-Lead | Yes |  | 2021-06-29 |  | Unknown, Non-Lead | 1992 | Yes |  | 2021-06-29 |  | Non-lead
029122 | B 102 CHANNEL DR |  | Polytube | Yes |  | 2023-01-30 |  | PVC | 1980 | Yes |  | 2023-01-30 |  | Non-lead
029123 | A 102 CHANNEL RD |  | Polytube | Yes |  | 2024-09-20 |  | PVC | 1980 | Yes |  | 2024-09-20 |  | Non-lead
029124 | APT 1 20 STIRRUP KEY RD |  | Polytube | Yes |  | 2024-09-16 |  | PVC | 1979 | Yes |  | 2024-09-16 |  | Non-lead
029125 | APT 2 20 STIRRUP KEY RD |  | Polytube | Yes |  | 2022-06-03 |  | PVC | 1979 | Yes |  | 2022-06-03 |  | Non-lead
029126 | APT 3 20 STIRRUP KEY BLVD |  | Polytube | Yes |  | 2024-06-20 |  | PVC | 1979 | Yes |  | 2024-06-20 |  | Non-lead
029127 | #4 20 STIRRUP KEY RD |  | Polytube | Yes |  | 2021-09-17 |  | PVC | 1979 | Yes |  | 2021-09-17 |  | Non-lead
029129 | APT 5 20 STIRRUP KEY BLVD |  | Polytube | Yes |  | 2023-02-09 |  | Polytube | 1979 | Yes |  | 2023-02-09 |  | Non-lead
029130 | 324 STIRRUP KEY RD |  | Polytube | Yes |  | 2024-03-25 |  | PVC | 1982 | Yes |  | 2024-03-25 |  | Non-lead
029131 | 58234 OVERSEAS HWY |  | Polytube | Yes |  | 2022-10-22 |  | PVC | 1968 | Yes |  | 2022-10-22 |  | Non-lead
029132 | 125 CALLE ENSUENO |  | Polytube | Yes |  | 2023-03-21 |  | PVC | 1986 | Yes |  | 2023-03-21 |  | Non-lead
029133 | 169 SANDY AVE |  | Polytube | Yes |  | 2023-01-24 |  | PVC | 1980 | Yes |  | 2023-01-24 |  | Non-lead
029134 | 138 BRIAN RD |  | Polytube | Yes |  | 2023-02-02 |  | PVC | 1980 | Yes |  | 2023-02-02 |  | Non-lead
029135 | 171 SANDY AVE |  | Polytube | Yes |  | 2023-01-24 |  | PVC | 1980 | Yes |  | 2023-01-24 |  | Non-lead
029136 | APT B 725 74TH OCEAN ST |  | Polytube | Yes |  | 2024-07-19 |  | PVC | 1944 | Yes |  | 2024-07-19 |  | Non-lead
029137 | 428 HARBOUR DR |  | Polytube | Yes |  | 2024-08-05 |  | PVC | 1977 | Yes |  | 2024-08-05 |  | Non-lead
029139 | 2347 SOMBRERO BLVD |  | Polytube | Yes |  | 2022-07-08 |  | PVC | 1981 | Yes |  | 2022-07-08 |  | Non-lead
029141 | APT 2 213 S ANGLERS DR |  | Polytube | Yes |  | 2024-06-13 |  | PVC | 1980 | Yes |  | 2024-06-13 |  | Non-lead
029142 | APT 3 213 S ANGLERS DR |  | Polytube | Yes |  | 2024-06-28 |  | PVC | 1980 | Yes |  | 2024-06-28 |  | Non-lead
029143 | 429 HARBOR DR |  | Polytube | Yes |  | 2024-01-08 |  | PVC | 1980 | Yes |  | 2024-01-08 |  | Non-lead
029144 | 12565 OVERSEAS HWY |  | Polytube | Yes |  | 2022-10-27 |  | PVC | 1976 | Yes |  | 2022-10-27 |  | Non-lead
029145 | 9922 AVIATION BLVD |  | Polytube | Yes |  | 2022-06-15 |  | PVC | 1980 | Yes |  | 2022-06-15 |  | Non-lead
029146 | L2 B18 3979 EUGENE RD |  | Polytube | Yes |  | 2023-01-12 |  | PVC | 1980 | Yes |  | 2023-01-12 |  | Non-lead
029147 | 478 BLACKBEARD RD |  | Polytube | Yes |  | 2023-01-24 |  | PVC | 1980 | Yes |  | 2023-01-24 |  | Non-lead
029148 | B2L16 962 LAGOON DR |  | Polytube | Yes |  | 2023-04-25 |  | PVC | 1978 | Yes |  | 2023-04-25 |  | Non-lead
029149 | 24377 W CARRIBEAN DR |  | Polytube | Yes |  | 2022-11-23 |  | PVC | 1981 | Yes |  | 2022-11-23 |  | Non-lead
029152 | APT B 1857 NARCISSUS AVE |  | Polytube | Yes |  | 2022-12-15 |  | PVC | 1980 | Yes |  | 2022-12-15 |  | Non-lead
029153 | APT A 1857 NARCISSUS AVE |  | Polytube | Yes |  | 2022-12-15 |  | PVC | 1980 | Yes |  | 2022-12-15 |  | Non-lead
029154 | 30323 CARDINAL DR |  | Polytube | Yes |  | 2022-11-16 |  | PVC | 1980 | Yes |  | 2022-11-16 |  | Non-lead
029158 | 29275 COCONUT PALM (22 DR |  | Polytube | Yes |  | 2022-08-19 |  | PVC | 1985 | Yes |  | 2022-08-19 |  | Non-lead
029159 | 17241 ANGELFISH LN |  | Polytube | Yes |  | 2022-07-08 |  | PVC | 1979 | Yes |  | 2022-07-08 |  | Non-lead
029160 | 24388 CARIBBEAN DR |  | Polytube | Yes |  | 2023-04-24 |  | PVC | 1967 | Yes |  | 2023-04-24 |  | Non-lead
029161 | 17238 DOLPHIN ST |  | Polytube | Yes |  | 2022-07-12 |  | PVC | 1958 | Yes |  | 2022-07-12 |  | Non-lead
029162 | LOT 055 6800 MALONEY AVE |  | PVC | Yes |  | 2022-12-28 |  | PVC | 1976 | Yes |  | 2022-12-28 |  | Non-lead
029163 | 76 COLSON LT 3 BLK DR |  | Polytube | Yes |  | 2022-10-31 |  | PVC | 1980 | Yes |  | 2022-10-31 |  | Non-lead
029164 | APT A 118 GERALDINE ST |  | Polytube | Yes |  | 2024-01-09 |  | PVC | 1933 | Yes |  | 2024-01-09 |  | Non-lead
029165 | 19923 DATE PALM DR |  | Polytube | Yes |  | 2023-01-13 |  | PVC | 1980 | Yes |  | 2023-01-13 |  | Non-lead
029166 | 27920 LOBSTER TAIL TRA |  | Polytube | Yes |  | 2023-01-24 |  | PVC | 1980 | Yes |  | 2023-01-24 |  | Non-lead
029167 | 30740 PALM DR |  | Polytube | Yes |  | 2022-11-15 |  | PVC | 1980 | Yes |  | 2022-11-15 |  | Non-lead
029168 | LOT 7B 21601 4A OLD STATE RD |  | PVC | Yes |  | 2022-07-06 |  | PVC | 1933 | Yes |  | 2022-07-06 |  | Non-lead
029169 | 1163 HAWSBILL LN |  | Polytube | Yes |  | 2023-03-21 |  | PVC | 1982 | Yes |  | 2023-03-21 |  | Non-lead
029170 | 1042 BAY DR |  | Polytube | Yes |  | 2023-04-24 |  | PVC | 1982 | Yes |  | 2023-04-24 |  | Non-lead
029171 | 22938 LONG BEN LN |  | Polytube | Yes |  | 2022-12-28 |  | PVC | 1979 | Yes |  | 2022-12-28 |  | Non-lead
029172 | 257 LAFITTE RD |  | Polytube | Yes |  | 2023-03-24 |  | PVC | 1980 | Yes |  | 2023-03-24 |  | Non-lead
029173 | 735 E CARRIBEAN DR |  | Polytube | Yes |  | 2023-12-11 |  | PVC | 1985 | Yes |  | 2023-12-11 |  | Non-lead
029174 | 3918 VENNA RD |  | Polytube | Yes |  | 2023-01-12 |  | PVC | 1982 | Yes |  | 2023-01-12 |  | Non-lead
029175 | UNIT 602 3312 NORTHSIDE DR |  | Copper | Yes |  | 2022-06-08 |  | Copper | 1980 | Yes |  | 2022-06-08 |  | Non-lead
029176 | LS 9920 AVIATION BLVD |  | Polytube | Yes |  | 2023-01-30 |  | PVC | 1980 | Yes |  | 2023-01-30 |  | Non-lead
029177 | 57537 GIBSON ST |  | Polytube | Yes |  | 2022-10-22 |  | Polytube | 1974 | Yes |  | 2022-10-22 |  | Non-lead
029179 | 21 STIRRUP KEY RD |  | Polytube | Yes |  | 2023-02-07 |  | PVC | 1981 | Yes |  | 2023-02-07 |  | Non-lead
029180 | 22 STIRRUP KEY RD |  | Polytube | Yes |  | 2024-07-16 |  | PVC | 1980 | Yes |  | 2024-07-16 |  | Non-lead
029182 | 124 N INDIES DR |  | Polytube | Yes |  | 2022-10-22 |  | PVC | 1980 | Yes |  | 2022-10-22 |  | Non-lead
029183 | 417 HARBOR DR |  | Polytube | Yes |  | 2022-10-22 |  | PVC | 1980 | Yes |  | 2022-10-22 |  | Non-lead
029184 | RS 231 3RD ST |  | Polytube | Yes |  | 2024-03-14 |  | PVC | 1966 | Yes |  | 2024-03-14 |  | Non-lead
029185 | 1000 95TH OCEAN St |  | Polytube | Yes |  | 2023-01-23 |  | PVC | 1980 | Yes |  | 2023-01-23 |  | Non-lead
029186 | 300 120TH GULF ST |  | Copper | Yes |  | 2022-09-19 |  | PVC | 1980 | Yes |  | 2022-09-19 |  | Non-lead
029187 | 1112 COPA D'ORO |  | Polytube | Yes |  | 2023-03-24 |  | PVC | 1980 | Yes |  | 2023-03-24 |  | Non-lead
029188 | 1780 109TH GULF ST |  | Polytube | Yes |  | 2022-10-28 |  | PVC | 1980 | Yes |  | 2022-10-28 |  | Non-lead
029189 | 154 GUAVA AVE |  | Polytube | Yes |  | 2022-10-22 |  | PVC | 1980 | Yes |  | 2022-10-22 |  | Non-lead
029191 | 641 11TH ST |  | Polytube | Yes |  | 2023-08-03 |  | Copper | 1987 | Yes |  | 2023-08-03 |  | Non-lead
029193 | 8080 SHARK DR |  | Polytube | Yes |  | 2023-02-01 |  | PVC | 1980 | Yes |  | 2023-02-01 |  | Non-lead
029194 | 57520 MORTON ST |  | Polytube | Yes |  | 2022-10-22 |  | PVC | 1981 | Yes |  | 2022-10-22 |  | Non-lead
029195 | 479 MARGATE DR |  | Polytube | Yes |  | 2023-11-21 |  | PVC | 1980 | Yes |  | 2023-11-21 |  | Non-lead
029196 | 59722 PARADISE PL |  | Polytube | Yes |  | 2024-03-22 |  | Polytube | 1978 | Yes |  | 2024-03-22 |  | Non-lead
029197 | 967 OCOTILLO LN |  | Polytube | Yes |  | 2024-05-21 |  | PVC | 1980 | Yes |  | 2024-05-21 |  | Non-lead
029198 | A 830 W 65TH ST OCEAN |  | Polytube | Yes |  | 2023-03-15 |  | PVC | 1982 | Yes |  | 2023-03-15 |  | Non-lead
029199 | B 830 W 65TH ST OCEAN |  | Polytube | Yes |  | 2023-03-15 |  | PVC | 1982 | Yes |  | 2023-03-15 |  | Non-lead
029200 | UNIT 104 3312 NORTHSIDE DR |  | Copper | Yes |  | 2022-06-08 |  | Copper | 1980 | Yes |  | 2022-06-08 |  | Non-lead
029201 | UNIT 303 3312 NORTHSIDE DR |  | Copper | Yes |  | 2022-06-08 |  | Copper | 1980 | Yes |  | 2022-06-08 |  | Non-lead
029202 | 29541 CORAL & NEWFOUND RD |  | Polytube | Yes |  | 2022-12-08 |  | PVC | 1980 | Yes |  | 2022-12-08 |  | Non-lead
029203 | 949 BAY DR |  | Polytube | Yes |  | 2024-06-28 |  | PVC | 1980 | Yes |  | 2024-06-28 |  | Non-lead
029204 | APT 2 2520 HARRIS AVE |  | Polytube | Yes |  | 2022-08-16 |  | PVC | 1958 | Yes |  | 2022-08-16 |  | Non-lead
029205 | 560 GORDON CIR |  | Polytube | Yes |  | 2023-05-04 |  | PVC | 1981 | Yes |  | 2023-05-04 |  | Non-lead
029206 | 2 JEAN LAFITTE LN |  | Polytube | Yes |  | 2023-01-31 |  | PVC | 1980 | Yes |  | 2023-01-31 |  | Non-lead
029207 | 175 ORLANDO DR |  | Polytube | Yes |  | 2022-06-09 |  | PVC | 1980 | Yes |  | 2022-06-09 |  | Non-lead
029208 | 208 N OCEAN DR |  | Polytube | Yes |  | 2022-10-03 |  | PVC | 1981 | Yes |  | 2022-10-03 |  | Non-lead
029209 | 210 N OCEAN DR |  | Polytube | Yes |  | 2023-02-08 |  | PVC | 1981 | Yes |  | 2023-02-08 |  | Non-lead
029210 | UNIT 09 75500 OVERSEAS HWY |  | Polytube | Yes |  | 2022-07-05 |  | Copper |  | Yes |  | 2022-07-05 |  | Non-lead
029211 | UNIT 08 75500 OVERSEAS HWY |  | Polytube | Yes |  | 2022-07-05 |  | Copper |  | Yes |  | 2022-07-05 |  | Non-lead
029213 | APT B 189 ATLANTIC BLVD |  | Polytube | Yes |  | 2022-06-15 |  | PVC | 1973 | Yes |  | 2022-06-15 |  | Non-lead
029214 | 590 BEACH RD |  | Polytube | Yes |  | 2022-07-20 |  | PVC | 1980 | Yes |  | 2022-07-20 |  | Non-lead
029215 | 125 NAUTILUS DR |  | Polytube | Yes |  | 2022-12-22 |  | PVC | 1980 | Yes |  | 2022-12-22 |  | Non-lead
029216 | 57 JENNY LANE |  | Polytube | Yes |  | 2022-10-19 |  | PVC | 1993 | Yes |  | 2022-10-19 |  | Non-lead
029217 | 163 GARDEN ST |  | Polytube | Yes |  | 2023-02-09 |  | PVC | 1969 | Yes |  | 2023-02-09 |  | Non-lead
029218 | 124 VALJEAN LN |  | Polytube | Yes |  | 2022-07-19 |  | PVC | 1980 | Yes |  | 2022-07-19 |  | Non-lead
029220 | 272 NORMANDY DR |  | Unknown, Non-Lead | Yes |  | 2019-02-15 |  | Unknown, Non-Lead | 1994 | Yes |  | 2019-02-15 |  | Non-lead
029221 | 130 RIDGE ST |  | Copper | Yes |  | 2022-06-10 |  | PVC | 1980 | Yes |  | 2022-06-10 |  | Non-lead
029224 | 877 ELLEN DR |  | Polytube | Yes |  | 2022-08-26 |  | PVC | 1980 | Yes |  | 2022-08-26 |  | Non-lead
029225 | 298 BELMONT LN |  | Unknown, Non-Lead | Yes |  | 2020-08-11 |  | Unknown, Non-Lead | 2020 | Yes |  | 2020-08-11 |  | Non-lead
029226 | 5 MOCKINGBIRD RD |  | Polytube | Yes |  | 2022-10-31 |  | PVC | 1974 | Yes |  | 2022-10-31 |  | Non-lead
029227 | UNIT 07 75500 OVERSEAS HWY |  | Polytube | Yes |  | 2022-09-23 |  | Copper |  | Yes |  | 2022-09-23 |  | Non-lead
029228 | UNIT 06 75500 OVERSEAS HWY |  | Polytube | Yes |  | 2022-09-20 |  | Copper |  | Yes |  | 2022-09-20 |  | Non-lead
029229 | UNIT 05 75500 OVERSEAS HWY |  | Polytube | Yes |  | 2024-09-04 |  | Copper |  | Yes |  | 2024-09-04 |  | Non-lead
029230 | UNIT 04 75500 OVERSEAS HWY |  | Polytube | Yes |  | 2022-07-05 |  | Copper |  | Yes |  | 2022-07-05 |  | Non-lead
029231 | UNIT 03 75500 OVERSEAS HWY |  | Polytube | Yes |  | 2022-07-05 |  | Copper |  | Yes |  | 2022-07-05 |  | Non-lead
029232 | UNIT 02 75500 OVERSEAS HWY |  | Polytube | Yes |  | 2022-07-05 |  | Copper |  | Yes |  | 2022-07-05 |  | Non-lead
029233 | UNIT 01 75500 OVERSEAS HWY |  | Polytube | Yes |  | 2022-07-05 |  | Copper |  | Yes |  | 2022-07-05 |  | Non-lead
029234 | 145 MILANO DR |  | Polytube | Yes |  | 2022-06-10 |  | PVC | 1971 | Yes |  | 2022-06-10 |  | Non-lead
029235 | 162 ORLANDO DR |  | Polytube | Yes |  | 2022-07-01 |  | PVC | 1980 | Yes |  | 2022-07-01 |  | Non-lead
029236 | 9 S COCO PLUM RD |  | Polytube | Yes |  | 2023-02-01 |  | PVC | 1976 | Yes |  | 2023-02-01 |  | Non-lead
029237 | 154 DOVE CREEK DR |  | Polytube | Yes |  | 2022-07-19 |  | PVC | 1979 | Yes |  | 2022-07-19 |  | Non-lead
029238 | 158 DOVE CRK DR |  | Polytube | Yes |  | 2022-07-19 |  | PVC | 1981 | Yes |  | 2022-07-19 |  | Non-lead
029240 | 153 NORMANDY DR |  | Unknown, Non-Lead | Yes |  | 2024-03-27 |  | Unknown, Non-Lead | 1993 | Yes |  | 2024-03-27 |  | Non-lead
029241 | 168 PLANTATION AVE |  | Polytube | Yes |  | 2022-06-09 |  | PVC | 1981 | Yes |  | 2022-06-09 |  | Non-lead
029242 | 157 CORAL AVE |  | Polytube | Yes |  | 2022-06-13 |  | PVC | 1982 | Yes |  | 2022-06-13 |  | Non-lead
029243 | 311 NORTH DR |  | Polytube | Yes |  | 2022-06-10 |  | PVC | 1981 | Yes |  | 2022-06-10 |  | Non-lead
029244 | 30 SUNSET RD |  | Polytube | Yes |  | 2022-07-21 |  | PVC | 1981 | Yes |  | 2022-07-21 |  | Non-lead
029245 | 859 ELLEN DR |  | Polytube | Yes |  | 2023-08-16 |  | PVC | 1980 | Yes |  | 2023-08-16 |  | Non-lead
029246 | 48 BOWIE LN |  | Polytube | Yes |  | 2024-06-10 |  | PVC | 1972 | Yes |  | 2024-06-10 |  | Non-lead
029247 | 113 SOUTH DR |  | Polytube | Yes |  | 2022-06-10 |  | PVC | 1984 | Yes |  | 2022-06-10 |  | Non-lead
029248 | 267 JASMINE ST |  | Polytube | Yes |  | 2022-06-16 |  | Copper | 1981 | Yes |  | 2022-06-16 |  | Non-lead
029251 | 132 VALJEAN LANE |  | Polytube | Yes |  | 2022-07-19 |  | PVC | 1980 | Yes |  | 2022-07-19 |  | Non-lead
029252 | 158 BURGUNDY DR |  | Polytube | Yes |  | 2024-07-29 |  | PVC | 1979 | Yes |  | 2024-07-29 |  | Non-lead
029253 | 339 LAGUNA AVE |  | Polytube | Yes |  | 2022-07-07 |  | PVC | 1981 | Yes |  | 2022-07-07 |  | Non-lead
029254 | 1509 AQUEDUCT LN |  | Polytube | Yes |  | 2023-05-04 |  | PVC | 1980 | Yes |  | 2023-05-04 |  | Non-lead
029255 | 114 N COCONUT PALM BLVD |  | Polytube | Yes |  | 2022-06-14 |  | PVC | 1980 | Yes |  | 2022-06-14 |  | Non-lead
029257 | 151 S ROLLING HILL RD |  | Polytube | Yes |  | 2022-06-08 |  | PVC | 1982 | Yes |  | 2022-06-08 |  | Non-lead
029258 | 52 SCHOONER BAY RD |  | Polytube | Yes |  | 2023-07-19 |  | PVC | 1980 | Yes |  | 2023-07-19 |  | Non-lead
029259 | 852 NARRAGANSETT LN |  | Unknown, Non-Lead | Yes |  | 2021-01-08 |  | Unknown, Non-Lead | 2019 | Yes |  | 2021-01-08 |  | Non-lead
029260 | 176 LAPALOMA RD |  | Polytube | Yes |  | 2022-07-27 |  | PVC | 1980 | Yes |  | 2022-07-27 |  | Non-lead
029261 | 176 BOUGANVILLA ST |  | Polytube | Yes |  | 2022-06-15 |  | PVC | 1980 | Yes |  | 2022-06-15 |  | Non-lead
029262 | 16 SHORELAND DR |  | Polytube | Yes |  | 2022-10-27 |  | PVC | 1980 | Yes |  | 2022-10-27 |  | Non-lead
029263 | 74560 OVERSEAS HWY |  | Polytube | Yes |  | 2022-07-05 |  | PVC | 1983 | Yes |  | 2022-07-05 |  | Non-lead
029264 | 100 SEVERINO DR |  | Polytube | Yes |  | 2022-06-10 |  | PVC | 1980 | Yes |  | 2022-06-10 |  | Non-lead
029265 | MM 102 102411 OVERSEAS HWY |  | Polytube | Yes |  | 2023-02-08 |  | PVC | 1980 | Yes |  | 2023-02-08 |  | Non-lead
029266 | 399 LAGUNA APT A AVE |  | Unknown, Non-Lead | Yes |  | 2023-09-05 |  | Unknown, Non-Lead | 2013 | Yes |  | 2023-09-05 |  | Non-lead
029268 | 137 PLANTATION SHORES DR |  | Polytube | Yes |  | 2022-06-10 |  | PVC | 1980 | Yes |  | 2022-06-10 |  | Non-lead
029269 | 141 PLANTATION SHRS DR |  | Polytube | Yes |  | 2024-04-05 |  | PVC | 1980 | Yes |  | 2024-04-05 |  | Non-lead
029270 | APT 3 101 BUTTONWOOD LN |  | Polytube | Yes |  | 2022-06-27 |  | PVC | 1984 | Yes |  | 2022-06-27 |  | Non-lead
029271 | 586 BONITA AVE |  | Polytube | Yes |  | 2022-10-24 |  | PVC | 1980 | Yes |  | 2022-10-24 |  | Non-lead
029272 | 112 4TH LN |  | Polytube | Yes |  | 2023-02-08 |  | PVC | 1982 | Yes |  | 2023-02-08 |  | Non-lead
029275 | 105 BURGUNDY DR |  | Polytube | Yes |  | 2023-02-09 |  | PVC | 1976 | Yes |  | 2023-02-09 |  | Non-lead
029276 | 25 NORTH DR |  | Polytube | Yes |  | 2024-06-04 |  | PVC | 1979 | Yes |  | 2024-06-04 |  | Non-lead
029277 | 300 ST THOMAS AVE |  | Polytube | Yes |  | 2023-02-02 |  | PVC | 1980 | Yes |  | 2023-02-02 |  | Non-lead
029278 | 171 HOOD AVE |  | Unknown, Non-Lead | Yes |  | 2022-03-21 |  | Unknown, Non-Lead | 2003 | Yes |  | 2022-03-21 |  | Non-lead
029280 | 986 SHAW DR |  | Polytube | Yes |  | 2023-02-08 |  | PVC | 1982 | Yes |  | 2023-02-08 |  | Non-lead
029281 | 113 LESERRA LN |  | Polytube | Yes |  | 2022-07-05 |  | PVC | 1980 | Yes |  | 2022-07-05 |  | Non-lead
029283 | 208 S COCONUT PALM BLVD |  | Polytube | Yes |  | 2022-06-14 |  | PVC | 1971 | Yes |  | 2022-06-14 |  | Non-lead
029284 | 128 OCEAN DR |  | Polytube | Yes |  | 2022-06-14 |  | PVC | 1980 | Yes |  | 2022-06-14 |  | Non-lead
029285 | 150 N ROLLING HILL RD |  | Polytube | Yes |  | 2022-06-15 |  | PVC | 1981 | Yes |  | 2022-06-15 |  | Non-lead
029286 | 377 BAHIA AVE |  | Polytube | Yes |  | 2022-07-07 |  | PVC | 1981 | Yes |  | 2022-07-07 |  | Non-lead
029287 | 904 S SILVER CR |  | Polytube | Yes |  | 2023-02-02 |  | PVC | 1980 | Yes |  | 2023-02-02 |  | Non-lead
029288 | L9 908 S SILVER CIRCLE |  | Polytube | Yes |  | 2024-08-14 |  | PVC | 1980 | Yes |  | 2024-08-14 |  | Non-lead
029289 | 912 S SILVER CR |  | PVC | Yes |  | 2023-11-30 |  | PVC | 1979 | Yes |  | 2023-11-30 |  | Non-lead
029290 | 224 S AIRPORT RD |  | Polytube | Yes |  | 2022-05-12 |  | PVC | 2013 | Yes |  | 2022-05-12 |  | Non-lead
029291 | 199 FONTAINE DR |  | Unknown, Non-Lead | Yes |  | 2019-07-09 |  | Unknown, Non-Lead | 2020 | Yes |  | 2019-07-09 |  | Non-lead
029292 | 116 RIVIERA DR |  | Polytube | Yes |  | 2022-06-10 |  | PVC | 1980 | Yes |  | 2022-06-10 |  | Non-lead
029293 | 168 LORELANE PL |  | Unknown, Non-Lead | Yes |  | 2018-12-03 |  | PVC | 2021 | Yes |  | 2018-12-03 |  | Non-lead
029294 | 209 PALM AVE |  | Polytube | Yes |  | 2023-05-04 |  | PVC | 1980 | Yes |  | 2023-05-04 |  | Non-lead
029295 | 20 SNAPPER AVE |  | Polytube | Yes |  | 2024-04-04 |  | PVC | 1980 | Yes |  | 2024-04-04 |  | Non-lead
029296 | 64 N BLACKWATER LN |  | Unknown | Yes |  | 2024-06-20 |  | Unknown | 1980 | Yes |  | 2024-06-20 |  | Lead Status Unknown
029297 | 216 SOUTH AIRPORT RD |  | Polytube | Yes |  | 2022-05-12 |  | PVC | 1981 | Yes |  | 2022-05-12 |  | Non-lead
029298 | 220 S AIRPORT RD |  | Polytube | Yes |  | 2022-06-14 |  | PVC | 1981 | Yes |  | 2022-06-14 |  | Non-lead
029299 | 144 S HAMMOCK RD |  | Polytube | Yes |  | 2022-06-23 |  | PVC | 1980 | Yes |  | 2022-06-23 |  | Non-lead
029300 | APT 4 68020 OVERSEAS HWY |  | Polytube | Yes |  | 2022-06-27 |  | PVC | 1982 | Yes |  | 2022-06-27 |  | Non-lead
029301 | 928 S SILVER CIRCLE |  | Polytube | Yes |  | 2023-02-02 |  | PVC | 1980 | Yes |  | 2023-02-02 |  | Non-lead
029302 | 178 BAYVIEW DR |  | Polytube | Yes |  | 2022-06-28 |  | PVC | 1981 | Yes |  | 2022-06-28 |  | Non-lead
029303 | 202 CIDY RD |  | Polytube | Yes |  | 2022-05-17 |  | PVC | 1985 | Yes |  | 2022-05-17 |  | Non-lead
029304 | UNIT 1 101 BUTTONWOOD LN |  | Polytube | Yes |  | 2022-06-27 |  | PVC | 1984 | Yes |  | 2022-06-27 |  | Non-lead
029305 | 63 E CAHILL CT |  | Polytube | Yes |  | 2024-08-23 |  | PVC | 1990 | Yes |  | 2024-08-23 |  | Non-lead
029306 | 3640 FOX ST |  | Polytube | Yes |  | 2023-01-11 |  | PVC | 1980 | Yes |  | 2023-01-11 |  | Non-lead
029307 | UNIT 314 3312 NORTHSIDE DR |  | Copper | Yes |  | 2022-06-08 |  | Copper | 1980 | Yes |  | 2022-06-08 |  | Non-lead
029308 | 29023 PINE SOUTHSIDE A AVE |  | Polytube | Yes |  | 2022-06-24 |  | PVC | 1981 | Yes |  | 2022-06-24 |  | Non-lead
029309 | 29023 PINE AVE |  | Polytube | Yes |  | 2022-12-15 |  | PVC | 1981 | Yes |  | 2022-12-15 |  | Non-lead
029310 | 122 E CAHILL CT |  | Polytube | Yes |  | 2023-09-25 |  | PVC | 1981 | Yes |  | 2023-09-25 |  | Non-lead
029311 | 22979 GASPARILLA LN |  | Polytube | Yes |  | 2022-11-07 |  | PVC | 1980 | Yes |  | 2022-11-07 |  | Non-lead
029312 | 3827 DYER RD |  | Polytube | Yes |  | 2024-09-20 |  | PVC | 1981 | Yes |  | 2024-09-20 |  | Non-lead
029313 | 518 PALM DR |  | Unknown, Non-Lead | Yes |  | 2018-09-14 |  | Unknown, Non-Lead | 2014 | Yes |  | 2018-09-14 |  | Non-lead
029314 | UNIT 213 3312 NORTHSIDE DR |  | Copper | Yes |  | 2022-06-08 |  | Copper | 1980 | Yes |  | 2022-06-08 |  | Non-lead
029315 | UNIT 312 3312 NORTHSIDE DR |  | Copper | Yes |  | 2022-06-08 |  | Copper | 1980 | Yes |  | 2022-06-08 |  | Non-lead
029316 | 30323 WARBLER LANE |  | Polytube | Yes |  | 2019-10-15 |  | PVC | 1981 | Yes |  | 2019-10-15 |  | Non-lead
029317 | 17179 BONEFISH LN W |  | Polytube | Yes |  | 2022-04-28 |  | PVC | 1979 | Yes |  | 2022-04-28 |  | Non-lead
029318 | UNIT 309 3312 NORTHSIDE DR |  | Copper | Yes |  | 2022-06-08 |  | Copper | 1980 | Yes |  | 2022-06-08 |  | Non-lead
029319 | 223 B AVE |  | Unknown | Yes |  | 2023-05-04 |  | Unknown | 1978 | Yes |  | 2023-05-04 |  | Lead Status Unknown
029320 | 190 VENUS LN |  | Polytube | Yes |  | 2022-09-26 |  | PVC | 1986 | Yes |  | 2022-09-26 |  | Non-lead
029321 | 4 DIAMOND DR |  | Polytube | Yes |  | 2022-08-17 |  | Copper | 1982 | Yes |  | 2022-08-17 |  | Non-lead
029322 | UNIT 609 3312 NORTHSIDE DR |  | Copper | Yes |  | 2024-04-29 |  | Copper | 1980 | Yes |  | 2024-04-29 |  | Non-lead
029323 | 21423 OVERSEAS HWY |  | Polytube | Yes |  | 2022-12-29 |  | Polytube | 1980 | Yes |  | 2022-12-29 |  | Non-lead
029324 | UNIT 604 3312 NORTHSIDE DR |  | Copper | Yes |  | 2023-10-25 |  | Copper | 1980 | Yes |  | 2023-10-25 |  | Non-lead
029325 | UNIT 703 3312 NORTHSIDE DR |  | Copper | Yes |  | 2024-07-01 |  | Copper | 1980 | Yes |  | 2024-07-01 |  | Non-lead
029326 | UNIT 501 3312 NORTHSIDE DR |  | Copper | Yes |  | 2022-06-08 |  | Copper | 1980 | Yes |  | 2022-06-08 |  | Non-lead
029327 | 519 PARK DR |  | Polytube | Yes |  | 2022-07-06 |  | PVC | 1985 | Yes |  | 2022-07-06 |  | Non-lead
029328 | 28563 CAPT KIDD RD |  | Polytube | Yes |  | 2023-01-26 |  | PVC | 1980 | Yes |  | 2023-01-26 |  | Non-lead
029329 | 28593 CAPT KIDD RD |  | Unknown, Non-Lead | Yes |  | 2023-01-26 |  | Unknown, Non-Lead | 2008 | Yes |  | 2023-01-26 |  | Non-lead
029330 | UNIT 310 3312 NORTHSIDE DR |  | Copper | Yes |  | 2022-06-08 |  | Copper | 1980 | Yes |  | 2022-06-08 |  | Non-lead
029331 | UNIT 315 3312 NORTHSIDE DR |  | Copper | Yes |  | 2022-06-08 |  | Copper | 1980 | Yes |  | 2022-06-08 |  | Non-lead
029332 | UNIT 311 3312 NORTHSIDE DR |  | Copper | Yes |  | 2022-06-08 |  | Copper | 1980 | Yes |  | 2022-06-08 |  | Non-lead
029333 | UNIT 611 3312 NORTHSIDE DR |  | Copper | Yes |  | 2022-06-08 |  | Copper | 1980 | Yes |  | 2022-06-08 |  | Non-lead
029334 | UNIT 511 3312 NORTHSIDE DR |  | Copper | Yes |  | 2022-06-08 |  | Copper | 1980 | Yes |  | 2022-06-08 |  | Non-lead
029335 | 30816 ORTEGA LANE |  | Polytube | Yes |  | 2022-11-17 |  | PVC | 1980 | Yes |  | 2022-11-17 |  | Non-lead
029336 | 22534 LA FITTE RD |  | Polytube | Yes |  | 2022-11-09 |  | PVC | 1982 | Yes |  | 2022-11-09 |  | Non-lead
029337 | 23 SAPPHIRE DR |  | Polytube | Yes |  | 2022-07-01 |  | PVC | 1982 | Yes |  | 2022-07-01 |  | Non-lead
029338 | 27334 BARBUDA LN |  | Polytube | Yes |  | 2022-10-13 |  | PVC | 1981 | Yes |  | 2022-10-13 |  | Non-lead
029339 | 29009 GERANIUM ST |  | Polytube | Yes |  | 2023-08-24 |  | PVC | 1980 | Yes |  | 2023-08-24 |  | Non-lead
029341 | UNIT 708 3312 NORTHSIDE DR |  | Copper | Yes |  | 2022-06-08 |  | Copper | 1980 | Yes |  | 2022-06-08 |  | Non-lead
029342 | 676 SPANISH MAIN DR |  | Unknown, Non-Lead | Yes |  | 2019-01-08 |  | Unknown, Non-Lead | 1999 | Yes |  | 2019-01-08 |  | Non-lead
029343 | UNIT 416 3312 NORTHSIDE DR |  | Copper | Yes |  | 2022-06-08 |  | Copper | 1980 | Yes |  | 2022-06-08 |  | Non-lead
029344 | UNIT 215 3312 NORTHSIDE DR |  | Copper | Yes |  | 2022-06-08 |  | Copper | 1980 | Yes |  | 2022-06-08 |  | Non-lead
029345 | UNIT 404 3312 NORTHSIDE DR |  | Copper | Yes |  | 2022-06-08 |  | Copper | 1980 | Yes |  | 2022-06-08 |  | Non-lead
029346 | 28542 MARACAIBO RD |  | Polytube | Yes |  | 2023-01-23 |  | PVC | 1980 | Yes |  | 2023-01-23 |  | Non-lead
029347 | APT 4 713 ELIZABETH ST |  | Polytube | Yes |  | 2023-01-03 |  | PVC | 1938 | Yes |  | 2023-01-03 |  | Non-lead
029348 | 266 MARS LN |  | Polytube | Yes |  | 2022-09-26 |  | PVC | 1978 | Yes |  | 2022-09-26 |  | Non-lead
029349 | UNIT 209 3312 NORTHSIDE DR |  | Copper | Yes |  | 2022-06-08 |  | Copper | 1980 | Yes |  | 2022-06-08 |  | Non-lead
029352 | UNIT 411 3312 NORTHSIDE DR |  | Copper | Yes |  | 2022-06-08 |  | Copper | 1980 | Yes |  | 2022-06-08 |  | Non-lead
029353 | 29154 GUAVA LANE |  | Polytube | Yes |  | 2022-12-14 |  | PVC | 1980 | Yes |  | 2022-12-14 |  | Non-lead
029354 | 689 POWELL AVE |  | Polytube | Yes |  | 2024-09-19 |  | PVC | 1980 | Yes |  | 2024-09-19 |  | Non-lead
029355 | 304 PISCES LN |  | Unknown, Non-Lead | Yes |  | 2019-09-30 |  | Unknown, Non-Lead | 1999 | Yes |  | 2019-09-30 |  | Non-lead
029356 | 36 BLUEWATER DR |  | Unknown, Non-Lead | Yes |  | 2021-01-15 |  | Unknown, Non-Lead | 2014 | Yes |  | 2021-01-15 |  | Non-lead
029357 | UNIT 105 3312 NORTHSIDE DR |  | Copper | Yes |  | 2022-09-21 |  | Copper | 1980 | Yes |  | 2022-09-21 |  | Non-lead
029358 | UNIT 503 3312 NORTHSIDE DR |  | Copper | Yes |  | 2022-06-08 |  | Copper | 1980 | Yes |  | 2022-06-08 |  | Non-lead
029359 | UNIT 204 3312 NORTHSIDE DR |  | Copper | Yes |  | 2022-06-08 |  | Copper | 1980 | Yes |  | 2022-06-08 |  | Non-lead
029360 | UNIT 502 3312 NORTHSIDE DR |  | Copper | Yes |  | 2022-06-08 |  | Copper | 1980 | Yes |  | 2022-06-08 |  | Non-lead
029361 | UNIT 201 3312 NORTHSIDE DR |  | Copper | Yes |  | 2022-06-08 |  | Copper | 1980 | Yes |  | 2022-06-08 |  | Non-lead
029362 | 29162 GUAVA (201-C) LANE |  | Polytube | Yes |  | 2022-12-14 |  | PVC | 1981 | Yes |  | 2022-12-14 |  | Non-lead
029363 | 29112 POINSETTIA LANE |  | Polytube | Yes |  | 2023-01-10 |  | PVC | 1980 | Yes |  | 2023-01-10 |  | Non-lead
029366 | 1049 GULF DR |  | Polytube | Yes |  | 2023-04-25 |  | PVC | 1975 | Yes |  | 2023-04-25 |  | Non-lead
029367 | UNIT 304 3312 NORTHSIDE DR |  | Copper | Yes |  | 2022-06-08 |  | Copper | 1980 | Yes |  | 2022-06-08 |  | Non-lead
029368 | 22727 JOLLY ROGER DR |  | Unknown, Non-Lead | Yes |  | 2024-01-30 |  | Unknown, Non-Lead | 2001 | Yes |  | 2024-01-30 |  | Non-lead
029369 | 506 SOUTHARD ST |  | Polytube | Yes |  | 2022-07-20 |  | PVC | 1976 | Yes |  | 2022-07-20 |  | Non-lead
029370 | 16 W CYPRESS TERR |  | Polytube | Yes |  | 2022-11-07 |  | PVC | 1982 | Yes |  | 2022-11-07 |  | Non-lead
029371 | 905 TRINITY DR |  | Polytube | Yes |  | 2022-08-15 |  | PVC | 1969 | Yes |  | 2022-08-15 |  | Non-lead
029372 | UNIT 613 3312 NORTHSIDE DR |  | Copper | Yes |  | 2022-06-08 |  | Copper | 1980 | Yes |  | 2022-06-08 |  | Non-lead
029373 | UNIT 505 3312 NORTHSIDE DR |  | Copper | Yes |  | 2022-06-08 |  | Copper | 1980 | Yes |  | 2022-06-08 |  | Non-lead
029374 | UNIT 401 3312 NORTHSIDE DR |  | Copper | Yes |  | 2022-06-08 |  | Copper | 1980 | Yes |  | 2022-06-08 |  | Non-lead
029375 | UNIT 114 3312 NORTHSIDE DR |  | Copper | Yes |  | 2022-06-08 |  | Copper | 1980 | Yes |  | 2022-06-08 |  | Non-lead
029376 | 3818 DYER RD |  | Polytube | Yes |  | 2023-01-11 |  | PVC | 1980 | Yes |  | 2023-01-11 |  | Non-lead
029377 | UNIT 410 3312 NORTHSIDE DR |  | Copper | Yes |  | 2022-06-08 |  | Copper | 1980 | Yes |  | 2022-06-08 |  | Non-lead
029378 | UNIT 107 3312 NORTHSIDE DR |  | Copper | Yes |  | 2024-09-24 |  | Copper | 1980 | Yes |  | 2024-09-24 |  | Non-lead
029379 | 781 SUGARLOAF BLVD |  | Polytube | Yes |  | 2024-05-31 |  | PVC |  | Yes |  | 2024-05-31 |  | Non-lead
029380 | UNIT 203 3312 NORTHSIDE DR |  | Copper | Yes |  | 2022-06-08 |  | Copper | 1980 | Yes |  | 2022-06-08 |  | Non-lead
029381 | 31431 A AVE |  | Polytube | Yes |  | 2024-01-03 |  | PVC | 1981 | Yes |  | 2024-01-03 |  | Non-lead
029382 | UNIT 612 3312 NORTHSIDE DR |  | Copper | Yes |  | 2023-07-17 |  | Copper | 1980 | Yes |  | 2023-07-17 |  | Non-lead
029383 | 29025 GERANIUM DR |  | Polytube | Yes |  | 2023-01-10 |  | PVC | 1985 | Yes |  | 2023-01-10 |  | Non-lead
029384 | 30917 MERCEDES RD |  | Polytube | Yes |  | 2024-07-19 |  | PVC | 1964 | Yes |  | 2024-07-19 |  | Non-lead
029385 | 344 BOUNDARY LN |  | Unknown, Non-Lead | Yes |  | 2022-04-27 |  | Unknown, Non-Lead | 2018 | Yes |  | 2022-04-27 |  | Non-lead
029386 | 172 GALLEON LN |  | Polytube | Yes |  | 2023-06-21 |  | PVC | 1980 | Yes |  | 2023-06-21 |  | Non-lead
029387 | UNIT 111 3312 NORTHSIDE DR |  | Copper | Yes |  | 2022-06-08 |  | Copper | 1980 | Yes |  | 2022-06-08 |  | Non-lead
029388 | 24643 PARK (AKA:23 A) DR |  | Polytube | Yes |  | 2023-04-25 |  | PVC | 1987 | Yes |  | 2023-04-25 |  | Non-lead
029389 | 720 GEORGIA ST |  | Polytube | Yes |  | 2022-09-22 |  | PVC | 1924 | Yes |  | 2022-09-22 |  | Non-lead
029390 | 3730 DRIFTWOOD ST |  | Polytube | Yes |  | 2023-08-25 |  | PVC | 1983 | Yes |  | 2023-08-25 |  | Non-lead
029391 | UNIT 513 3312 NORTHSIDE DR |  | Copper | Yes |  | 2022-07-29 |  | Copper | 1980 | Yes |  | 2022-07-29 |  | Non-lead
029392 | UNIT 712 3312 NORTHSIDE DR |  | Copper | Yes |  | 2022-06-08 |  | Copper | 1980 | Yes |  | 2022-06-08 |  | Non-lead
029393 | 205 SHORE AVE |  | Polytube | Yes |  | 2023-07-05 |  | PVC | 1980 | Yes |  | 2023-07-05 |  | Non-lead
029394 | 3434 RIVIERA DR |  | Polytube | Yes |  | 2022-06-01 |  | PVC | 1980 | Yes |  | 2022-06-01 |  | Non-lead
029395 | 4 EMERALD DR |  | Polytube | Yes |  | 2022-08-31 |  | PVC | 1981 | Yes |  | 2022-08-31 |  | Non-lead
029396 | L15&16 15 CORMORANT LN |  | Polytube | Yes |  | 2022-09-23 |  | PVC | 1980 | Yes |  | 2022-09-23 |  | Non-lead
029399 | 3 W CYPRESS TERR |  | Polytube | Yes |  | 2022-05-06 |  | PVC | 1980 | Yes |  | 2022-05-06 |  | Non-lead
029400 | 3952 MARY RD |  | Polytube | Yes |  | 2023-01-12 |  | PVC | 1986 | Yes |  | 2023-01-12 |  | Non-lead
029401 | APT 6 20 STIRRUP KEY RD |  | Polytube | Yes |  | 2024-07-02 |  | PVC | 1979 | Yes |  | 2024-07-02 |  | Non-lead
029402 | APT C 58744 OVERSEAS HWY |  | Polytube | Yes |  | 2024-05-17 |  | PVC | 1988 | Yes |  | 2024-05-17 |  | Non-lead
029403 | 23 STIRRUP KEY RD |  | Polytube | Yes |  | 2024-05-23 |  | PVC | 1980 | Yes |  | 2024-05-23 |  | Non-lead
029404 | 59771 OVERSEAS HWY |  | Copper | Yes |  | 2022-10-22 |  | PVC | 1973 | Yes |  | 2022-10-22 |  | Non-lead
029405 | 690 10TH ST |  | Polytube | Yes |  | 2022-10-22 |  | Polytube | 1979 | Yes |  | 2022-10-22 |  | Non-lead
029406 | 680 10TH ST |  | Polytube | Yes |  | 2023-11-08 |  | PVC | 1979 | Yes |  | 2023-11-08 |  | Non-lead
029407 | 253 W SEAVIEW CIR |  | Polytube | Yes |  | 2022-10-22 |  | PVC | 1980 | Yes |  | 2022-10-22 |  | Non-lead
029408 | 437 HARBOR DR |  | Polytube | Yes |  | 2023-10-04 |  | PVC | 1981 | Yes |  | 2023-10-04 |  | Non-lead
029410 | 224 ANGLERS SOUTH DR |  | Polytube | Yes |  | 2022-06-30 |  | PVC | 1980 | Yes |  | 2022-06-30 |  | Non-lead
029411 | 1136 CALLE ENSENADA |  | Polytube | Yes |  | 2024-08-15 |  | PVC | 1982 | Yes |  | 2024-08-15 |  | Non-lead
029412 | 57547 GIBSON ST |  | Polytube | Yes |  | 2022-10-22 |  | PVC | 1971 | Yes |  | 2022-10-22 |  | Non-lead
029414 | GULF 210 120TH ST |  | Polytube | Yes |  | 2023-08-30 |  | PVC | 1980 | Yes |  | 2023-08-30 |  | Non-lead
029415 | 750 10TH ST |  | Polytube | Yes |  | 2022-10-22 |  | PVC | 1980 | Yes |  | 2022-10-22 |  | Non-lead
029416 | 740 10TH ST |  | Polytube | Yes |  | 2023-08-09 |  | PVC | 1980 | Yes |  | 2023-08-09 |  | Non-lead
029417 | 1999 GROUPER DRIVE |  | Polytube | Yes |  | 2023-01-24 |  | PVC | 1973 | Yes |  | 2023-01-24 |  | Non-lead
029418 | 57538 BAILEY ST |  | Polytube | Yes |  | 2022-10-22 |  | PVC | 1981 | Yes |  | 2022-10-22 |  | Non-lead
029419 | 57528 BAILEY ST |  | Polytube | Yes |  | 2022-10-22 |  | PVC | 1981 | Yes |  | 2022-10-22 |  | Non-lead
029420 | 256 W SEAVIEW DR |  | Polytube | Yes |  | 2022-10-22 |  | PVC | 1981 | Yes |  | 2022-10-22 |  | Non-lead
029421 | 29038 MARIGOLD DR |  | Polytube | Yes |  | 2023-05-19 |  | PVC | 1981 | Yes |  | 2023-05-19 |  | Non-lead
029422 | UNIT 711 3312 NORTHSIDE DR |  | Copper | Yes |  | 2022-06-08 |  | Copper | 1980 | Yes |  | 2022-06-08 |  | Non-lead
029423 | 13 BIRCHWOOD DR |  | Unknown, Non-Lead | Yes |  | 2022-05-06 |  | Unknown, Non-Lead | 2016 | Yes |  | 2022-05-06 |  | Non-lead
029424 | 29068 BEGONIA DR |  | Polytube | Yes |  | 2022-12-21 |  | PVC | 1981 | Yes |  | 2022-12-21 |  | Non-lead
029425 | UNIT 601 3312 NORTHSIDE DR |  | Copper | Yes |  | 2022-06-08 |  | Copper | 1980 | Yes |  | 2022-06-08 |  | Non-lead
029426 | UNIT 302 3312 NORTHSIDE DR |  | Copper | Yes |  | 2022-06-08 |  | Copper | 1980 | Yes |  | 2022-06-08 |  | Non-lead
029427 | UNIT 415 3312 NORTHSIDE DR |  | Copper | Yes |  | 2022-06-08 |  | Copper | 1980 | Yes |  | 2022-06-08 |  | Non-lead
029428 | UNIT 113 3312 NORTHSIDE DR |  | Copper | Yes |  | 2022-06-08 |  | Copper | 1980 | Yes |  | 2022-06-08 |  | Non-lead
029429 | UNIT 108 3312 NORTHSIDE DR |  | Copper | Yes |  | 2022-06-08 |  | Copper | 1980 | Yes |  | 2022-06-08 |  | Non-lead
029430 | UNIT 608 3312 NORTHSIDE DR |  | Copper | Yes |  | 2022-06-08 |  | Copper | 1980 | Yes |  | 2022-06-08 |  | Non-lead
029431 | UNIT 707 3312 NORTHSIDE DR |  | Copper | Yes |  | 2023-10-25 |  | Copper | 1980 | Yes |  | 2023-10-25 |  | Non-lead
029432 | UNIT 705 3312 NORTHSIDE DR |  | Copper | Yes |  | 2023-05-02 |  | Copper | 1980 | Yes |  | 2023-05-02 |  | Non-lead
029433 | UNIT 112 3312 NORTHSIDE DR |  | Copper | Yes |  | 2022-06-08 |  | Copper | 1980 | Yes |  | 2022-06-08 |  | Non-lead
029434 | UNIT 306 3312 NORTHSIDE DR |  | Copper | Yes |  | 2022-06-08 |  | Copper | 1980 | Yes |  | 2022-06-08 |  | Non-lead
029435 | STE 1 1277 1ST ST |  | Polytube | Yes |  | 2023-04-26 |  | PVC | 1958 | Yes |  | 2023-04-26 |  | Non-lead
029436 | UNIT 409 3312 NORTHSIDE DR |  | Copper | Yes |  | 2022-06-08 |  | Copper | 1980 | Yes |  | 2022-06-08 |  | Non-lead
029437 | APT A 524 ROSE LN |  | Polytube | Yes |  | 2022-10-06 |  | PVC | 1923 | Yes |  | 2022-10-06 |  | Non-lead
029438 | UNIT 316 3312 NORTHSIDE DR |  | Copper | Yes |  | 2023-11-08 |  | Copper | 1980 | Yes |  | 2023-11-08 |  | Non-lead
029439 | UNIT 507 3312 NORTHSIDE DR |  | Copper | Yes |  | 2022-06-08 |  | Copper | 1980 | Yes |  | 2022-06-08 |  | Non-lead
029440 | 27448 HAITI LN |  | Polytube | Yes |  | 2024-09-05 |  | PVC | 1980 | Yes |  | 2024-09-05 |  | Non-lead
029441 | 161 KEY HAVEN RD |  | Polytube | Yes |  | 2024-06-28 |  | PVC | 1980 | Yes |  | 2024-06-28 |  | Non-lead
029442 | 27942 LEEWARD RD |  | Unknown, Non-Lead | Yes |  | 2020-01-14 |  | Unknown, Non-Lead | 1988 | Yes |  | 2020-01-14 |  | Non-lead
029443 | UNIT 405 3312 NORTHSIDE DR |  | Copper | Yes |  | 2023-09-20 |  | Copper | 1980 | Yes |  | 2023-09-20 |  | Non-lead
029444 | APT REAR 1123 WHITEHEAD ST |  | Polytube | Yes |  | 2022-07-05 |  | PVC | 1928 | Yes |  | 2022-07-05 |  | Non-lead
029445 | 20949 W 5TH AVE |  | Polytube | Yes |  | 2022-10-31 |  | PVC | 1981 | Yes |  | 2022-10-31 |  | Non-lead
029447 | 500 DUVAL ST |  | Unknown | Yes |  | 2022-11-30 |  | PVC | 1938 | Yes |  | 2022-11-30 |  | Lead Status Unknown
029449 | 643 BLACKBEARD RD |  | Polytube | Yes |  | 2023-01-23 |  | PVC | 1980 | Yes |  | 2023-01-23 |  | Non-lead
029450 | UNIT 307 3312 NORTHSIDE DR |  | Copper | Yes |  | 2022-08-04 |  | Copper | 1980 | Yes |  | 2022-08-04 |  | Non-lead
029451 | UNIT 704 3312 NORTHSIDE DR |  | Copper | Yes |  | 2022-06-08 |  | Copper | 1980 | Yes |  | 2022-06-08 |  | Non-lead
029452 | 28551 BUCCANEER RD |  | Polytube | Yes |  | 2023-01-24 |  | PVC | 1976 | Yes |  | 2023-01-24 |  | Non-lead
029453 | 626 EAST SHORE DR |  | Polytube | Yes |  | 2023-04-25 |  | PVC | 1981 | Yes |  | 2023-04-25 |  | Non-lead
029454 | 636 E SHORES DR |  | Polytube | Yes |  | 2023-04-25 |  | PVC | 1981 | Yes |  | 2023-04-25 |  | Non-lead
029455 | 646 E SHORE SUMMERLAND DR |  | Polytube | Yes |  | 2024-07-26 |  | PVC | 1981 | Yes |  | 2024-07-26 |  | Non-lead
029456 | UNIT 413 3312 NORTHSIDE DR |  | Copper | Yes |  | 2024-08-15 |  | Copper | 1980 | Yes |  | 2024-08-15 |  | Non-lead
029457 | UNIT 402 3312 NORTHSIDE DR |  | Copper | Yes |  | 2024-05-24 |  | Copper | 1980 | Yes |  | 2024-05-24 |  | Non-lead
029458 | 217 VENUS LN |  | Polytube | Yes |  | 2022-09-26 |  | PVC | 1979 | Yes |  | 2022-09-26 |  | Non-lead
029459 | UNIT 615 3312 NORTHSIDE DR |  | Copper | Yes |  | 2023-07-19 |  | Copper | 1980 | Yes |  | 2023-07-19 |  | Non-lead
029460 | 3984 EUGENE RD |  | Polytube | Yes |  | 2023-01-12 |  | PVC | 1980 | Yes |  | 2023-01-12 |  | Non-lead
029461 | 629 POWELL AVE |  | Polytube | Yes |  | 2023-07-26 |  | PVC | 1982 | Yes |  | 2023-07-26 |  | Non-lead
029462 | D17 10TH AVE |  | Polytube | Yes |  | 2024-08-29 |  | PVC | 2021 | Yes |  | 2024-08-29 |  | Non-lead
029467 | 18 FLIPPER RD |  | Polytube | Yes |  | 2023-12-28 |  | PVC | 1986 | Yes |  | 2023-12-28 |  | Non-lead
029468 | UNIT 313 3312 NORTHSIDE DR |  | Copper | Yes |  | 2022-06-08 |  | Copper | 1980 | Yes |  | 2022-06-08 |  | Non-lead
029469 | UNIT 205 3312 NORTHSIDE DR |  | Copper | Yes |  | 2022-06-08 |  | Copper | 1980 | Yes |  | 2022-06-08 |  | Non-lead
029470 | 27957 CORAL SHORES RD |  | Polytube | Yes |  | 2023-09-22 |  | PVC | 1978 | Yes |  | 2023-09-22 |  | Non-lead
029471 | UNIT 206 3312 NORTHSIDE DR |  | Copper | Yes |  | 2022-06-08 |  | Copper | 1980 | Yes |  | 2022-06-08 |  | Non-lead
029472 | 168 MARS LN |  | Polytube | Yes |  | 2022-08-24 |  | PVC | 1997 | Yes |  | 2022-08-24 |  | Non-lead
029473 | UNIT 709 3312 NORTHSIDE DR |  | Copper | Yes |  | 2022-06-08 |  | Copper | 1980 | Yes |  | 2022-06-08 |  | Non-lead
029474 | UNIT 202 3312 NORTHSIDE DR |  | Copper | Yes |  | 2022-06-08 |  | Copper | 1980 | Yes |  | 2022-06-08 |  | Non-lead
029475 | UNIT 713 3312 NORTHSIDE DR |  | Copper | Yes |  | 2023-05-25 |  | Copper | 1980 | Yes |  | 2023-05-25 |  | Non-lead
029476 | 6404 FRONT ST |  | Polytube | Yes |  | 2023-03-29 |  | PVC | 1973 | Yes |  | 2023-03-29 |  | Non-lead
029477 | APT B 201 1001 WHITEHEAD ST |  | Polytube | Yes |  | 2022-07-05 |  | PVC | 1976 | Yes |  | 2022-07-05 |  | Non-lead
029478 | UNIT 214 3312 NORTHSIDE DR |  | Copper | Yes |  | 2022-06-08 |  | Copper | 1980 | Yes |  | 2022-06-08 |  | Non-lead
029479 | 6 EMERALD DR |  | Polytube | Yes |  | 2022-08-31 |  | PVC | 1982 | Yes |  | 2022-08-31 |  | Non-lead
029480 | 204 AVENUE G |  | Polytube | Yes |  | 2023-07-05 |  | PVC | 1980 | Yes |  | 2023-07-05 |  | Non-lead
029481 | UNIT 504 3312 NORTHSIDE DR |  | Copper | Yes |  | 2022-06-08 |  | Copper | 1980 | Yes |  | 2022-06-08 |  | Non-lead
029482 | 523 PARK DR |  | Polytube | Yes |  | 2022-07-06 |  | PVC | 1967 | Yes |  | 2022-07-06 |  | Non-lead
029483 | 379 BAHIA (LOT 452) AVE |  | Polytube | Yes |  | 2023-02-02 |  | PVC | 1981 | Yes |  | 2023-02-02 |  | Non-lead
029484 | UNIT T-10 87200 OVERSEAS HWY |  | PVC | Yes |  | 2022-06-09 |  | Copper | 1980 | Yes |  | 2022-06-09 |  | Non-lead
029485 | 258 GULFVIEW DR |  | Polytube | Yes |  | 2022-06-30 |  | PVC | 1980 | Yes |  | 2022-06-30 |  | Non-lead
029486 | 102 PORTA VISTA CT |  | Polytube | Yes |  | 2022-06-30 |  | PVC | 1980 | Yes |  | 2022-06-30 |  | Non-lead
029487 | MARINA 751 TROPICAL DR |  | Polytube | Yes |  | 2024-07-23 |  | PVC | 1979 | Yes |  | 2024-07-23 |  | Non-lead
029488 | 133 ROYAL LN |  | Polytube | Yes |  | 2022-06-07 |  | PVC | 1963 | Yes |  | 2022-06-07 |  | Non-lead
029490 | 157 NORMANDY DR |  | Polytube | Yes |  | 2023-02-02 |  | PVC | 1980 | Yes |  | 2023-02-02 |  | Non-lead
029491 | 115 VALJEAN WAY |  | Polytube | Yes |  | 2022-07-19 |  | PVC | 1980 | Yes |  | 2022-07-19 |  | Non-lead
029492 | 149 NORMANDY DR |  | Polytube | Yes |  | 2023-02-02 |  | PVC | 1980 | Yes |  | 2023-02-02 |  | Non-lead
029493 | UNIT S-6 87200 OVERSEAS HWY |  | PVC | Yes |  | 2022-06-09 |  | Copper | 1980 | Yes |  | 2022-06-09 |  | Non-lead
029494 | UNIT B-10 87200 OVERSEAS HWY |  | PVC | Yes |  | 2022-06-08 |  | Copper | 1980 | Yes |  | 2022-06-08 |  | Non-lead
029495 | UNIT D-10 87200 OVERSEAS HWY |  | Polytube | Yes |  | 2022-06-08 |  | Copper | 1980 | Yes |  | 2022-06-08 |  | Non-lead
029496 | UNIT A-5 87200 OVERSEAS HWY |  | PVC | Yes |  | 2022-06-08 |  | Copper | 1980 | Yes |  | 2022-06-08 |  | Non-lead
029497 | UNIT A-6 87200 OVERSEAS HWY |  | PVC | Yes |  | 2022-06-08 |  | Copper | 1980 | Yes |  | 2022-06-08 |  | Non-lead
029498 | UNIT D-9 87200 OVERSEAS HWY |  | PVC | Yes |  | 2022-06-08 |  | Copper | 1980 | Yes |  | 2022-06-08 |  | Non-lead
029499 | UNIT T-8 87200 OVERSEAS HWY |  | PVC | Yes |  | 2022-06-09 |  | Copper | 1980 | Yes |  | 2022-06-09 |  | Non-lead
029500 | UNIT B-7 87200 OVERSEAS HWY |  | PVC | Yes |  | 2022-06-08 |  | PVC | 1980 | Yes |  | 2022-06-08 |  | Non-lead
029501 | UNIT B-8 87200 OVERSEAS HWY |  | PVC | Yes |  | 2022-06-08 |  | Copper | 1980 | Yes |  | 2022-06-08 |  | Non-lead
029502 | UNIT B-4 87200 OVERSEAS HWY |  | PVC | Yes |  | 2022-06-08 |  | Copper | 1980 | Yes |  | 2022-06-08 |  | Non-lead
029503 | UNIT B-2 87200 OVERSEAS HWY |  | PVC | Yes |  | 2022-06-08 |  | Copper | 1980 | Yes |  | 2022-06-08 |  | Non-lead
029504 | UNIT B-5 87200 OVERSEAS HWY |  | PVC | Yes |  | 2022-06-08 |  | Copper | 1980 | Yes |  | 2022-06-08 |  | Non-lead
029505 | UNIT C-6 87200 OVERSEAS HWY |  | PVC | Yes |  | 2022-06-08 |  | Copper | 1980 | Yes |  | 2022-06-08 |  | Non-lead
029506 | UNIT T-9 87200 OVERSEAS HWY |  | PVC | Yes |  | 2022-06-09 |  | Copper | 1980 | Yes |  | 2022-06-09 |  | Non-lead
029507 | 9 NORTH DR |  | Polytube | Yes |  | 2022-05-13 |  | PVC | 1972 | Yes |  | 2022-05-13 |  | Non-lead
029508 | 815 S EMERALD DR |  | Polytube | Yes |  | 2023-02-02 |  | PVC | 1979 | Yes |  | 2023-02-02 |  | Non-lead
029509 | 903 S EMERALD DR |  | Polytube | Yes |  | 2023-02-02 |  | PVC | 1980 | Yes |  | 2023-02-02 |  | Non-lead
029510 | 903 S RUBY DR |  | Polytube | Yes |  | 2023-02-02 |  | PVC | 1982 | Yes |  | 2023-02-02 |  | Non-lead
029511 | 942 S TOPAZ DR |  | Polytube | Yes |  | 2023-02-02 |  | PVC | 1980 | Yes |  | 2023-02-02 |  | Non-lead
029512 | 103 PRIMROSE LN |  | Polytube | Yes |  | 2022-06-27 |  | PVC | 1964 | Yes |  | 2022-06-27 |  | Non-lead
029513 | UNIT A-1 87200 OVERSEAS HWY |  | PVC | Yes |  | 2022-06-08 |  | Copper | 1980 | Yes |  | 2022-06-08 |  | Non-lead
029514 | UNIT A-9 87200 OVERSEAS HWY |  | PVC | Yes |  | 2022-06-08 |  | Copper | 1980 | Yes |  | 2022-06-08 |  | Non-lead
029515 | UNIT A-3 87200 OVERSEAS HWY |  | PVC | Yes |  | 2022-06-08 |  | Copper | 1980 | Yes |  | 2022-06-08 |  | Non-lead
029516 | UNIT B-9 87200 OVERSEAS HWY |  | PVC | Yes |  | 2022-06-08 |  | Copper | 1980 | Yes |  | 2022-06-08 |  | Non-lead
029517 | UNIT V-1 87200 OVERSEAS HWY |  | PVC | Yes |  | 2022-06-09 |  | Copper | 1980 | Yes |  | 2022-06-09 |  | Non-lead
029518 | UNIT C-5 87200 OVERSEAS HWY |  | PVC | Yes |  | 2022-06-08 |  | Copper | 1980 | Yes |  | 2022-06-08 |  | Non-lead
029519 | UNIT S-1 87200 OVERSEAS HWY |  | Copper | Yes |  | 2022-06-09 |  | PVC | 1980 | Yes |  | 2022-06-09 |  | Non-lead
029520 | UNIT S-9 87200 OVERSEAS HWY |  | PVC | Yes |  | 2022-06-09 |  | Copper | 1980 | Yes |  | 2022-06-09 |  | Non-lead
029521 | UNIT V-4 87200 OVERSEAS HWY |  | PVC | Yes |  | 2022-06-09 |  | PVC | 1980 | Yes |  | 2022-06-09 |  | Non-lead
029522 | UNIT T-4 87200 OVERSEAS HWY |  | PVC | Yes |  | 2022-06-09 |  | Copper | 1980 | Yes |  | 2022-06-09 |  | Non-lead
029523 | UNIT S-7 87200 OVERSEAS HWY |  | PVC | Yes |  | 2022-06-09 |  | Copper | 1980 | Yes |  | 2022-06-09 |  | Non-lead
029524 | UNIT V-3 87200 OVERSEAS HWY |  | PVC | Yes |  | 2023-12-18 |  | Polytube | 1980 | Yes |  | 2023-12-18 |  | Non-lead
029525 | UNIT V-2 87200 OVERSEAS HWY |  | PVC | Yes |  | 2022-06-09 |  | PVC | 1980 | Yes |  | 2022-06-09 |  | Non-lead
029526 | UNIT C-3 87200 OVERSEAS HWY |  | PVC | Yes |  | 2022-06-08 |  | Copper | 1980 | Yes |  | 2022-06-08 |  | Non-lead
029527 | UNIT A-10 87200 OVERSEAS HWY |  | PVC | Yes |  | 2022-06-08 |  | Copper | 1980 | Yes |  | 2022-06-08 |  | Non-lead
029528 | B3 233 S BAY HARBOR DR |  | Polytube | Yes |  | 2022-07-21 |  | PVC | 1982 | Yes |  | 2022-07-21 |  | Non-lead
029529 | 756 MICHAEL DR |  | Unknown, Non-Lead | Yes |  | 2021-02-04 |  | Unknown, Non-Lead | 1994 | Yes |  | 2021-02-04 |  | Non-lead
029531 | L15,16 100270 OVERSEAS HWY |  | Unknown, Non-Lead | Yes |  | 2019-11-26 |  | Unknown, Non-Lead | 1999 | Yes |  | 2019-11-26 |  | Non-lead
029532 | 1526 SHAW DR |  | PVC | Yes |  | 2023-02-09 |  | PVC | 1981 | Yes |  | 2023-02-09 |  | Non-lead
029533 | 11 MICHAEL DR |  | Polytube | Yes |  | 2023-05-04 |  | PVC | 1979 | Yes |  | 2023-05-04 |  | Non-lead
029534 | 31 PEN KEY CLUB |  | Polytube | Yes |  | 2022-06-23 |  | PVC | 1980 | Yes |  | 2022-06-23 |  | Non-lead
029535 | 917 PLANTATION RD |  | Unknown | Yes |  | 2023-05-04 |  | Polytube | 1980 | Yes |  | 2023-05-04 |  | Lead Status Unknown
029536 | 136 BLUE HARBOR LOT |  | Polytube | Yes |  | 2023-03-03 |  | PVC | 1980 | Yes |  | 2023-03-03 |  | Non-lead
029538 | 127 HARBOR LN |  | Polytube | Yes |  | 2023-02-01 |  | PVC | 1980 | Yes |  | 2023-02-01 |  | Non-lead
029539 | 167 BLUE HARBOR DR |  | Polytube | Yes |  | 2024-07-17 |  | PVC | 1974 | Yes |  | 2024-07-17 |  | Non-lead
029540 | 145 PLANTATION SHRS DR |  | Polytube | Yes |  | 2022-06-15 |  | PVC | 1981 | Yes |  | 2022-06-15 |  | Non-lead
029541 | 149 PLANTATION SHORES DR |  | Polytube | Yes |  | 2022-06-10 |  | PVC | 1981 | Yes |  | 2022-06-10 |  | Non-lead
029542 | 128 PACIFIC AVE |  | Polytube | Yes |  | 2022-07-20 |  | PVC | 1985 | Yes |  | 2022-07-20 |  | Non-lead
029543 | UNIT C-4 87200 OVERSEAS HWY |  | PVC | Yes |  | 2022-06-08 |  | Copper | 1980 | Yes |  | 2022-06-08 |  | Non-lead
029544 | UNIT C-1 87200 OVERSEAS HWY |  | PVC | Yes |  | 2022-06-08 |  | Copper | 1980 | Yes |  | 2022-06-08 |  | Non-lead
029545 | UNIT C-2 87200 OVERSEAS HWY |  | PVC | Yes |  | 2022-06-08 |  | Copper | 1980 | Yes |  | 2022-06-08 |  | Non-lead
029546 | UNIT S-4 87200 OVERSEAS HWY |  | PVC | Yes |  | 2022-06-09 |  | PVC | 1980 | Yes |  | 2022-06-09 |  | Non-lead
029547 | UNIT S-5 87200 OVERSEAS HWY |  | PVC | Yes |  | 2022-06-09 |  | PVC | 1980 | Yes |  | 2022-06-09 |  | Non-lead
029548 | UNIT S-8 87200 OVERSEAS HWY |  | PVC | Yes |  | 2022-06-09 |  | Copper | 1980 | Yes |  | 2022-06-09 |  | Non-lead
029549 | UNIT D-5 87200 OVERSEAS HWY |  | PVC | Yes |  | 2022-06-08 |  | Copper | 1980 | Yes |  | 2022-06-08 |  | Non-lead
029550 | UNIT D-6 87200 OVERSEAS HWY |  | PVC | Yes |  | 2022-06-08 |  | Copper | 1980 | Yes |  | 2022-06-08 |  | Non-lead
029551 | UNIT D-7 87200 OVERSEAS HWY |  | PVC | Yes |  | 2022-06-08 |  | Copper | 1980 | Yes |  | 2022-06-08 |  | Non-lead
029552 | UNIT D-8 87200 OVERSEAS HWY |  | PVC | Yes |  | 2022-06-08 |  | Copper | 1980 | Yes |  | 2022-06-08 |  | Non-lead
029554 | 208 LAPALOMA RD |  | Polytube | Yes |  | 2023-02-07 |  | PVC | 1980 | Yes |  | 2023-02-07 |  | Non-lead
029555 | 339 THIRD RD |  | Polytube | Yes |  | 2022-10-17 |  | PVC | 1965 | Yes |  | 2022-10-17 |  | Non-lead
029556 | 25 SOUTH DR |  | Polytube | Yes |  | 2023-05-04 |  | PVC | 1980 | Yes |  | 2023-05-04 |  | Non-lead
029557 | 560 BONITO AVE |  | Polytube | Yes |  | 2022-10-24 |  | PVC | 1981 | Yes |  | 2022-10-24 |  | Non-lead
029558 | 684 DOLPHIN AVE |  | Polytube | Yes |  | 2022-10-24 |  | PVC | 1985 | Yes |  | 2022-10-24 |  | Non-lead
029559 | 470 BAHIA AVE |  | Polytube | Yes |  | 2022-07-07 |  | PVC | 1980 | Yes |  | 2022-07-07 |  | Non-lead
029560 | DUPLEX R/S 400 LAGUNA AVE |  | Polytube | Yes |  | 2022-07-07 |  | PVC | 1986 | Yes |  | 2022-07-07 |  | Non-lead
029561 | 400 LAGUNA (L/S DUPL AVE |  | Polytube | Yes |  | 2022-07-07 |  | PVC | 1980 | Yes |  | 2022-07-07 |  | Non-lead
029562 | 163 OJIBWAY AVE |  | Polytube | Yes |  | 2024-04-09 |  | PVC | 1982 | Yes |  | 2024-04-09 |  | Non-lead
029563 | 7 MOCKINGBIRD RD |  | Polytube | Yes |  | 2023-05-04 |  | PVC | 1974 | Yes |  | 2023-05-04 |  | Non-lead
029564 | 121 7TH LN |  | Polytube | Yes |  | 2023-02-07 |  | PVC | 1981 | Yes |  | 2023-02-07 |  | Non-lead
029566 | 137 PACIFIC AVE |  | Polytube | Yes |  | 2023-05-23 |  | PVC | 1986 | Yes |  | 2023-05-23 |  | Non-lead
029567 | 444 FOURTH RD AVE |  | Polytube | Yes |  | 2022-10-17 |  | PVC | 1980 | Yes |  | 2022-10-17 |  | Non-lead
029569 | 119 TONER LN |  | Polytube | Yes |  | 2022-06-21 |  | PVC | 1981 | Yes |  | 2022-06-21 |  | Non-lead
029570 | 104525 N OVERSEAS HWY |  | Polytube | Yes |  | 2022-10-13 |  | PVC | 1983 | Yes |  | 2022-10-13 |  | Non-lead
029571 | 8 TRANSYLVANIA AVE |  | Polytube | Yes |  | 2022-10-31 |  | PVC | 1984 | Yes |  | 2022-10-31 |  | Non-lead
029573 | 100 THOMPSONVILLE RD |  | Polytube | Yes |  | 2022-06-03 |  | PVC | 1953 | Yes |  | 2022-06-03 |  | Non-lead
029575 | 174 PEARL AVE |  | Polytube | Yes |  | 2022-06-09 |  | PVC | 1980 | Yes |  | 2022-06-09 |  | Non-lead
029576 | 37 N BOUNTY LANE |  | Polytube | Yes |  | 2023-01-31 |  | PVC | 1981 | Yes |  | 2023-01-31 |  | Non-lead
029578 | 35 NO BOUNTY LANE |  | Polytube | Yes |  | 2023-01-31 |  | PVC | 1984 | Yes |  | 2023-01-31 |  | Non-lead
029579 | 130 CORAL AVE |  | Polytube | Yes |  | 2022-06-13 |  | PVC | 1979 | Yes |  | 2022-06-13 |  | Non-lead
029580 | 202 ATLANTIC BLVD |  | Polytube | Yes |  | 2022-06-24 |  | PVC | 1981 | Yes |  | 2022-06-24 |  | Non-lead
029583 | UNIT 603 3312 NORTHSIDE DR |  | Copper | Yes |  | 2022-06-08 |  | Copper | 1980 | Yes |  | 2022-06-08 |  | Non-lead
029584 | 518 S AIRPORT DR |  | Polytube | Yes |  | 2023-05-23 |  | PVC | 1981 | Yes |  | 2023-05-23 |  | Non-lead
029585 | UNIT 715 3312 NORTHSIDE DR |  | Copper | Yes |  | 2022-06-08 |  | Copper | 1980 | Yes |  | 2022-06-08 |  | Non-lead
029586 | UNIT 714 3312 NORTHSIDE DR |  | Copper | Yes |  | 2022-06-08 |  | Copper | 1980 | Yes |  | 2022-06-08 |  | Non-lead
029587 | 2 IBIS LN |  | Polytube | Yes |  | 2024-09-27 |  | PVC | 1982 | Yes |  | 2024-09-27 |  | Non-lead
029588 | 5 IBIS LN |  | Polytube | Yes |  | 2024-06-10 |  | PVC | 1982 | Yes |  | 2024-06-10 |  | Non-lead
029589 | UNIT 408 3312 NORTHSIDE DR |  | Copper | Yes |  | 2022-07-20 |  | Copper | 1980 | Yes |  | 2022-07-20 |  | Non-lead
029590 | 1130 CALLE ENSENADA |  | Unknown, Non-Lead | Yes |  | 2022-05-27 |  | Unknown, Non-Lead | 2017 | Yes |  | 2022-05-27 |  | Non-lead
029591 | UNIT 103 3312 NORTHSIDE DR |  | Copper | Yes |  | 2024-01-04 |  | Copper | 1980 | Yes |  | 2024-01-04 |  | Non-lead
029592 | 15 DIAMOND DR |  | Polytube | Yes |  | 2022-08-17 |  | Copper | 1982 | Yes |  | 2022-08-17 |  | Non-lead
029593 | 70 E CAHILL CT |  | Polytube | Yes |  | 2022-12-12 |  | PVC | 1983 | Yes |  | 2022-12-12 |  | Non-lead
029594 | 10976 3RD GULF AVE |  | Polytube | Yes |  | 2022-11-23 |  | PVC | 1980 | Yes |  | 2022-11-23 |  | Non-lead
029595 | WRHS 10730 4TH GULF AVE |  | Polytube | Yes |  | 2022-10-25 |  | PVC | 1981 | Yes |  | 2022-10-25 |  | Non-lead
029596 | 1239 COPA D'ORO |  | Polytube | Yes |  | 2023-03-22 |  | PVC | 1981 | Yes |  | 2023-03-22 |  | Non-lead
029597 | 100 CORTE DEL BRISAS |  | Unknown, Non-Lead | Yes |  | 2022-02-04 |  | PVC | 2001 | Yes |  | 2022-02-04 |  | Non-lead
029598 | 7550 GULFSTREAM BLVD |  | Polytube | Yes |  | 2023-01-26 |  | PVC | 1981 | Yes |  | 2023-01-26 |  | Non-lead
029603 | 205 CAMINO REAL |  | Polytube | Yes |  | 2022-07-15 |  | PVC | 1980 | Yes |  | 2022-07-15 |  | Non-lead
029604 | 1215 B SOMBRERO BLVD |  | Polytube | Yes |  | 2022-05-10 |  | PVC | 1979 | Yes |  | 2022-05-10 |  | Non-lead
029605 | 1215 A SOMBRERO BLVD |  | Polytube | Yes |  | 2023-03-29 |  | PVC | 1979 | Yes |  | 2023-03-29 |  | Non-lead
029607 | 190 10TH ST |  | Polytube | Yes |  | 2022-10-22 |  | PVC | 1971 | Yes |  | 2022-10-22 |  | Non-lead
029608 | 350 10TH ST |  | Polytube | Yes |  | 2024-03-26 |  | PVC | 1970 | Yes |  | 2024-03-26 |  | Non-lead
029609 | UNIT A 299 ANGLERS DR |  | Polytube | Yes |  | 2022-05-25 |  | PVC | 1980 | Yes |  | 2022-05-25 |  | Non-lead
029610 | B RIGHT 299 N ANGLERS DR |  | Polytube | Yes |  | 2022-05-25 |  | PVC | 1980 | Yes |  | 2022-05-25 |  | Non-lead
029611 | 435 HARBOR DR |  | Polytube | Yes |  | 2024-01-05 |  | PVC | 1980 | Yes |  | 2024-01-05 |  | Non-lead
029613 | 843 COPA D'ORO |  | Polytube | Yes |  | 2023-10-26 |  | PVC | 1974 | Yes |  | 2023-10-26 |  | Non-lead
029614 | 118 BRUCE CT |  | Polytube | Yes |  | 2024-02-07 |  | PVC | 1980 | Yes |  | 2024-02-07 |  | Non-lead
029616 | 100 TINGLER ISLAND |  | Polytube | Yes |  | 2023-04-17 |  | PVC | 1980 | Yes |  | 2023-04-17 |  | Non-lead
029617 | 2793 SOMBRERO BLVD |  | Polytube | Yes |  | 2022-06-28 |  | PVC | 1980 | Yes |  | 2022-06-28 |  | Non-lead
029619 | 126 CALLE ENSUENO |  | Polytube | Yes |  | 2024-05-16 |  | PVC | 1981 | Yes |  | 2024-05-16 |  | Non-lead
029621 | 59731 OVERSEAS HWY |  | Polytube | Yes |  | 2022-10-22 |  | PVC | 1978 | Yes |  | 2022-10-22 |  | Non-lead
029622 | 800 CORTE DEL BRISAS |  | Polytube | Yes |  | 2023-06-14 |  | PVC | 1980 | Yes |  | 2023-06-14 |  | Non-lead
029623 | 356 STIRRUP KEY BLVD |  | Polytube | Yes |  | 2023-02-01 |  | PVC | 1981 | Yes |  | 2023-02-01 |  | Non-lead
029626 | 785 W 63RD OCEAN ST |  | Polytube | Yes |  | 2023-05-15 |  | PVC | 1981 | Yes |  | 2023-05-15 |  | Non-lead
029628 | UNIT 115 3312 NORTHSIDE DR |  | Copper | Yes |  | 2022-06-08 |  | Copper | 1980 | Yes |  | 2022-06-08 |  | Non-lead
029629 | 3713 POINCIANA ST |  | Unknown, Non-Lead | Yes |  | 2017-08-17 |  | PVC | 1989 | Yes |  | 2017-08-17 |  | Non-lead
029630 | EAST 362 CARIBBEAN DR |  | Polytube | Yes |  | 2023-04-24 |  | PVC | 1985 | Yes |  | 2023-04-24 |  | Non-lead
029631 | 861 FLAGSHIP |  | Polytube | Yes |  | 2023-04-25 |  | PVC | 1981 | Yes |  | 2023-04-25 |  | Non-lead
029632 | 23027 BLUEGILL LN |  | Polytube | Yes |  | 2023-11-15 |  | PVC | 1980 | Yes |  | 2023-11-15 |  | Non-lead
029634 | 776 E CARRIBEAN DR |  | Polytube | Yes |  | 2023-04-24 |  | PVC | 1980 | Yes |  | 2023-04-24 |  | Non-lead
029635 | UNIT 407 3312 NORTHSIDE DR |  | Copper | Yes |  | 2022-06-08 |  | Copper | 1980 | Yes |  | 2022-06-08 |  | Non-lead
029636 | #DWN 1115 VON PHISTER ST |  | Polytube | Yes |  | 2022-11-04 |  | Polytube |  | Yes |  | 2022-11-04 |  | Non-lead
029637 | 22818 PRIVATEER LTS 7 DR |  | Unknown, Non-Lead | No |  |  |  | Unknown, Non-Lead | 1997 | No |  |  |  | Non-lead
029638 | 261 MARS LN |  | Polytube | Yes |  | 2022-09-23 |  | PVC | 1980 | Yes |  | 2022-09-23 |  | Non-lead
029639 | 17055 WAHOO LN |  | Polytube | Yes |  | 2023-05-04 |  | PVC | 1983 | Yes |  | 2023-05-04 |  | Non-lead
029640 | UNIT 710 3312 NORTHSIDE DR |  | Copper | Yes |  | 2023-05-12 |  | Copper | 1980 | Yes |  | 2023-05-12 |  | Non-lead
029641 | UNIT 702 3312 NORTHSIDE DR |  | Copper | Yes |  | 2022-06-08 |  | Copper | 1980 | Yes |  | 2022-06-08 |  | Non-lead
029642 | UNIT 412 3312 NORTHSIDE DR |  | Copper | Yes |  | 2022-06-08 |  | Copper | 1980 | Yes |  | 2022-06-08 |  | Non-lead
029643 | UNIT 210 3312 NORTHSIDE DR |  | Copper | Yes |  | 2022-06-08 |  | Copper | 1980 | Yes |  | 2022-06-08 |  | Non-lead
029644 | 29451 RANGER AVE |  | Polytube | Yes |  | 2022-12-01 |  | PVC | 1980 | Yes |  | 2022-12-01 |  | Non-lead
029645 | UNIT 506 3312 NORTHSIDE DR |  | Copper | Yes |  | 2022-06-08 |  | Copper | 1980 | Yes |  | 2022-06-08 |  | Non-lead
029646 | 27994 TARPON TERRACE L |  | Polytube | Yes |  | 2023-01-23 |  | PVC | 1986 | Yes |  | 2023-01-23 |  | Non-lead
029647 | UNIT 512 3312 NORTHSIDE DR |  | Copper | Yes |  | 2022-06-08 |  | Copper | 1980 | Yes |  | 2022-06-08 |  | Non-lead
029648 | APT A 6 JADE DR |  | Polytube | Yes |  | 2022-09-08 |  | PVC | 1981 | Yes |  | 2022-09-08 |  | Non-lead
029649 | 253 VENETIAN WAY |  | Polytube | Yes |  | 2024-06-28 |  | PVC | 1980 | Yes |  | 2024-06-28 |  | Non-lead
029650 | 5 KINGBIRD LN |  | Polytube | Yes |  | 2023-11-29 |  | PVC | 1980 | Yes |  | 2023-11-29 |  | Non-lead
029651 | UNIT 616 3312 NORTHSIDE DR |  | Copper | Yes |  | 2022-08-08 |  | Copper | 1980 | Yes |  | 2022-08-08 |  | Non-lead
029653 | 841 CHEROKEE ST |  | Polytube | Yes |  | 2024-04-25 |  | PVC | 1980 | Yes |  | 2024-04-25 |  | Non-lead
029654 | #1 310 CATHERINE ST |  | Polytube | Yes |  | 2022-06-21 |  | PVC | 1938 | Yes |  | 2022-06-21 |  | Non-lead
029655 | 30825 PINEWOOD LN |  | Polytube | Yes |  | 2023-10-19 |  | PVC | 1978 | Yes |  | 2023-10-19 |  | Non-lead
029656 | APT DOWN 1424 WHITE ST |  | Polytube | Yes |  | 2022-12-16 |  | PVC | 1928 | Yes |  | 2022-12-16 |  | Non-lead
029657 | SLIP M20 1801 N ROOSEVELT BLVD |  | PVC | Yes |  | 2024-10-03 |  | PVC | 1983 | Yes |  | 2024-10-03 |  | Non-lead
029658 | UNIT 101 3312 NORTHSIDE DR |  | Copper | Yes |  | 2022-06-08 |  | Copper | 1980 | Yes |  | 2022-06-08 |  | Non-lead
029659 | UNIT 305 3312 NORTHSIDE DR |  | Copper | Yes |  | 2022-06-08 |  | Copper | 1980 | Yes |  | 2022-06-08 |  | Non-lead
029661 | UNIT 510 3312 NORTHSIDE DR |  | Copper | Yes |  | 2022-06-08 |  | Copper | 1980 | Yes |  | 2022-06-08 |  | Non-lead
029662 | UNIT 514 3312 NORTHSIDE DR |  | Copper | Yes |  | 2022-06-08 |  | Copper | 1980 | Yes |  | 2022-06-08 |  | Non-lead
029663 | 17150 LA BRISA CT |  | Polytube | Yes |  | 2023-05-04 |  | PVC | 1980 | Yes |  | 2023-05-04 |  | Non-lead
029664 | UNIT 110 3312 NORTHSIDE DR |  | Copper | Yes |  | 2022-08-17 |  | Copper | 1980 | Yes |  | 2022-08-17 |  | Non-lead
029665 | 3516 SUNRISE DR |  | Polytube | Yes |  | 2022-05-25 |  | PVC | 1981 | Yes |  | 2022-05-25 |  | Non-lead
029666 | 6 PARROT LN |  | Polytube | Yes |  | 2022-11-21 |  | PVC | 1982 | Yes |  | 2022-11-21 |  | Non-lead
029667 | 29221 OLEANDER Dr |  | Polytube | Yes |  | 2023-01-26 |  | PVC | 1980 | Yes |  | 2023-01-26 |  | Non-lead
029668 | 224 BLACKBEARD |  | Polytube | Yes |  | 2023-01-24 |  | PVC | 1969 | Yes |  | 2023-01-24 |  | Non-lead
029669 | 326 OLD BOCA CHICA L RD |  | Polytube | Yes |  | 2023-10-02 |  | PVC |  | Yes |  | 2023-10-02 |  | Non-lead
029670 | 30877 MALAGA LANE |  | Polytube | Yes |  | 2024-05-21 |  | PVC | 1980 | Yes |  | 2024-05-21 |  | Non-lead
029671 | 3856 DONNA RD |  | Polytube | Yes |  | 2023-01-11 |  | PVC | 1980 | Yes |  | 2023-01-11 |  | Non-lead
029672 | 23039 BONITA LANE |  | Polytube | Yes |  | 2023-04-26 |  | PVC | 1981 | Yes |  | 2023-04-26 |  | Non-lead
029673 | 8 CACTUS DR |  | Polytube | Yes |  | 2022-09-29 |  | PVC | 1996 | Yes |  | 2022-09-29 |  | Non-lead
029674 | 1910 N ROOSEVELT BLVD |  | Polytube | Yes |  | 2023-05-23 |  | PVC | 1980 | Yes |  | 2023-05-23 |  | Non-lead
029675 | 22624 JOLLY ROGER DR |  | Polytube | Yes |  | 2023-11-27 |  | PVC | 1980 | Yes |  | 2023-11-27 |  | Non-lead
029676 | UNIT 116 3312 NORTHSIDE DR |  | Copper | Yes |  | 2022-06-08 |  | Copper | 1980 | Yes |  | 2022-06-08 |  | Non-lead
029677 | 28282 GATO RD |  | Unknown, Non-Lead | Yes |  | 2024-06-04 |  | Unknown, Non-Lead | 1994 | Yes |  | 2024-06-04 |  | Non-lead
029678 | 22664 JOLLY ROGER DR |  | Polytube | Yes |  | 2022-11-07 |  | PVC | 1980 | Yes |  | 2022-11-07 |  | Non-lead
029679 | 1082 BAY DR |  | Polytube | Yes |  | 2023-04-24 |  | PVC | 1974 | Yes |  | 2023-04-24 |  | Non-lead
029680 | D13 10TH AVE |  | Polytube | Yes |  | 2023-03-08 |  | PVC |  | Yes |  | 2023-03-08 |  | Non-lead
029681 | 20862 W 8TH AVE |  | Polytube | Yes |  | 2022-10-31 |  | PVC | 1980 | Yes |  | 2022-10-31 |  | Non-lead
029682 | UNIT 605 3312 NORTHSIDE DR |  | Copper | Yes |  | 2022-06-08 |  | Copper | 1980 | Yes |  | 2022-06-08 |  | Non-lead
029685 | 174 BAHAMA AVE |  | Polytube | Yes |  | 2023-02-02 |  | PVC | 1980 | Yes |  | 2023-02-02 |  | Non-lead
029686 | 294 ST THOMAS AVE |  | Polytube | Yes |  | 2022-07-21 |  | Galvanized | 1980 | Yes |  | 2022-07-21 |  | Galvanized Requiring Replacement
029687 | 202 JOHNNY RD |  | Polytube | Yes |  | 2022-05-20 |  | PVC | 1980 | Yes |  | 2022-05-20 |  | Non-lead
029688 | 1117 CALDER RD |  | Unknown, Non-Lead | Yes |  | 2018-12-11 |  | Unknown, Non-Lead | 2009 | Yes |  | 2018-12-11 |  | Non-lead
029689 | 1123 GULFSTREAM LN |  | Unknown, Non-Lead | No |  |  |  | Polytube | 1992 | No |  |  |  | Non-lead
029690 | 111 LONG KEY RD |  | Polytube | Yes |  | 2023-05-04 |  | PVC | 1980 | Yes |  | 2023-05-04 |  | Non-lead
029691 | 1110 GRAND ST |  | Polytube | Yes |  | 2023-06-30 |  | PVC | 1980 | Yes |  | 2023-06-30 |  | Non-lead
029694 | 435 LAGUNA AVE |  | Polytube | Yes |  | 2022-06-30 |  | PVC | 1981 | Yes |  | 2022-06-30 |  | Non-lead
029695 | 434 LAGUNA AVE |  | Unknown | Yes |  | 2022-06-30 |  | Unknown | 1981 | Yes |  | 2022-06-30 |  | Lead Status Unknown
029696 | 392 LAGUNA AVE |  | Polytube | Yes |  | 2022-07-07 |  | PVC | 1981 | Yes |  | 2022-07-07 |  | Non-lead
029697 | 433 LAGUNA AVE |  | Polytube | Yes |  | 2022-06-30 |  | PVC | 1981 | Yes |  | 2022-06-30 |  | Non-lead
029698 | 20 PELICAN RD |  | Polytube | Yes |  | 2023-12-06 |  | PVC | 1983 | Yes |  | 2023-12-06 |  | Non-lead
029699 | 126 MADEIRA CT |  | Polytube | Yes |  | 2022-06-09 |  | PVC | 1981 | Yes |  | 2022-06-09 |  | Non-lead
029700 | 109 SECOND LN |  | Unknown, Non-Lead | Yes |  | 2019-01-30 |  | Unknown, Non-Lead | 2009 | Yes |  | 2019-01-30 |  | Non-lead
029701 | 88741 OVERSEAS HWY |  | Polytube | Yes |  | 2022-06-14 |  | PVC | 1936 | Yes |  | 2022-06-14 |  | Non-lead
029702 | 21 ABACO RD |  | Polytube | Yes |  | 2022-10-03 |  | PVC | 1980 | Yes |  | 2022-10-03 |  | Non-lead
029703 | 294 SCORPIO LN |  | Unknown, Non-Lead | Yes |  | 2023-06-28 |  | Unknown, Non-Lead | 2014 | Yes |  | 2023-06-28 |  | Non-lead
029704 | D6 10TH AVE |  | Unknown, Non-Lead | Yes |  | 2017-03-30 |  | Unknown, Non-Lead | 2008 | Yes |  | 2017-03-30 |  | Non-lead
029705 | 22920 PRIVATEER DR |  | Polytube | Yes |  | 2022-12-28 |  | PVC | 1980 | Yes |  | 2022-12-28 |  | Non-lead
029707 | 17062 MARLIN DR |  | Polytube | Yes |  | 2024-06-26 |  | PVC | 1981 | Yes |  | 2024-06-26 |  | Non-lead
029709 | 27 FLIPPER LN |  | Polytube | Yes |  | 2022-08-31 |  | PVC | 1980 | Yes |  | 2022-08-31 |  | Non-lead
029710 | UNIT 211 3312 NORTHSIDE DR |  | Copper | Yes |  | 2022-06-08 |  | Copper | 1980 | Yes |  | 2022-06-08 |  | Non-lead
029711 | UNIT 308 3312 NORTHSIDE DR |  | Copper | Yes |  | 2022-06-08 |  | Copper | 1980 | Yes |  | 2022-06-08 |  | Non-lead
029712 | UNIT 109 3312 NORTHSIDE DR |  | Copper | Yes |  | 2022-06-08 |  | Copper | 1980 | Yes |  | 2022-06-08 |  | Non-lead
029714 | 31167 F AVE |  | Polytube | Yes |  | 2022-11-08 |  | PVC | 1981 | Yes |  | 2022-11-08 |  | Non-lead
029715 | 29422 SARATOGA AVE |  | Polytube | Yes |  | 2024-05-20 |  | PVC | 1981 | Yes |  | 2024-05-20 |  | Non-lead
029717 | 58632 OVERSEAS HWY |  | Polytube | Yes |  | 2022-10-22 |  | PVC | 1984 | Yes |  | 2022-10-22 |  | Non-lead
029720 | 57477 MORTON ST |  | Polytube | Yes |  | 2022-10-22 |  | PVC | 1980 | Yes |  | 2022-10-22 |  | Non-lead
029722 | 203 NAUTILUS ST |  | Polytube | Yes |  | 2023-09-08 |  | PVC | 1980 | Yes |  | 2023-09-08 |  | Non-lead
029726 | 59711 OVERSEAS HWY |  | Polytube | Yes |  | 2023-10-03 |  | PVC | 1981 | Yes |  | 2023-10-03 |  | Non-lead
029728 | 486 S AIRPORT LT 9 DR |  | Unknown, Non-Lead | Yes |  | 2023-08-24 |  | Unknown, Non-Lead | 2009 | Yes |  | 2023-08-24 |  | Non-lead
029729 | 22734 CUDJOE DR |  | Polytube | Yes |  | 2023-06-30 |  | PVC | 1981 | Yes |  | 2023-06-30 |  | Non-lead
029730 | 363 S COCONUT PALM BLVD |  | Polytube | Yes |  | 2022-06-14 |  | PVC | 1981 | Yes |  | 2022-06-14 |  | Non-lead
029731 | 26 CENTER LN |  | Polytube | Yes |  | 2022-11-02 |  | PVC | 1981 | Yes |  | 2022-11-02 |  | Non-lead
029732 | BACK 168 PARK AVE |  | Polytube | Yes |  | 2022-09-21 |  | PVC | 1976 | Yes |  | 2022-09-21 |  | Non-lead
029733 | 187 FIRST CT |  | Polytube | Yes |  | 2023-01-05 |  | PVC | 1981 | Yes |  | 2023-01-05 |  | Non-lead
029734 | UNIT R-1 87200 OVERSEAS HWY |  | PVC | Yes |  | 2022-06-09 |  | Copper | 1980 | Yes |  | 2022-06-09 |  | Non-lead
029735 | UNIT R-2 87200 OVERSEAS HWY |  | PVC | Yes |  | 2022-06-09 |  | PVC | 1980 | Yes |  | 2022-06-09 |  | Non-lead
029736 | UNIT R-3 87200 OVERSEAS HWY |  | PVC | Yes |  | 2022-06-09 |  | PVC | 1980 | Yes |  | 2022-06-09 |  | Non-lead
029737 | UNIT R-4 87200 OVERSEAS HWY |  | PVC | Yes |  | 2022-06-09 |  | PVC | 1980 | Yes |  | 2022-06-09 |  | Non-lead
029738 | UNIT R-5 87200 OVERSEAS HWY |  | PVC | Yes |  | 2024-09-17 |  | PVC | 1980 | Yes |  | 2024-09-17 |  | Non-lead
029739 | UNIT R-6 87200 OVERSEAS HWY |  | PVC | Yes |  | 2022-06-09 |  | PVC | 1980 | Yes |  | 2022-06-09 |  | Non-lead
029740 | UNIT R-7 87200 OVERSEAS HWY |  | PVC | Yes |  | 2022-06-09 |  | PVC | 1980 | Yes |  | 2022-06-09 |  | Non-lead
029741 | UNIT R-8 87200 OVERSEAS HWY |  | PVC | Yes |  | 2022-06-09 |  | PVC | 1980 | Yes |  | 2022-06-09 |  | Non-lead
029742 | UNIT R-9 87200 OVERSEAS HWY |  | PVC | Yes |  | 2022-06-09 |  | PVC | 1980 | Yes |  | 2022-06-09 |  | Non-lead
029743 | UNIT R-10 87200 OVERSEAS HWY |  | PVC | Yes |  | 2022-06-09 |  | PVC | 1980 | Yes |  | 2022-06-09 |  | Non-lead
029744 | 152 PEARL AVE |  | Polytube | Yes |  | 2022-06-09 |  | Polytube | 1981 | Yes |  | 2022-06-09 |  | Non-lead
029745 | 149 PALERMO DR |  | Polytube | Yes |  | 2022-06-08 |  | PVC | 1984 | Yes |  | 2022-06-08 |  | Non-lead
029746 | 23 N BOUNTY LN |  | Polytube | Yes |  | 2023-01-31 |  | PVC | 1981 | Yes |  | 2023-01-31 |  | Non-lead
029748 | 105 OCEAN SHRS DR |  | Polytube | Yes |  | 2023-02-06 |  | PVC | 1981 | Yes |  | 2023-02-06 |  | Non-lead
029749 | 378 BAHIA AVE |  | Polytube | Yes |  | 2022-07-07 |  | PVC | 1981 | Yes |  | 2022-07-07 |  | Non-lead
029750 | 161 STROMBOLI DR |  | Polytube | Yes |  | 2023-08-11 |  | PVC | 1975 | Yes |  | 2023-08-11 |  | Non-lead
029751 | 129 W PLAZA GRANADA |  | Polytube | Yes |  | 2022-06-30 |  | PVC | 1981 | Yes |  | 2022-06-30 |  | Non-lead
029753 | 126 PALERMO DR |  | Polytube | Yes |  | 2022-06-08 |  | PVC | 1981 | Yes |  | 2022-06-08 |  | Non-lead
029755 | 20 BLUE HARBOR DR |  | Copper | Yes |  | 2023-02-07 |  | Copper | 1981 | Yes |  | 2023-02-07 |  | Non-lead
029756 | 318 BELMONT LN |  | Polytube | Yes |  | 2023-05-04 |  | PVC | 1983 | Yes |  | 2023-05-04 |  | Non-lead
029757 | 142 BESSIE RD |  | Polytube | Yes |  | 2022-05-17 |  | PVC | 1981 | Yes |  | 2022-05-17 |  | Non-lead
029758 | 217 EL CAPITAN DR |  | Polytube | Yes |  | 2022-06-27 |  | PVC |  | Yes |  | 2022-06-27 |  | Non-lead
029759 | 219 EL CAPITAN DR |  | Polytube | Yes |  | 2022-06-30 |  | PVC | 1981 | Yes |  | 2022-06-30 |  | Non-lead
029760 | 129 N HAMMOCK RD |  | Polytube | Yes |  | 2022-06-23 |  | PVC | 1984 | Yes |  | 2022-06-23 |  | Non-lead
029761 | UNIT A-2 87200 OVERSEAS HWY |  | PVC | Yes |  | 2024-06-18 |  | Copper | 1980 | Yes |  | 2024-06-18 |  | Non-lead
029762 | UNIT A-4 87200 OVERSEAS HWY |  | PVC | Yes |  | 2023-10-18 |  | Copper | 1980 | Yes |  | 2023-10-18 |  | Non-lead
029763 | UNIT A-7 87200 OVERSEAS HWY |  | PVC | Yes |  | 2022-06-08 |  | Copper | 1980 | Yes |  | 2022-06-08 |  | Non-lead
029764 | UNIT A-8 87200 OVERSEAS HWY |  | PVC | Yes |  | 2022-06-08 |  | Copper | 1980 | Yes |  | 2022-06-08 |  | Non-lead
029765 | UNIT B-1 87200 OVERSEAS HWY |  | PVC | Yes |  | 2022-06-08 |  | Copper | 1980 | Yes |  | 2022-06-08 |  | Non-lead
029766 | UNIT B-3 87200 OVERSEAS HWY |  | PVC | Yes |  | 2022-06-08 |  | Copper | 1980 | Yes |  | 2022-06-08 |  | Non-lead
029767 | UNIT B-6 87200 OVERSEAS HWY |  | PVC | Yes |  | 2022-06-08 |  | PVC | 1980 | Yes |  | 2022-06-08 |  | Non-lead
029768 | UNIT S-2 87200 OVERSEAS HWY |  | Copper | Yes |  | 2022-06-09 |  | PVC | 1980 | Yes |  | 2022-06-09 |  | Non-lead
029769 | UNIT S-3 87200 OVERSEAS HWY |  | Copper | Yes |  | 2022-06-09 |  | PVC | 1980 | Yes |  | 2022-06-09 |  | Non-lead
029770 | UNIT S-10 87200 OVERSEAS HWY |  | Copper | Yes |  | 2022-06-09 |  | PVC | 1980 | Yes |  | 2022-06-09 |  | Non-lead
029774 | 137 BAYVIEW DR |  | Copper | Yes |  | 2022-06-28 |  | PVC | 1981 | Yes |  | 2022-06-28 |  | Non-lead
029775 | 186 BISCAYNE BLVD |  | Polytube | Yes |  | 2022-06-30 |  | PVC | 1973 | Yes |  | 2022-06-30 |  | Non-lead
029776 | 156 SAN REMO DR |  | Polytube | Yes |  | 2022-06-07 |  | PVC | 1981 | Yes |  | 2022-06-07 |  | Non-lead
029777 | LOTS 9&10 BL 104500 OVERSEAS HWY |  | Polytube | Yes |  | 2023-05-04 |  | PVC | 1981 | Yes |  | 2023-05-04 |  | Non-lead
029779 | 715 N EMERALD DR |  | Polytube | Yes |  | 2023-02-02 |  | PVC | 1980 | Yes |  | 2023-02-02 |  | Non-lead
029781 | 491 BARRACUDA BLVD |  | Polytube | Yes |  | 2022-12-15 |  | PVC | 1981 | Yes |  | 2022-12-15 |  | Non-lead
029782 | UNIT T-1 87200 OVERSEAS HWY |  | PVC | Yes |  | 2022-06-09 |  | Copper | 1980 | Yes |  | 2022-06-09 |  | Non-lead
029783 | UNIT T02 87200 OVERSEAS HWY |  | PVC | Yes |  | 2022-06-09 |  | Copper | 1980 | Yes |  | 2022-06-09 |  | Non-lead
029784 | UNIT T-3 87200 OVERSEAS HWY |  | PVC | Yes |  | 2022-06-09 |  | Copper | 1980 | Yes |  | 2022-06-09 |  | Non-lead
029785 | UNIT T-5 87200 OVERSEAS HWY |  | PVC | Yes |  | 2023-02-27 |  | Copper | 1980 | Yes |  | 2023-02-27 |  | Non-lead
029786 | UNIT T-6 87200 OVERSEAS HWY |  | PVC | Yes |  | 2022-06-09 |  | Copper | 1980 | Yes |  | 2022-06-09 |  | Non-lead
029787 | UNIT T-7 87200 OVERSEAS HWY |  | PVC | Yes |  | 2022-06-09 |  | Copper | 1980 | Yes |  | 2022-06-09 |  | Non-lead
029788 | UNIT D-1 87200 OVERSEAS HWY |  | PVC | Yes |  | 2022-06-08 |  | Copper | 1980 | Yes |  | 2022-06-08 |  | Non-lead
029789 | UNIT D-2 87200 OVERSEAS HWY |  | PVC | Yes |  | 2022-06-08 |  | Copper | 1980 | Yes |  | 2022-06-08 |  | Non-lead
029790 | UNIT D-3 87200 OVERSEAS HWY |  | PVC | Yes |  | 2022-06-08 |  | Copper | 1980 | Yes |  | 2022-06-08 |  | Non-lead
029791 | UNIT D-4 87200 OVERSEAS HWY |  | PVC | Yes |  | 2022-06-08 |  | Copper | 1980 | Yes |  | 2022-06-08 |  | Non-lead
029792 | 243 BUTTONWOOD SHORES DR |  | Polytube | Yes |  | 2022-12-12 |  | PVC | 1981 | Yes |  | 2022-12-12 |  | Non-lead
029795 | 967 OCEAN DR |  | Polytube | Yes |  | 2023-11-29 |  | PVC | 1986 | Yes |  | 2023-11-29 |  | Non-lead
029798 | 233 APACHE ST |  | Polytube | Yes |  | 2022-06-07 |  | PVC | 1981 | Yes |  | 2022-06-07 |  | Non-lead
029799 | 123 PALERMO DR |  | Polytube | Yes |  | 2022-06-08 |  | PVC | 1980 | Yes |  | 2022-06-08 |  | Non-lead
029800 | 914 S RUBY |  | Polytube | Yes |  | 2023-02-02 |  | PVC | 1980 | Yes |  | 2023-02-02 |  | Non-lead
029801 | 264 ST THOMAS AVE |  | Polytube | Yes |  | 2022-11-16 |  | PVC | 1982 | Yes |  | 2022-11-16 |  | Non-lead
029802 | DUPLEX 264 ST THOMAS AVE |  | Unknown, Non-Lead | Yes |  | 2018-03-22 |  | Unknown, Non-Lead | 1989 | Yes |  | 2018-03-22 |  | Non-lead
029803 | 820 S RUBY DR |  | PVC | Yes |  | 2023-02-02 |  | PVC | 1980 | Yes |  | 2023-02-02 |  | Non-lead
029804 | 814 S RUBY DR |  | Polytube | Yes |  | 2023-02-02 |  | PVC | 1980 | Yes |  | 2023-02-02 |  | Non-lead
029805 | 824 S RUBY DR |  | Polytube | Yes |  | 2024-02-09 |  | PVC | 1980 | Yes |  | 2024-02-09 |  | Non-lead
029806 | 348 VACA RD |  | Polytube | Yes |  | 2022-07-25 |  | PVC | 1971 | Yes |  | 2022-07-25 |  | Non-lead
029807 | 438 CARIBBEAN DR |  | Polytube | Yes |  | 2023-01-24 |  | PVC | 1981 | Yes |  | 2023-01-24 |  | Non-lead
029809 | 157 BURGUNDY DR |  | Polytube | Yes |  | 2023-02-09 |  | PVC | 1976 | Yes |  | 2023-02-09 |  | Non-lead
029810 | 15 NORTH END RD |  | Polytube | Yes |  | 2022-10-03 |  | PVC | 1980 | Yes |  | 2022-10-03 |  | Non-lead
029811 | 13 NORTH END RD |  | Polytube | Yes |  | 2022-10-03 |  | PVC | 1980 | Yes |  | 2022-10-03 |  | Non-lead
029813 | 814 BLUE HERON LN |  | Polytube | Yes |  | 2023-02-08 |  | PVC | 1981 | Yes |  | 2023-02-08 |  | Non-lead
029815 | 247 GARDENIA ST |  | Polytube | Yes |  | 2022-06-16 |  | PVC | 1981 | Yes |  | 2022-06-16 |  | Non-lead
029816 | 19 JEWFISH AVE |  | Polytube | Yes |  | 2022-10-31 |  | PVC | 1987 | Yes |  | 2022-10-31 |  | Non-lead
029817 | 750 BOYD DR |  | Polytube | Yes |  | 2023-04-26 |  | PVC | 2006 | Yes |  | 2023-04-26 |  | Non-lead
029818 | 19 GORDON CR |  | Polytube | Yes |  | 2024-01-12 |  | PVC | 1969 | Yes |  | 2024-01-12 |  | Non-lead
029819 | 144 KEY HEIGHTS DR |  | Polytube | Yes |  | 2022-06-14 |  | PVC | 1983 | Yes |  | 2022-06-14 |  | Non-lead
029820 | UNIT E-1 87200 OVERSEAS HWY |  | PVC | Yes |  | 2022-06-08 |  | Copper | 1980 | Yes |  | 2022-06-08 |  | Non-lead
029821 | UNIT E-2 87200 OVERSEAS HWY |  | PVC | Yes |  | 2022-06-08 |  | Copper | 1980 | Yes |  | 2022-06-08 |  | Non-lead
029822 | UNIT E-3 87200 OVERSEAS HWY |  | PVC | Yes |  | 2022-06-08 |  | Copper | 1980 | Yes |  | 2022-06-08 |  | Non-lead
029823 | UNIT E-4 87200 OVERSEAS HWY |  | PVC | Yes |  | 2022-06-08 |  | Copper | 1980 | Yes |  | 2022-06-08 |  | Non-lead
029824 | UNIT E-5 87200 OVERSEAS HWY |  | PVC | Yes |  | 2022-06-08 |  | Copper | 1980 | Yes |  | 2022-06-08 |  | Non-lead
029825 | UNIT E-6 87200 OVERSEAS HWY |  | PVC | Yes |  | 2022-06-08 |  | Copper | 1980 | Yes |  | 2022-06-08 |  | Non-lead
029826 | UNIT E-7 87200 OVERSEAS HWY |  | PVC | Yes |  | 2022-06-08 |  | Copper | 1980 | Yes |  | 2022-06-08 |  | Non-lead
029827 | UNIT E-8 87200 OVERSEAS HWY |  | PVC | Yes |  | 2022-06-08 |  | Copper | 1980 | Yes |  | 2022-06-08 |  | Non-lead
029828 | UNIT E-9 87200 OVERSEAS HWY |  | PVC | Yes |  | 2022-06-09 |  | Copper | 1980 | Yes |  | 2022-06-09 |  | Non-lead
029829 | UNIT E-10 87200 OVERSEAS HWY |  | PVC | Yes |  | 2022-06-08 |  | Copper | 1980 | Yes |  | 2022-06-08 |  | Non-lead
029830 | 2259 SAN REMO DR |  | Polytube | Yes |  | 2022-11-28 |  | PVC | 1982 | Yes |  | 2022-11-28 |  | Non-lead
029831 | 22786 JOLLY ROGER DR |  | Polytube | Yes |  | 2022-11-07 |  | PVC | 1980 | Yes |  | 2022-11-07 |  | Non-lead
029832 | REAR 1109 FLEMING ST |  | Polytube | Yes |  | 2023-01-04 |  | PVC | 1925 | Yes |  | 2023-01-04 |  | Non-lead
029833 | D12 10TH AVE |  | Unknown | Yes |  | 2023-07-19 |  | Unknown |  | Yes |  | 2023-07-19 |  | Lead Status Unknown
029834 | 412 CACTUS DR |  | Polytube | Yes |  | 2023-11-28 |  | PVC | 1981 | Yes |  | 2023-11-28 |  | Non-lead
029837 | 18959 PELICO RD |  | Polytube | Yes |  | 2023-01-18 |  | PVC | 1973 | Yes |  | 2023-01-18 |  | Non-lead
029838 | 29653 SARATOGA AVE |  | Polytube | Yes |  | 2023-01-30 |  | PVC | 1980 | Yes |  | 2023-01-30 |  | Non-lead
029839 | 22938 DRAKE LN |  | Polytube | Yes |  | 2022-11-07 |  | PVC | 1985 | Yes |  | 2022-11-07 |  | Non-lead
029840 | UNIT 610 3312 NORTHSIDE DR |  | Copper | Yes |  | 2022-06-08 |  | Copper | 1980 | Yes |  | 2022-06-08 |  | Non-lead
029841 | 2155 MATTHEWS RD |  | Polytube | Yes |  | 2024-06-28 |  | PVC | 1980 | Yes |  | 2024-06-28 |  | Non-lead
029842 | 14 BLUEWATER DR |  | Polytube | Yes |  | 2022-07-12 |  | PVC | 1980 | Yes |  | 2022-07-12 |  | Non-lead
029843 | 27381 BARBADOS LN |  | Polytube | Yes |  | 2022-12-15 |  | PVC | 1981 | Yes |  | 2022-12-15 |  | Non-lead
029844 | 27371 BARBADOS LN |  | Polytube | Yes |  | 2023-05-04 |  | PVC | 1981 | Yes |  | 2023-05-04 |  | Non-lead
029845 | 27361 BARBADOS DR |  | Polytube | Yes |  | 2023-09-08 |  | PVC | 1981 | Yes |  | 2023-09-08 |  | Non-lead
029846 | 530 W POINT DR |  | Polytube | Yes |  | 2024-04-24 |  | Copper | 1980 | Yes |  | 2024-04-24 |  | Non-lead
029847 | 17219 E BONEFISH LN |  | Polytube | Yes |  | 2022-07-08 |  | PVC | 1981 | Yes |  | 2022-07-08 |  | Non-lead
029848 | 47 BAY DR |  | Unknown | Yes |  | 2023-05-04 |  | Unknown | 1982 | Yes |  | 2023-05-04 |  | Lead Status Unknown
029849 | 325 CALZADA DE BOUGA |  | Polytube | Yes |  | 2022-06-23 |  | PVC | 1981 | Yes |  | 2022-06-23 |  | Non-lead
029850 | 1030 DOVE RD |  | Unknown, Non-Lead | No |  |  |  | Unknown, Non-Lead | 1989 | No |  |  |  | Non-lead
029851 | 1151 BULEVAR DE PALMA |  | Polytube | Yes |  | 2023-12-15 |  | PVC | 1980 | Yes |  | 2023-12-15 |  | Non-lead
029852 | 371 4TH ST |  | Polytube | Yes |  | 2023-07-24 |  | PVC | 1980 | Yes |  | 2023-07-24 |  | Non-lead
029854 | REAR 1439 74TH ST |  | Polytube | Yes |  | 2024-03-01 |  | PVC | 1961 | Yes |  | 2024-03-01 |  | Non-lead
029855 | 56402 PRIVATE RD |  | Polytube | Yes |  | 2022-10-22 |  | None | 1959 | Yes |  | 2022-10-22 |  | Non-lead
029856 | 400 23RD OCEAN ST |  | Polytube | Yes |  | 2024-07-16 |  | PVC | 1980 | Yes |  | 2024-07-16 |  | Non-lead
029857 | 401 CALLE LIMON |  | Polytube | Yes |  | 2022-06-22 |  | PVC | 1981 | Yes |  | 2022-06-22 |  | Non-lead
029858 | 225 W SEAVIEW CIR |  | Polytube | Yes |  | 2022-10-22 |  | PVC | 1981 | Yes |  | 2022-10-22 |  | Non-lead
029859 | 211 SCHOONER LN |  | Polytube | Yes |  | 2022-07-11 |  | PVC | 1980 | Yes |  | 2022-07-11 |  | Non-lead
029861 | 150 GULFVIEW DR |  | Polytube | Yes |  | 2022-06-29 |  | PVC | 1987 | Yes |  | 2022-06-29 |  | Non-lead
029862 | 447 LIME DR |  | Polytube | Yes |  | 2023-02-22 |  | PVC | 1987 | Yes |  | 2023-02-22 |  | Non-lead
029863 | 258 W SEAVIEW DR |  | Polytube | Yes |  | 2022-10-22 |  | PVC | 1981 | Yes |  | 2022-10-22 |  | Non-lead
029864 | 144 S INDIES DR |  | Polytube | Yes |  | 2022-10-22 |  | PVC | 1980 | Yes |  | 2022-10-22 |  | Non-lead
029865 | 944 E 75TH ST |  | Polytube | Yes |  | 2024-09-27 |  | PVC | 1981 | Yes |  | 2024-09-27 |  | Non-lead
029866 | 2110 DOLPHIN DRIVE |  | Polytube | Yes |  | 2023-02-07 |  | PVC | 1975 | Yes |  | 2023-02-07 |  | Non-lead
029867 | 102 CALLE ENSUENO |  | Polytube | Yes |  | 2023-03-22 |  | PVC | 1981 | Yes |  | 2023-03-22 |  | Non-lead
029868 | 537 PALM DR |  | Unknown, Non-Lead | Yes |  | 2020-08-26 |  | Unknown, Non-Lead | 1988 | Yes |  | 2020-08-26 |  | Non-lead
029869 | 302 PINETREE ST |  | Polytube | Yes |  | 2022-10-22 |  | PVC | 1980 | Yes |  | 2022-10-22 |  | Non-lead
029870 | 765 98TH OCEAN ST |  | Polytube | Yes |  | 2024-01-29 |  | PVC | 1981 | Yes |  | 2024-01-29 |  | Non-lead
029871 | 107 STIRRUP KEY RD |  | Polytube | Yes |  | 2023-01-27 |  | PVC | 1980 | Yes |  | 2023-01-27 |  | Non-lead
029872 | 1661 GROUPER DR |  | Polytube | Yes |  | 2024-04-29 |  | PVC | 1980 | Yes |  | 2024-04-29 |  | Non-lead
029873 | 125 SABAL AVE |  | Polytube | Yes |  | 2022-07-20 |  | PVC | 1986 | Yes |  | 2022-07-20 |  | Non-lead
029874 | 8 PARROTT LN |  | Polytube | Yes |  | 2022-09-23 |  | PVC | 1980 | Yes |  | 2022-09-23 |  | Non-lead
029875 | UNIT 509 3312 NORTHSIDE DR |  | Copper | Yes |  | 2022-06-08 |  | Copper | 1980 | Yes |  | 2022-06-08 |  | Non-lead
029876 | D11 10TH AVE |  | Polytube | Yes |  | 2023-08-25 |  | PVC |  | Yes |  | 2023-08-25 |  | Non-lead
029877 | 939 BAY DR |  | Polytube | Yes |  | 2022-08-16 |  | PVC | 1980 | Yes |  | 2022-08-16 |  | Non-lead
029878 | 1 SAPPHIRE APT B DR |  | Polytube | Yes |  | 2022-09-26 |  | PVC | 1980 | Yes |  | 2022-09-26 |  | Non-lead
029879 | APT A 1 SAPPHIRE DR |  | Polytube | Yes |  | 2022-09-26 |  | PVC | 1980 | Yes |  | 2022-09-26 |  | Non-lead
029880 | D14 10TH AVE |  | Polytube | Yes |  | 2023-03-08 |  | PVC | 1983 | Yes |  | 2023-03-08 |  | Non-lead
029881 | UNIT 607 3312 NORTHSIDE DR |  | Copper | Yes |  | 2022-06-08 |  | Copper | 1980 | Yes |  | 2022-06-08 |  | Non-lead
029882 | 30362 CARDINAL LN |  | Unknown | Yes |  | 2024-07-31 |  | Polytube | 1980 | Yes |  | 2024-07-31 |  | Lead Status Unknown
029883 | UNIT 614 3312 NORTHSIDE DR |  | Copper | Yes |  | 2022-06-08 |  | Copper | 1980 | Yes |  | 2022-06-08 |  | Non-lead
029884 | 707 EISENHOWER DR |  | Polytube | Yes |  | 2022-09-07 |  | No Piping | 1968 | Yes |  | 2022-09-07 |  | Non-lead
029885 | 927 GULF DR |  | Polytube | Yes |  | 2024-02-05 |  | PVC | 1986 | Yes |  | 2024-02-05 |  | Non-lead
029886 | 54 PALMETTO AVE |  | Polytube | Yes |  | 2022-12-06 |  | Polytube | 1982 | Yes |  | 2022-12-06 |  | Non-lead
029887 | 44 PALMETTO AVE |  | Polytube | Yes |  | 2022-12-06 |  | PVC | 1981 | Yes |  | 2022-12-06 |  | Non-lead
029888 | 34 PALMETTO AVE |  | Polytube | Yes |  | 2022-12-06 |  | PVC | 1982 | Yes |  | 2022-12-06 |  | Non-lead
029889 | 1346 FERN AVE |  | Polytube | Yes |  | 2024-03-01 |  | PVC | 1980 | Yes |  | 2024-03-01 |  | Non-lead
029890 | LOT 04 6511 MALONEY AVE |  | PVC | Yes |  | 2023-03-06 |  | PVC | 1964 | Yes |  | 2023-03-06 |  | Non-lead
029891 | UNIT 403 3312 NORTHSIDE DR |  | Copper | Yes |  | 2022-06-08 |  | Copper | 1980 | Yes |  | 2022-06-08 |  | Non-lead
029892 | 791 W INDIES DR |  | Polytube | Yes |  | 2022-11-08 |  | PVC | 1982 | Yes |  | 2022-11-08 |  | Non-lead
029893 | 17123 CORAL DR |  | Polytube | Yes |  | 2022-07-12 |  | PVC | 1981 | Yes |  | 2022-07-12 |  | Non-lead
029894 | APT A 46 YARDARM RD |  | Polytube | Yes |  | 2022-12-28 |  | PVC | 1980 | Yes |  | 2022-12-28 |  | Non-lead
029895 | 17074 CORAL DR W |  | Polytube | Yes |  | 2022-07-12 |  | PVC | 1981 | Yes |  | 2022-07-12 |  | Non-lead
029896 | APT B 46 YARDARM RD |  | Polytube | Yes |  | 2022-06-30 |  | PVC | 1980 | Yes |  | 2022-06-30 |  | Non-lead
029897 | 1469 HUDGINS RD |  | Polytube | Yes |  | 2023-11-30 |  | PVC | 1968 | Yes |  | 2023-11-30 |  | Non-lead
029898 | 673 BLACKBEARD RD |  | Polytube | Yes |  | 2023-01-23 |  | PVC | 1980 | Yes |  | 2023-01-23 |  | Non-lead
029899 | 41 W CAHILL CT |  | Polytube | Yes |  | 2022-12-12 |  | PVC | 1980 | Yes |  | 2022-12-12 |  | Non-lead
029900 | 142 GALLEON LANE |  | Polytube | Yes |  | 2024-06-28 |  | PVC | 1980 | Yes |  | 2024-06-28 |  | Non-lead
029901 | 5330 2ND AVE |  | Polytube | Yes |  | 2023-03-08 |  | PVC | 1982 | Yes |  | 2023-03-08 |  | Non-lead
029902 | 195 LA FITTE RD |  | Polytube | Yes |  | 2023-01-24 |  | PVC | 1981 | Yes |  | 2023-01-24 |  | Non-lead
029903 | 3911 VENNA RD |  | Polytube | Yes |  | 2024-08-29 |  | PVC | 1982 | Yes |  | 2024-08-29 |  | Non-lead
029905 | LOT 02 6511 MALONEY AVE |  | PVC | Yes |  | 2024-04-04 |  | PVC | 1964 | Yes |  | 2024-04-04 |  | Non-lead
029906 | LOT 05 6511 MALONEY AVE |  | PVC | Yes |  | 2024-04-18 |  | PVC | 1964 | Yes |  | 2024-04-18 |  | Non-lead
029907 | LOT 06 6511 MALONEY AVE |  | PVC | Yes |  | 2023-03-06 |  | PVC | 1964 | Yes |  | 2023-03-06 |  | Non-lead
029908 | LOT 07 6511 MALONEY AVE |  | PVC | Yes |  | 2023-03-06 |  | PVC | 1964 | Yes |  | 2023-03-06 |  | Non-lead
029909 | LOT 01 6511 MALONEY AVE |  | PVC | Yes |  | 2023-03-06 |  | PVC | 1964 | Yes |  | 2023-03-06 |  | Non-lead
029911 | 28458 YUCATAN DR |  | Polytube | Yes |  | 2023-09-22 |  | PVC | 1982 | Yes |  | 2023-09-22 |  | Non-lead
029914 | 22960 SHARP LANE |  | Polytube | Yes |  | 2022-12-28 |  | PVC | 1980 | Yes |  | 2022-12-28 |  | Non-lead
029924 | LOT 03 6511 MALONEY AVE |  | PVC | Yes |  | 2024-08-19 |  | PVC | 1964 | Yes |  | 2024-08-19 |  | Non-lead
029925 | LOT 11 6511 MALONEY AVE |  | PVC | Yes |  | 2024-04-02 |  | PVC | 1964 | Yes |  | 2024-04-02 |  | Non-lead
029926 | 151 CUTLASS LN |  | Polytube | Yes |  | 2022-12-28 |  | PVC | 1980 | Yes |  | 2022-12-28 |  | Non-lead
029927 | LOT 08 6511 MALONEY AVE |  | PVC | Yes |  | 2023-03-06 |  | PVC | 1964 | Yes |  | 2023-03-06 |  | Non-lead
029928 | 142 WESTMINSTER DR |  | Unknown, Non-Lead | Yes |  | 2022-04-11 |  | PVC | 1989 | Yes |  | 2022-04-11 |  | Non-lead
029929 | 616 LA PALOMA RD |  | Polytube | Yes |  | 2023-02-07 |  | PVC | 1980 | Yes |  | 2023-02-07 |  | Non-lead
029930 | 186 LONG KEY RD |  | Polytube | Yes |  | 2024-06-04 |  | PVC | 1980 | Yes |  | 2024-06-04 |  | Non-lead
029931 | 63 BAHAMA AVE |  | Polytube | Yes |  | 2022-11-29 |  | PVC | 1969 | Yes |  | 2022-11-29 |  | Non-lead
029932 | 445 LIME DR |  | Polytube | Yes |  | 2023-02-02 |  | PVC | 1987 | Yes |  | 2023-02-02 |  | Non-lead
029933 | 439 CARIBBEAN DR |  | Polytube | Yes |  | 2022-07-08 |  | PVC | 1981 | Yes |  | 2022-07-08 |  | Non-lead
029934 | 79 JEAN LA FITTE L DR |  | Unknown, Non-Lead | No |  |  |  | Unknown, Non-Lead | 1988 | No |  |  |  | Non-lead
029935 | 101 HIGH ST |  | Unknown, Non-Lead | No |  |  |  | Unknown, Non-Lead | 1988 | No |  |  |  | Non-lead
029936 | 107 FIRST TERR |  | Polytube | Yes |  | 2022-10-17 |  | PVC | 1981 | Yes |  | 2022-10-17 |  | Non-lead
029937 | 166 OCALA DR |  | Polytube | Yes |  | 2022-06-09 |  | PVC | 1983 | Yes |  | 2022-06-09 |  | Non-lead
029938 | 104 BAHAMA RD |  | Polytube | Yes |  | 2023-02-01 |  | PVC | 1981 | Yes |  | 2023-02-01 |  | Non-lead
029939 | UNIT F-1 87200 OVERSEAS HWY |  | PVC | Yes |  | 2022-06-09 |  | Copper | 1980 | Yes |  | 2022-06-09 |  | Non-lead
029940 | UNIT F-2 87200 OVERSEAS HWY |  | PVC | Yes |  | 2023-02-21 |  | Copper | 1980 | Yes |  | 2023-02-21 |  | Non-lead
029941 | UNIT F-3 87200 OVERSEAS HWY |  | PVC | Yes |  | 2022-06-09 |  | Copper | 1980 | Yes |  | 2022-06-09 |  | Non-lead
029942 | UNIT F-4 87200 OVERSEAS HWY |  | PVC | Yes |  | 2022-06-09 |  | Copper | 1980 | Yes |  | 2022-06-09 |  | Non-lead
029943 | UNIT F-5 87200 OVERSEAS HWY |  | PVC | Yes |  | 2022-06-09 |  | Copper | 1980 | Yes |  | 2022-06-09 |  | Non-lead
029944 | UNIT F-6 87200 OVERSEAS HWY |  | PVC | Yes |  | 2022-06-09 |  | Copper | 1980 | Yes |  | 2022-06-09 |  | Non-lead
029945 | UNIT F-7 87200 OVERSEAS HWY |  | PVC | Yes |  | 2022-06-09 |  | Copper | 1980 | Yes |  | 2022-06-09 |  | Non-lead
029946 | UNIT F-8 87200 OVERSEAS HWY |  | PVC | Yes |  | 2022-06-09 |  | Copper | 1980 | Yes |  | 2022-06-09 |  | Non-lead
029947 | UNIT F-9 87200 OVERSEAS HWY |  | PVC | Yes |  | 2023-10-18 |  | Copper | 1980 | Yes |  | 2023-10-18 |  | Non-lead
029948 | UNIT F-10 87200 OVERSEAS HWY |  | PVC | Yes |  | 2022-06-09 |  | Copper | 1980 | Yes |  | 2022-06-09 |  | Non-lead
029949 | L13 13 FLAMINGO HAMMOCK RD |  | Unknown, Non-Lead | No |  |  |  | Unknown, Non-Lead | 1988 | No |  |  |  | Non-lead
029950 | 51 ROCK HARBOR LTS1 DR |  | Polytube | Yes |  | 2022-11-17 |  | Copper | 1981 | Yes |  | 2022-11-17 |  | Non-lead
029951 | 81200 OVERSEAS HWY |  | Unknown, Non-Lead | Yes |  | 2022-03-28 |  | Unknown, Non-Lead | 1988 | Yes |  | 2022-03-28 |  | Non-lead
029952 | 80461 OVERSEAS HWY |  | Unknown, Non-Lead | Yes |  | 2022-10-27 |  | Copper | 2019 | Yes |  | 2022-10-27 |  | Non-lead
029953 | 5 MICHAEL DR |  | Polytube | Yes |  | 2023-05-04 |  | PVC | 1986 | Yes |  | 2023-05-04 |  | Non-lead
029954 | 101 KAY DR |  | Polytube | Yes |  | 2023-05-09 |  | PVC |  | Yes |  | 2023-05-09 |  | Non-lead
029955 | 67 N BOUNTY LN |  | Unknown, Non-Lead | Yes |  | 2021-06-21 |  | PVC | 1994 | Yes |  | 2021-06-21 |  | Non-lead
029956 | 859 NARRAGANSETT LN |  | Copper | Yes |  | 2023-05-04 |  | PVC | 1980 | Yes |  | 2023-05-04 |  | Non-lead
029957 | 1302 CALDER RD |  | Unknown, Non-Lead | Yes |  | 2018-08-08 |  | PVC | 1994 | Yes |  | 2018-08-08 |  | Non-lead
029958 | 905 S EMERALD DR |  | Polytube | Yes |  | 2023-02-02 |  | PVC | 1980 | Yes |  | 2023-02-02 |  | Non-lead
029959 | UNIT FRONT 136 HARRY HARRIS DR |  | Polytube | Yes |  | 2024-06-20 |  | Polytube | 1981 | Yes |  | 2024-06-20 |  | Non-Lead
029960 | UNIT BACK 136 HARRY HARRIS DR |  | Polytube | Yes |  | 2022-05-05 |  | Polytube | 1981 | Yes |  | 2022-05-05 |  | Non-Lead
029961 | UNIT M-10 87200 OVERSEAS HWY |  | PVC | Yes |  | 2022-06-09 |  | Copper | 1980 | Yes |  | 2022-06-09 |  | Non-lead
029962 | 205 HISPANOLA RD |  | Polytube | Yes |  | 2022-06-22 |  | PVC | 1978 | Yes |  | 2022-06-22 |  | Non-lead
029963 | 138 SEA LANE |  | Polytube | Yes |  | 2022-07-05 |  | PVC | 1981 | Yes |  | 2022-07-05 |  | Non-lead
029965 | 80500 OVERSEAS HWY |  | Unknown, Non-Lead | Yes |  | 2023-01-13 |  | Unknown, Non-Lead | 1988 | Yes |  | 2023-01-13 |  | Non-lead
029966 | UNIT G1 87200 OVERSEAS HWY |  | PVC | Yes |  | 2022-06-09 |  | Copper | 1980 | Yes |  | 2022-06-09 |  | Non-lead
029967 | UNIT G-2 87200 OVERSEAS HWY |  | PVC | Yes |  | 2022-06-09 |  | Copper | 1980 | Yes |  | 2022-06-09 |  | Non-lead
029968 | UNIT G-3 87200 OVERSEAS HWY |  | PVC | Yes |  | 2022-06-09 |  | Copper | 1980 | Yes |  | 2022-06-09 |  | Non-lead
029969 | UNIT G-4 87200 OVERSEAS HWY |  | PVC | Yes |  | 2022-06-09 |  | Copper | 1980 | Yes |  | 2022-06-09 |  | Non-lead
029970 | UNIT G-5 87200 OVERSEAS HWY |  | PVC | Yes |  | 2022-06-09 |  | Copper | 1980 | Yes |  | 2022-06-09 |  | Non-lead
029971 | UNIT G-6 87200 OVERSEAS HWY |  | PVC | Yes |  | 2022-06-09 |  | Copper | 1980 | Yes |  | 2022-06-09 |  | Non-lead
029972 | UNIT G-7 87200 OVERSEAS HWY |  | PVC | Yes |  | 2022-06-09 |  | Copper | 1980 | Yes |  | 2022-06-09 |  | Non-lead
029973 | UNIT G-8 87200 OVERSEAS HWY |  | PVC | Yes |  | 2022-06-09 |  | Copper | 1980 | Yes |  | 2022-06-09 |  | Non-lead
029974 | UNIT G-9 87200 OVERSEAS HWY |  | PVC | Yes |  | 2022-06-09 |  | Copper | 1980 | Yes |  | 2022-06-09 |  | Non-lead
029975 | UNIT G-10 87200 OVERSEAS HWY |  | PVC | Yes |  | 2022-06-09 |  | Copper | 1980 | Yes |  | 2022-06-09 |  | Non-lead
029977 | 88181 S OLD HWY 1/2 OF T |  | Polytube | Yes |  | 2022-06-14 |  | Polytube | 1979 | Yes |  | 2022-06-14 |  | Non-lead
029978 | 920 S SILVER CIRCLE |  | Polytube | Yes |  | 2023-02-02 |  | PVC | 1980 | Yes |  | 2023-02-02 |  | Non-lead
029979 | 910 S RUBY DR |  | Polytube | Yes |  | 2023-02-02 |  | PVC | 1980 | Yes |  | 2023-02-02 |  | Non-lead
029980 | 114 GARDEN ST |  | Polytube | Yes |  | 2023-02-09 |  | PVC | 1974 | Yes |  | 2023-02-09 |  | Non-lead
029981 | 33 SNAPPER AVE |  | Polytube | Yes |  | 2022-10-31 |  | PVC | 1980 | Yes |  | 2022-10-31 |  | Non-lead
029982 | 261 LANCE LN |  | Polytube | Yes |  | 2022-10-26 |  | PVC | 1978 | Yes |  | 2022-10-26 |  | Non-lead
029983 | 132 MANGROVE LN |  | Polytube | Yes |  | 2022-07-19 |  | PVC | 1980 | Yes |  | 2022-07-19 |  | Non-lead
029985 | 133 MILANO DR |  | Polytube | Yes |  | 2022-06-10 |  | PVC | 1982 | Yes |  | 2022-06-10 |  | Non-lead
029986 | 357 CRANE ST |  | Unknown, Non-Lead | No |  |  |  | Unknown, Non-Lead | 1990 | No |  |  |  | Non-lead
029987 | 333 WOODS AVE |  | Polytube | Yes |  | 2022-06-21 |  | PVC | 1980 | Yes |  | 2022-06-21 |  | Non-lead
029988 | 27 AVE D |  | Unknown, Non-Lead | Yes |  | 2021-03-23 |  | Unknown, Non-Lead | 2016 | Yes |  | 2021-03-23 |  | Non-lead
029989 | 17 NORTH END RD |  | Polytube | Yes |  | 2022-10-03 |  | PVC | 1981 | Yes |  | 2022-10-03 |  | Non-lead
029990 | NORTH 222 COSTA BRAVO DR |  | Polytube | Yes |  | 2022-11-21 |  | PVC | 1980 | Yes |  | 2022-11-21 |  | Non-lead
029991 | 98210 OVERSEAS HWY |  | Polytube | Yes |  | 2023-02-07 |  | PVC | 1980 | Yes |  | 2023-02-07 |  | Non-lead
029992 | 144 BUTTONWOOD LN |  | Polytube | Yes |  | 2022-06-27 |  | PVC | 1981 | Yes |  | 2022-06-27 |  | Non-lead
029993 | 224 ORANGE BLOSSOM T RD |  | Polytube | Yes |  | 2022-05-17 |  | PVC | 1981 | Yes |  | 2022-05-17 |  | Non-lead
029994 | 363 CRANE ST |  | Polytube | Yes |  | 2023-05-04 |  | PVC | 1981 | Yes |  | 2023-05-04 |  | Non-lead
029995 | LEFT 162 BAHAMA AVE |  | Polytube | Yes |  | 2023-07-12 |  | PVC | 1981 | Yes |  | 2023-07-12 |  | Non-lead
029996 | 162 BAHAMA AVE |  | Polytube | Yes |  | 2022-11-10 |  | PVC | 1987 | Yes |  | 2022-11-10 |  | Non-lead
029997 | 103 FAIRWICH CT |  | Polytube | Yes |  | 2022-07-11 |  | PVC | 1980 | Yes |  | 2022-07-11 |  | Non-lead
029998 | UNIT 16 75500 OVERSEAS HWY |  | Polytube | Yes |  | 2022-07-05 |  | Copper |  | Yes |  | 2022-07-05 |  | Non-lead
029999 | UNIT 15 75500 OVERSEAS HWY |  | Polytube | Yes |  | 2022-07-05 |  | Copper |  | Yes |  | 2022-07-05 |  | Non-lead
030000 | UNIT 14 75500 OVERSEAS HWY |  | Polytube | Yes |  | 2022-07-05 |  | Copper |  | Yes |  | 2022-07-05 |  | Non-lead
030001 | UNIT 13 75500 OVERSEAS HWY |  | Polytube | Yes |  | 2022-07-05 |  | Copper |  | Yes |  | 2022-07-05 |  | Non-lead
030002 | UNIT 12 75500 OVERSEAS HWY |  | Polytube | Yes |  | 2022-06-01 |  | Copper |  | Yes |  | 2022-06-01 |  | Non-lead
030003 | UNIT 11 75500 OVERSEAS HWY |  | Polytube | Yes |  | 2022-07-05 |  | Copper |  | Yes |  | 2022-07-05 |  | Non-lead
030004 | UNIT V-5 87200 OVERSEAS HWY |  | Polytube | Yes |  | 2023-02-02 |  | PVC | 1980 | Yes |  | 2023-02-02 |  | Non-lead
030005 | UNIT V-6 87200 OVERSEAS HWY |  | PVC | Yes |  | 2022-06-09 |  | Copper | 1980 | Yes |  | 2022-06-09 |  | Non-lead
030006 | UNIT V-7 87200 OVERSEAS HWY |  | PVC | Yes |  | 2023-09-13 |  | PVC | 1980 | Yes |  | 2023-09-13 |  | Non-lead
030007 | V 8 87200 OVERSEAS Hwy |  | PVC | Yes |  | 2023-10-18 |  | PVC | 1980 | Yes |  | 2023-10-18 |  | Non-lead
030008 | UNIT V-9 87200 OVERSEAS HWY |  | PVC | Yes |  | 2022-06-09 |  | PVC | 1980 | Yes |  | 2022-06-09 |  | Non-lead
030009 | UNIT V-10 87200 OVERSEAS HWY |  | PVC | Yes |  | 2022-06-09 |  | PVC | 1980 | Yes |  | 2022-06-09 |  | Non-lead
030010 | UNIT H-1 87200 OVERSEAS HWY |  | PVC | Yes |  | 2022-06-09 |  | Copper | 1980 | Yes |  | 2022-06-09 |  | Non-lead
030011 | UNIT H-2 87200 OVERSEAS HWY |  | PVC | Yes |  | 2022-06-09 |  | Copper | 1980 | Yes |  | 2022-06-09 |  | Non-lead
030012 | UNIT H-3 87200 OVERSEAS HWY |  | PVC | Yes |  | 2022-06-09 |  | Copper | 1980 | Yes |  | 2022-06-09 |  | Non-lead
030013 | UNIT H-4 87200 OVERSEAS HWY |  | PVC | Yes |  | 2022-06-09 |  | Copper | 1980 | Yes |  | 2022-06-09 |  | Non-lead
030014 | 27 JEWFISH AVE |  | Polytube | Yes |  | 2022-07-06 |  | PVC | 1981 | Yes |  | 2022-07-06 |  | Non-lead
030015 | 300 AVE B |  | Polytube | Yes |  | 2022-10-17 |  | PVC | 1981 | Yes |  | 2022-10-17 |  | Non-lead
030016 | 110 DOVE LAKE DR |  | Polytube | Yes |  | 2022-07-20 |  | PVC | 1981 | Yes |  | 2022-07-20 |  | Non-lead
030017 | 197 GULFVIEW DR |  | Polytube | Yes |  | 2022-06-30 |  | PVC | 1981 | Yes |  | 2022-06-30 |  | Non-lead
030018 | 404 THUMPER THOROUGH |  | Polytube | Yes |  | 2022-09-19 |  | PVC | 1981 | Yes |  | 2022-09-19 |  | Non-lead
030019 | 199 CAMELOT DR |  | Polytube | Yes |  | 2022-07-12 |  | PVC | 1982 | Yes |  | 2022-07-12 |  | Non-lead
030020 | 81031 OVERSEAS HWY |  | Polytube | Yes |  | 2023-11-20 |  | PVC | 1982 | Yes |  | 2023-11-20 |  | Non-lead
030021 | 919 PLANTATION RD |  | Polytube | Yes |  | 2022-10-05 |  | PVC | 1996 | Yes |  | 2022-10-05 |  | Non-lead
030022 | 1045 ADAMS DR |  | Polytube | Yes |  | 2023-12-08 |  | PVC | 1981 | Yes |  | 2023-12-08 |  | Non-lead
030023 | UNIT 6 69401 OVERSEAS HWY |  | Unknown, Non-Lead | Yes |  | 2020-07-16 |  | Unknown, Non-Lead | 2008 | Yes |  | 2020-07-16 |  | Non-lead
030024 | UNIT 5 69401 OVERSEAS HWY |  | Polytube | Yes |  | 2023-05-03 |  | PVC | 2008 | Yes |  | 2023-05-03 |  | Non-lead
030025 | 200 CUBA RD |  | Polytube | Yes |  | 2022-07-20 |  | PVC | 1981 | Yes |  | 2022-07-20 |  | Non-lead
030026 | 458 LIME DR |  | Polytube | Yes |  | 2023-02-02 |  | PVC | 1981 | Yes |  | 2023-02-02 |  | Non-lead
030027 | 146 PLANTATION AVE |  | Polytube | Yes |  | 2023-07-05 |  | PVC | 1982 | Yes |  | 2023-07-05 |  | Non-lead
030029 | 22904 ANNE BONNY LN |  | Polytube | Yes |  | 2023-07-25 |  | PVC | 1981 | Yes |  | 2023-07-25 |  | Non-lead
030030 | UNIT 414 3312 NORTHSIDE DR |  | Copper | Yes |  | 2022-06-08 |  | Copper | 1980 | Yes |  | 2022-06-08 |  | Non-lead
030031 | 1077 HAWKSBILL LN |  | Polytube | Yes |  | 2023-01-18 |  | PVC | 1982 | Yes |  | 2023-01-18 |  | Non-lead
030032 | 27418 HAITI LN |  | Polytube | Yes |  | 2023-05-04 |  | PVC | 1982 | Yes |  | 2023-05-04 |  | Non-lead
030033 | 17203 SNAPPER LN |  | Polytube | Yes |  | 2022-07-08 |  | PVC | 1981 | Yes |  | 2022-07-08 |  | Non-lead
030034 | 280 SCORPIO LN |  | Polytube | Yes |  | 2022-09-26 |  | PVC | 1980 | Yes |  | 2022-09-26 |  | Non-lead
030035 | 568 E SHORE DR |  | Polytube | Yes |  | 2023-04-25 |  | PVC | 1981 | Yes |  | 2023-04-25 |  | Non-lead
030036 | APT 3 712 GALVESTON LN |  | Polytube | Yes |  | 2024-09-06 |  | PVC | 1929 | Yes |  | 2024-09-06 |  | Non-lead
030037 | UP #2 712 GALVESTON LN |  | Polytube | Yes |  | 2023-03-06 |  | PVC | 1981 | Yes |  | 2023-03-06 |  | Non-lead
030038 | APT 1 UP 712 GALVESTON LN |  | Polytube | Yes |  | 2022-05-06 |  | PVC | 1929 | Yes |  | 2022-05-06 |  | Non-lead
030039 | APT 4 DOWN 712 GALVESTON LN |  | Polytube | Yes |  | 2023-03-06 |  | PVC | 1981 | Yes |  | 2023-03-06 |  | Non-lead
030040 | UNIT 301 3312 NORTHSIDE DR |  | Copper | Yes |  | 2022-06-08 |  | Copper | 1980 | Yes |  | 2022-06-08 |  | Non-lead
030041 | 24754 US1 |  | Polytube | Yes |  | 2023-04-25 |  | PVC | 1984 | Yes |  | 2023-04-25 |  | Non-lead
030042 | 1019 GULF DR |  | Polytube | Yes |  | 2023-10-18 |  | PVC | 1985 | Yes |  | 2023-10-18 |  | Non-lead
030043 | 649 POWELL AVE |  | Polytube | Yes |  | 2023-01-25 |  | PVC | 1981 | Yes |  | 2023-01-25 |  | Non-lead
030044 | . WATSON FIELD LOTS I J & 11 |  | Unknown | Yes |  | 2023-01-10 |  | Unknown | 1982 | Yes |  | 2023-01-10 |  | Lead Status Unknown
030046 | UNIT 07 1616 ATLANTIC BLVD |  | Unknown | Yes |  | 2022-11-10 |  | PVC | 1980 | Yes |  | 2022-11-10 |  | Lead Status Unknown
030047 | UNIT 208 3312 NORTHSIDE DR |  | Copper | Yes |  | 2022-06-08 |  | Copper | 1980 | Yes |  | 2022-06-08 |  | Non-lead
030048 | 73801 OVERSEAS HWY |  | Copper | Yes |  | 2022-06-29 |  | PVC | 1970 | Yes |  | 2022-06-29 |  | Non-lead
030049 | UNIT 05 1616 ATLANTIC BLVD |  | PVC | Yes |  | 2023-04-26 |  | PVC | 1980 | Yes |  | 2023-04-26 |  | Non-lead
030050 | 13351 OVERSEAS HWY |  | Copper | Yes |  | 2022-10-22 |  | PVC | 1973 | Yes |  | 2022-10-22 |  | Non-lead
030051 | UNIT 706 3312 NORTHSIDE DR |  | Copper | Yes |  | 2022-06-08 |  | Copper | 1980 | Yes |  | 2022-06-08 |  | Non-lead
030053 | APT 1 215 VIRGINIA ST |  | Polytube | Yes |  | 2024-09-06 |  | PVC | 1980 | Yes |  | 2024-09-06 |  | Non-lead
030054 | 185 LA FITTE RD |  | Polytube | Yes |  | 2023-01-24 |  | PVC | 1980 | Yes |  | 2023-01-24 |  | Non-lead
030055 | UNIT 08 1616 ATLANTIC BLVD |  | PVC | Yes |  | 2023-04-26 |  | PVC | 1980 | Yes |  | 2023-04-26 |  | Non-lead
030065 | 31587 E AVE |  | Polytube | Yes |  | 2022-11-09 |  | PVC |  | Yes |  | 2022-11-09 |  | Non-lead
030067 | 31578 AVENUE E |  | Unknown, Non-Lead | Yes |  | 2024-02-26 |  | Unknown, Non-Lead | 2002 | Yes |  | 2024-02-26 |  | Non-lead
030068 | 31570 AVENUE E |  | Copper | Yes |  | 2019-04-03 |  | PVC | 2002 | Yes |  | 2019-04-03 |  | Non-lead
030069 | UNIT 04 1616 ATLANTIC BLVD |  | PVC | Yes |  | 2023-04-26 |  | PVC | 1980 | Yes |  | 2023-04-26 |  | Non-lead
030070 | UNIT 212 3312 NORTHSIDE DR |  | Copper | Yes |  | 2022-06-03 |  | Copper | 1980 | Yes |  | 2022-06-03 |  | Non-lead
030071 | UNIT 701 3312 NORTHSIDE DR |  | Copper | Yes |  | 2022-06-08 |  | Copper | 1980 | Yes |  | 2022-06-08 |  | Non-lead
030072 | 163 63RD ST OCEAN |  | Polytube | Yes |  | 2023-03-01 |  | PVC | 1974 | Yes |  | 2023-03-01 |  | Non-lead
030073 | 325 117TH OCEAN ST |  | Polytube | Yes |  | 2024-03-27 |  | PVC | 1956 | Yes |  | 2024-03-27 |  | Non-lead
030074 | GULF 935 107TH ST |  | Polytube | Yes |  | 2022-11-23 |  | PVC | 1958 | Yes |  | 2022-11-23 |  | Non-lead
030075 | 58652 OVERSEAS HWY |  | Polytube | Yes |  | 2023-04-10 |  | PVC | 1987 | Yes |  | 2023-04-10 |  | Non-lead
030076 | 421 CALLE LIMON |  | Polytube | Yes |  | 2024-04-25 |  | PVC | 1981 | Yes |  | 2024-04-25 |  | Non-lead
030077 | 538 SOMBRERO RD |  | Polytube | Yes |  | 2024-07-12 |  | PVC | 1968 | Yes |  | 2024-07-12 |  | Non-lead
030078 | GULF 205 41ST ST |  | Polytube | Yes |  | 2023-03-17 |  | PVC | 1984 | Yes |  | 2023-03-17 |  | Non-lead
030079 | 2892 OVERSEAS HWY |  | Polytube | Yes |  | 2023-12-20 |  | PVC | 1948 | Yes |  | 2023-12-20 |  | Non-lead
030080 | 134 BRIAN RD |  | Polytube | Yes |  | 2023-07-20 |  | PVC | 1981 | Yes |  | 2023-07-20 |  | Non-lead
030081 | 220 GOODLEY (& KYLE ST |  | Polytube | Yes |  | 2023-09-21 |  | PVC | 1981 | Yes |  | 2023-09-21 |  | Non-lead
030082 | 1253 24TH OCEAN ST |  | Unknown, Non-Lead | Yes |  | 2024-06-17 |  | PVC | 2019 | Yes |  | 2024-06-17 |  | Non-lead
030083 | 1255 24TH OCEAN ST |  | Unknown, Non-Lead | Yes |  | 2023-11-30 |  | PVC | 2019 | Yes |  | 2023-11-30 |  | Non-lead
030084 | 223 W SEAVIEW CIR |  | Polytube | Yes |  | 2022-10-22 |  | PVC | 1981 | Yes |  | 2022-10-22 |  | Non-lead
030085 | 11 BLUE ISLE |  | Unknown, Non-Lead | Yes |  | 2021-07-06 |  | PVC | 2007 | Yes |  | 2021-07-06 |  | Non-lead
030086 | 441 10TH ST |  | Polytube | Yes |  | 2024-09-18 |  | PVC | 1969 | Yes |  | 2024-09-18 |  | Non-lead
030087 | 38 BLUEWATER DR |  | Polytube | Yes |  | 2022-07-07 |  | PVC | 1980 | Yes |  | 2022-07-07 |  | Non-lead
030088 | 6471 3RD ST |  | Polytube | Yes |  | 2024-07-22 |  | PVC | 1981 | Yes |  | 2024-07-22 |  | Non-lead
030089 | APT REAR 1508 BERTHA ST |  | Polytube | Yes |  | 2022-09-22 |  | PVC | 1963 | Yes |  | 2022-09-22 |  | Non-lead
030090 | UNIT 716 3312 NORTHSIDE DR |  | Copper | Yes |  | 2022-06-08 |  | Copper | 1980 | Yes |  | 2022-06-08 |  | Non-lead
030091 | UNIT 2 502 PARK DR |  | Unknown, Non-Lead | Yes |  | 2019-08-19 |  | Unknown, Non-Lead | 1990 | Yes |  | 2019-08-19 |  | Non-lead
030092 | UNIT 207 3312 NORTHSIDE DR |  | Copper | Yes |  | 2022-06-08 |  | Copper | 1980 | Yes |  | 2022-06-08 |  | Non-lead
030093 | 28132 HELEN AVE |  | Unknown, Non-Lead | Yes |  | 2024-06-04 |  | Unknown, Non-Lead | 2006 | Yes |  | 2024-06-04 |  | Non-lead
030094 | UNIT 01 1616 ATLANTIC BLVD |  | PVC | Yes |  | 2023-04-26 |  | PVC | 1980 | Yes |  | 2023-04-26 |  | Non-lead
030095 | UNIT 13 1616 ATLANTIC BLVD |  | PVC | Yes |  | 2023-04-26 |  | PVC | 1980 | Yes |  | 2023-04-26 |  | Non-lead
030096 | UNIT 515 3312 NORTHSIDE DR |  | Copper | Yes |  | 2022-06-08 |  | Copper | 1980 | Yes |  | 2022-06-08 |  | Non-lead
030097 | SLIP M09 1801 N ROOSEVELT BLVD |  | PVC | Yes |  | 2022-07-12 |  | PVC | 1983 | Yes |  | 2022-07-12 |  | Non-lead
030098 | 422 CALLE LIMON |  | Polytube | Yes |  | 2022-06-09 |  | PVC | 1981 | Yes |  | 2022-06-09 |  | Non-lead
030099 | APT B 1111 GRINNELL ST |  | Polytube | Yes |  | 2023-03-16 |  | PVC | 1978 | Yes |  | 2023-03-16 |  | Non-lead
030100 | 29161 BOUGAINVILLE LN |  | Polytube | Yes |  | 2022-12-15 |  | Polytube | 1981 | Yes |  | 2022-12-15 |  | Non-lead
030101 | D16 10TH AVE |  | Unknown, Non-Lead | Yes |  | 2018-05-31 |  | Unknown, Non-Lead | 2021 | Yes |  | 2018-05-31 |  | Non-lead
030102 | D8 10TH AVE |  | Unknown, Non-Lead | Yes |  | 2021-06-14 |  | Unknown, Non-Lead | 2020 | Yes |  | 2021-06-14 |  | Non-lead
030104 | FOR BOAT SERVICE |  | Unknown, Non-Lead | No |  |  |  | No Piping | Vacant | No |  |  |  | Non-lead
030105 | 16761 CYPRESS DR |  | Polytube | Yes |  | 2022-07-11 |  | PVC | 1985 | Yes |  | 2022-07-11 |  | Non-lead
030106 | APT 1 721 WADDELL AVE |  | Polytube | Yes |  | 2023-04-25 |  | PVC | 1933 | Yes |  | 2023-04-25 |  | Non-lead
030107 | APT 2 721 WADDELL AVE |  | Polytube | Yes |  | 2023-04-25 |  | PVC | 1923 | Yes |  | 2023-04-25 |  | Non-lead
030108 | APT A 721 WADDELL AVE |  | Polytube | Yes |  | 2023-04-25 |  | PVC | 1923 | Yes |  | 2023-04-25 |  | Non-lead
030109 | APT G 721 WADDELL AVE |  | Polytube | Yes |  | 2023-04-25 |  | PVC | 1923 | Yes |  | 2023-04-25 |  | Non-lead
030110 | APT E 721 WADDELL AVE |  | Polytube | Yes |  | 2023-04-25 |  | PVC | 1923 | Yes |  | 2023-04-25 |  | Non-lead
030111 | APT 9 725 WADDELL AVE |  | Polytube | Yes |  | 2023-04-25 |  | PVC | 1923 | Yes |  | 2023-04-25 |  | Non-lead
030112 | APT 8 725 WADDELL AVE |  | Polytube | Yes |  | 2023-02-08 |  | PVC | 1923 | Yes |  | 2023-02-08 |  | Non-lead
030113 | APT 7 725 WADDELL AVE |  | Polytube | Yes |  | 2023-04-25 |  | PVC | 1923 | Yes |  | 2023-04-25 |  | Non-lead
030114 | 99 CALLE UNO |  | Polytube | Yes |  | 2022-07-06 |  | PVC | 1981 | Yes |  | 2022-07-06 |  | Non-lead
030115 | UNIT 508 3312 NORTHSIDE DR |  | Copper | Yes |  | 2022-06-08 |  | Copper | 1980 | Yes |  | 2022-06-08 |  | Non-lead
030116 | 30845 BAYSHORE DR |  | Polytube | Yes |  | 2022-11-17 |  | PVC | 1981 | Yes |  | 2022-11-17 |  | Non-lead
030117 | 210 4TH ST |  | Polytube | Yes |  | 2023-07-27 |  | PVC | 1981 | Yes |  | 2023-07-27 |  | Non-lead
030118 | APT C 215 VIRGINIA ST |  | Unknown, Non-Lead | Yes |  | 2022-06-10 |  | PVC | 1980 | Yes |  | 2022-06-10 |  | Non-lead
030119 | 197 INDUSTRIAL RD |  | Polytube | Yes |  | 2023-04-24 |  | PVC | 1990 | Yes |  | 2023-04-24 |  | Non-lead
030120 | #20 BOW CHANNELL BRI |  | Unknown, Non-Lead | No |  |  |  | No Piping | Vacant | No |  |  |  | Non-lead
030121 | UNIT 106 3312 NORTHSIDE DR |  | Copper | Yes |  | 2024-04-19 |  | Copper | 1980 | Yes |  | 2024-04-19 |  | Non-lead
030122 | 1268 FERN AVE |  | Polytube | Yes |  | 2022-11-18 |  | PVC | 1981 | Yes |  | 2022-11-18 |  | Non-lead
030123 | 671 PIRATES RD |  | Polytube | Yes |  | 2024-02-05 |  | PVC | 1980 | Yes |  | 2024-02-05 |  | Non-lead
030124 | 681 PIRATES RD |  | Polytube | Yes |  | 2023-01-23 |  | PVC | 1980 | Yes |  | 2023-01-23 |  | Non-lead
030125 | 691 PIRATES RD |  | Polytube | Yes |  | 2023-01-23 |  | PVC | 1980 | Yes |  | 2023-01-23 |  | Non-lead
030126 | D9 10TH AVE |  | Unknown, Non-Lead | Yes |  | 2023-11-29 |  | PVC | 2020 | Yes |  | 2023-11-29 |  | Non-lead
030127 | 254 MARS LN |  | Unknown, Non-Lead | Yes |  | 2024-05-02 |  | Unknown, Non-Lead | 2006 | Yes |  | 2024-05-02 |  | Non-lead
030128 | 17215 GREEN TURTLE LN |  | Polytube | Yes |  | 2023-05-04 |  | PVC | 1981 | Yes |  | 2023-05-04 |  | Non-lead
030129 | 29122 GUAVA LN |  | Polytube | Yes |  | 2022-09-26 |  | PVC | 1981 | Yes |  | 2022-09-26 |  | Non-lead
030130 | 188 VENUS LN |  | Polytube | Yes |  | 2022-09-26 |  | PVC | 1981 | Yes |  | 2022-09-26 |  | Non-lead
030131 | UNIT 516 3312 NORTHSIDE DR |  | Copper | Yes |  | 2022-06-08 |  | Copper | 1980 | Yes |  | 2022-06-08 |  | Non-lead
030132 | 182 GALLEON LN |  | Polytube | Yes |  | 2022-08-30 |  | PVC | 1981 | Yes |  | 2022-08-30 |  | Non-lead
030133 | 1041 GORDON DR |  | Polytube | Yes |  | 2022-12-01 |  | PVC | 1981 | Yes |  | 2022-12-01 |  | Non-lead
030134 | 561 NAVAJO DR |  | Polytube | Yes |  | 2022-11-09 |  | PVC | 1981 | Yes |  | 2022-11-09 |  | Non-lead
030136 | 133 STROMBOLI DR |  | Polytube | Yes |  | 2022-06-21 |  | PVC | 1982 | Yes |  | 2022-06-21 |  | Non-lead
030137 | 124 SEVERINO DR |  | Polytube | Yes |  | 2023-02-16 |  | PVC | 1985 | Yes |  | 2023-02-16 |  | Non-lead
030138 | 231 UPPER MATECUMBE RD |  | Polytube | Yes |  | 2023-05-04 |  | PVC | 1981 | Yes |  | 2023-05-04 |  | Non-lead
030139 | 720 PONCE DE LEON BLVD |  | Polytube | Yes |  | 2023-02-08 |  | PVC | 1981 | Yes |  | 2023-02-08 |  | Non-lead
030140 | 337 MAHOGANY DR |  | Polytube | Yes |  | 2023-02-08 |  | PVC | 1981 | Yes |  | 2023-02-08 |  | Non-lead
030141 | 433 FOURTH RD |  | Polytube | Yes |  | 2022-10-17 |  | PVC | 1981 | Yes |  | 2022-10-17 |  | Non-lead
030142 | 50 BONEFISH AVE |  | Polytube | Yes |  | 2022-10-27 |  | PVC | 1981 | Yes |  | 2022-10-27 |  | Non-lead
030143 | 116 5TH LN |  | Unknown, Non-Lead | Yes |  | 2024-09-06 |  | Unknown, Non-Lead | 1990 | Yes |  | 2024-09-06 |  | Non-lead
030144 | 202 BOUGANVILLA ST |  | Polytube | Yes |  | 2023-04-10 |  | PVC | 1981 | Yes |  | 2023-04-10 |  | Non-lead
030145 | 111 BEE ST |  | Polytube | Yes |  | 2022-06-10 |  | PVC | 1981 | Yes |  | 2022-06-10 |  | Non-lead
030146 | 161 LA PALOMA RD |  | Polytube | Yes |  | 2023-05-08 |  | PVC | 1981 | Yes |  | 2023-05-08 |  | Non-lead
030147 | UNIT H-5 87200 OVERSEAS HWY |  | PVC | Yes |  | 2022-06-09 |  | Copper | 1980 | Yes |  | 2022-06-09 |  | Non-lead
030148 | UNIT H-6 87200 OVERSEAS HWY |  | PVC | Yes |  | 2022-06-09 |  | Copper | 1980 | Yes |  | 2022-06-09 |  | Non-lead
030149 | UNIT K-1 87200 OVERSEAS HWY |  | PVC | Yes |  | 2022-09-26 |  | Copper | 1980 | Yes |  | 2022-09-26 |  | Non-lead
030150 | UNIT K-2 87200 OVERSEAS HWY |  | PVC | Yes |  | 2022-06-09 |  | Copper | 1980 | Yes |  | 2022-06-09 |  | Non-lead
030151 | UNIT K-3 87200 OVERSEAS HWY |  | PVC | Yes |  | 2022-06-09 |  | Copper | 1980 | Yes |  | 2022-06-09 |  | Non-lead
030152 | UNIT K-4 87200 OVERSEAS HWY |  | PVC | Yes |  | 2022-07-25 |  | PVC | 1980 | Yes |  | 2022-07-25 |  | Non-lead
030153 | UNIT K-5 87200 OVERSEAS HWY |  | PVC | Yes |  | 2022-06-09 |  | Copper | 1980 | Yes |  | 2022-06-09 |  | Non-lead
030154 | UNIT K-6 87200 OVERSEAS HWY |  | PVC | Yes |  | 2022-06-09 |  | Copper | 1980 | Yes |  | 2022-06-09 |  | Non-lead
030155 | UNIT K-7 87200 OVERSEAS HWY |  | PVC | Yes |  | 2022-06-09 |  | Copper | 1980 | Yes |  | 2022-06-09 |  | Non-lead
030156 | UNIT K-8 87200 OVERSEAS HWY |  | PVC | Yes |  | 2022-06-09 |  | Copper | 1980 | Yes |  | 2022-06-09 |  | Non-lead
030157 | UNIT K-9 87200 OVERSEAS HWY |  | PVC | Yes |  | 2022-06-16 |  | Copper | 1980 | Yes |  | 2022-06-16 |  | Non-lead
030158 | UNIT L-1 87200 OVERSEAS HWY |  | PVC | Yes |  | 2022-06-09 |  | Copper | 1980 | Yes |  | 2022-06-09 |  | Non-lead
030159 | UNIT L-2 87200 OVERSEAS HWY |  | PVC | Yes |  | 2022-06-09 |  | Copper | 1980 | Yes |  | 2022-06-09 |  | Non-lead
030160 | UNIT L-3 87200 OVERSEAS HWY |  | PVC | Yes |  | 2022-06-09 |  | Copper | 1980 | Yes |  | 2022-06-09 |  | Non-lead
030161 | UNIT L-4 87200 OVERSEAS HWY |  | PVC | Yes |  | 2022-06-09 |  | Copper | 1980 | Yes |  | 2022-06-09 |  | Non-lead
030162 | UNIT L-5 87200 OVERSEAS HWY |  | PVC | Yes |  | 2022-08-22 |  | Copper | 1980 | Yes |  | 2022-08-22 |  | Non-lead
030163 | UNIT L-6 87200 OVERSEAS HWY |  | PVC | Yes |  | 2018-07-17 |  | Copper | 1980 | Yes |  | 2018-07-17 |  | Non-lead
030164 | UNIT L-7 87200 OVERSEAS HWY |  | PVC | Yes |  | 2022-06-09 |  | Copper | 1980 | Yes |  | 2022-06-09 |  | Non-lead
030165 | UNIT M-2 87200 OVERSEAS HWY |  | PVC | Yes |  | 2022-06-09 |  | Copper | 1980 | Yes |  | 2022-06-09 |  | Non-lead
030166 | UNIT M-1 87200 OVERSEAS HWY |  | PVC | Yes |  | 2022-06-09 |  | Copper | 1980 | Yes |  | 2022-06-09 |  | Non-lead
030167 | 155 MOHAWK ST |  | Polytube | Yes |  | 2022-05-31 |  | PVC | 1982 | Yes |  | 2022-05-31 |  | Non-lead
030168 | 20 S ANDROS RD |  | Polytube | Yes |  | 2022-09-26 |  | PVC | 1981 | Yes |  | 2022-09-26 |  | Non-lead
030169 | L26B13 53 CORMORANT DR |  | Polytube | Yes |  | 2023-05-04 |  | PVC | 1982 | Yes |  | 2023-05-04 |  | Non-lead
030170 | 170 SAPODILLA DR |  | Polytube | Yes |  | 2022-06-30 |  | PVC | 1981 | Yes |  | 2022-06-30 |  | Non-lead
030171 | 19 JANET PLACE |  | Polytube | Yes |  | 2023-02-02 |  | PVC | 1957 | Yes |  | 2023-02-02 |  | Non-lead
030172 | L135 109 WESTMINISTER DR |  | Polytube | Yes |  | 2022-07-19 |  | PVC | 1981 | Yes |  | 2022-07-19 |  | Non-lead
030173 | 258 NORMANDY DR |  | Polytube | Yes |  | 2023-02-02 |  | PVC | 1982 | Yes |  | 2023-02-02 |  | Non-lead
030174 | 338 LAGUNA AVE |  | Polytube | Yes |  | 2022-07-07 |  | PVC | 1981 | Yes |  | 2022-07-07 |  | Non-lead
030175 | 195 PLANTATION SHORES Dr |  | Polytube | Yes |  | 2022-07-19 |  | PVC | 1976 | Yes |  | 2022-07-19 |  | Non-lead
030176 | 905 S RUBY DR |  | Polytube | Yes |  | 2023-02-02 |  | PVC | 1981 | Yes |  | 2023-02-02 |  | Non-lead
030177 | 22 CORRINE PL |  | Polytube | Yes |  | 2023-02-01 |  | PVC | 1982 | Yes |  | 2023-02-01 |  | Non-lead
030178 | 426 LAGUNA AVE |  | Polytube | Yes |  | 2022-06-30 |  | PVC | 1982 | Yes |  | 2022-06-30 |  | Non-lead
030179 | 127 STARFISH LANE |  | Unknown, Non-Lead | Yes |  | 2024-02-12 |  | PVC | 2003 | Yes |  | 2024-02-12 |  | Non-lead
030180 | 1106 GRAND ST |  | Polytube | Yes |  | 2023-02-01 |  | PVC | 1982 | Yes |  | 2023-02-01 |  | Non-lead
030181 | 379 S COCONUT PALM BLVD |  | Polytube | Yes |  | 2022-06-14 |  | PVC | 1981 | Yes |  | 2022-06-14 |  | Non-lead
030182 | 162 PLANTATION BLVD |  | Unknown | Yes |  | 2022-06-03 |  | Unknown | 1982 | Yes |  | 2022-06-03 |  | Lead Status Unknown
030183 | 110 MOCKINGBIRD RD |  | Polytube | Yes |  | 2022-06-09 |  | PVC | 1981 | Yes |  | 2022-06-09 |  | Non-lead
030184 | 496 E CARIBBEAN BLVD |  | Polytube | Yes |  | 2024-04-29 |  | PVC | 1981 | Yes |  | 2024-04-29 |  | Non-lead
030185 | 223 HIBISCUS ST |  | Unknown, Non-Lead | Yes |  | 2022-10-28 |  | Unknown, Non-Lead | 1989 | Yes |  | 2022-10-28 |  | Non-lead
030186 | IRRIGATION 80999 OLD HWY |  | Unknown, Non-Lead | Yes |  | 2023-12-07 |  | Polytube | 1996 | Yes |  | 2023-12-07 |  | Non-lead
030187 | 132 REDWING RD |  | Polytube | Yes |  | 2022-06-09 |  | PVC | 1982 | Yes |  | 2022-06-09 |  | Non-lead
030188 | 135 ZANE GREY CREEK DR |  | Polytube | Yes |  | 2022-05-20 |  | Polytube | 1982 | Yes |  | 2022-05-20 |  | Non-Lead
030189 | 163 PLANTATION AVE |  | Polytube | Yes |  | 2022-06-09 |  | PVC | 1981 | Yes |  | 2022-06-09 |  | Non-lead
030191 | 132 BAHAMA RD |  | Unknown, Non-Lead | Yes |  | 2018-10-19 |  | Polytube | 1995 | Yes |  | 2018-10-19 |  | Non-lead
030192 | 149 INDIAN AVE |  | Polytube | Yes |  | 2023-06-08 |  | PVC | 1981 | Yes |  | 2023-06-08 |  | Non-lead
030193 | 171 LONG KEY RD |  | Polytube | Yes |  | 2022-08-08 |  | PVC | 1981 | Yes |  | 2022-08-08 |  | Non-lead
030194 | 208 W INDIES RD |  | Polytube | Yes |  | 2022-07-21 |  | PVC | 1965 | Yes |  | 2022-07-21 |  | Non-lead
030195 | 14 JEAN LAFITTE |  | Polytube | Yes |  | 2023-01-31 |  | PVC | 1982 | Yes |  | 2023-01-31 |  | Non-lead
030196 | 129 POINT PLEASANT DR |  | Polytube | Yes |  | 2023-01-31 |  | PVC | 1965 | Yes |  | 2023-01-31 |  | Non-lead
030197 | 505 OLDSMAR LANE |  | Polytube | Yes |  | 2023-04-04 |  | PVC | 1981 | Yes |  | 2023-04-04 |  | Non-lead
030198 | 215 HISPANOLA RD |  | Polytube | Yes |  | 2022-07-21 |  | PVC | 1975 | Yes |  | 2022-07-21 |  | Non-lead
030199 | 207 HISPANOLA RD |  | Polytube | Yes |  | 2022-07-21 |  | PVC | 1978 | Yes |  | 2022-07-21 |  | Non-lead
030200 | 136 GIARDINO DR |  | Polytube | Yes |  | 2022-06-10 |  | PVC | 1981 | Yes |  | 2022-06-10 |  | Non-lead
030201 | PORT LARGO RESOR |  | Polytube | Yes |  | 2023-02-02 |  | PVC | 1983 | Yes |  | 2023-02-02 |  | Non-lead
030202 | 151 E RIDGE RD |  | Polytube | Yes |  | 2024-09-27 |  | PVC | 1958 | Yes |  | 2024-09-27 |  | Non-lead
030203 | 458 PALM DR |  | Polytube | Yes |  | 2022-06-29 |  | PVC | 1986 | Yes |  | 2022-06-29 |  | Non-lead
030204 | 123 MADEIRA RD |  | Polytube | Yes |  | 2023-07-18 |  | PVC | 1981 | Yes |  | 2022-06-23 |  | Non-lead
030205 | 464 BAHIA AVE |  | Polytube | Yes |  | 2022-07-07 |  | PVC | 1981 | Yes |  | 2022-07-07 |  | Non-lead
030206 | 929 LOBSTER LN |  | Polytube | Yes |  | 2023-02-06 |  | PVC | 1987 | Yes |  | 2023-02-06 |  | Non-lead
030207 | 502 GEIGER CIR |  | Polytube | Yes |  | 2024-01-03 |  | PVC | 1982 | Yes |  | 2024-01-03 |  | Non-lead
030208 | 870 NARRAGANSETT LN |  | Polytube | Yes |  | 2022-09-22 |  | PVC | 1981 | Yes |  | 2022-09-22 |  | Non-lead
030209 | 214 NORMANDY DR |  | Unknown, Non-Lead | Yes |  | 2020-09-04 |  | Unknown, Non-Lead | 2005 | Yes |  | 2020-09-04 |  | Non-lead
030210 | 13 S EXUMA RD |  | Polytube | Yes |  | 2022-10-03 |  | PVC | 1981 | Yes |  | 2022-10-03 |  | Non-lead
030211 | UNIT Q-1 87200 OVERSEAS HWY |  | PVC | Yes |  | 2022-06-09 |  | Copper | 1980 | Yes |  | 2022-06-09 |  | Non-lead
030212 | UNIT Q-2 87200 OVERSEAS HWY |  | Polytube | Yes |  | 2022-06-09 |  | Copper | 1980 | Yes |  | 2022-06-09 |  | Non-lead
030213 | UNIT Q-3 87200 OVERSEAS HWY |  | PVC | Yes |  | 2022-06-09 |  | Copper | 1980 | Yes |  | 2022-06-09 |  | Non-lead
030214 | UNIT Q-4 87200 OVERSEAS HWY |  | PVC | Yes |  | 2022-07-25 |  | Copper | 1980 | Yes |  | 2022-07-25 |  | Non-lead
030215 | UNIT Q-5 87200 OVERSEAS HWY |  | PVC | Yes |  | 2022-06-09 |  | Copper | 1980 | Yes |  | 2022-06-09 |  | Non-lead
030216 | UNIT Q-6 87200 OVERSEAS HWY |  | PVC | Yes |  | 2022-06-09 |  | Copper | 1980 | Yes |  | 2022-06-09 |  | Non-lead
030217 | UNIT M-3 87200 OVERSEAS HWY |  | PVC | Yes |  | 2022-06-09 |  | Copper | 1980 | Yes |  | 2022-06-09 |  | Non-lead
030218 | UNIT M-4 87200 OVERSEAS HWY |  | PVC | Yes |  | 2022-06-09 |  | Copper | 1980 | Yes |  | 2022-06-09 |  | Non-lead
030219 | UNIT M-5 87200 OVERSEAS HWY |  | PVC | Yes |  | 2022-06-09 |  | Copper | 1980 | Yes |  | 2022-06-09 |  | Non-lead
030220 | UNIT M-6 87200 OVERSEAS HWY |  | PVC | Yes |  | 2022-06-09 |  | Copper | 1980 | Yes |  | 2022-06-09 |  | Non-lead
030221 | 126 GULFVIEW DR |  | Polytube | Yes |  | 2022-06-29 |  | PVC | 1982 | Yes |  | 2022-06-29 |  | Non-lead
030222 | 177 CORAL AVE |  | Polytube | Yes |  | 2022-06-13 |  | PVC | 1981 | Yes |  | 2022-06-13 |  | Non-lead
030223 | 125 BURGUNDY DR |  | Polytube | Yes |  | 2023-02-09 |  | PVC | 1980 | Yes |  | 2023-02-09 |  | Non-lead
030224 | 1026 ADAMS DR |  | Polytube | Yes |  | 2023-02-09 |  | PVC | 1981 | Yes |  | 2023-02-09 |  | Non-lead
030225 | L2 B11 84 ROCK HARBOR DR |  | Polytube | Yes |  | 2022-05-20 |  | Polytube | 1981 | Yes |  | 2022-05-20 |  | Non-Lead
030226 | 425 LAGUNA AVE |  | Polytube | Yes |  | 2022-06-30 |  | PVC | 1982 | Yes |  | 2022-06-30 |  | Non-lead
030227 | 214 LIGNUMVITAE DR |  | Unknown, Non-Lead | Yes |  | 2022-02-24 |  | Unknown, Non-Lead | 1990 | Yes |  | 2022-02-24 |  | Non-lead
030228 | 307 LIME ST |  | Polytube | Yes |  | 2022-07-21 |  | PVC | 1985 | Yes |  | 2022-07-21 |  | Non-lead
030229 | 527 CARIBBEAN DR |  | Polytube | Yes |  | 2022-07-08 |  | PVC | 1986 | Yes |  | 2022-07-08 |  | Non-Lead
030230 | 104 PLAZA DEL LAGO L |  | Polytube | Yes |  | 2022-06-30 |  | PVC | 1983 | Yes |  | 2022-06-30 |  | Non-lead
030231 | 108 PLAZA DEL SOL |  | Polytube | Yes |  | 2022-06-30 |  | PVC | 1981 | Yes |  | 2022-06-30 |  | Non-lead
030232 | UNIT M-7 87200 OVERSEAS HWY |  | PVC | Yes |  | 2022-06-09 |  | Copper | 1980 | Yes |  | 2022-06-09 |  | Non-lead
030233 | UNIT M-8 87200 OVERSEAS HWY |  | PVC | Yes |  | 2022-06-09 |  | Copper | 1980 | Yes |  | 2022-06-09 |  | Non-lead
030234 | UNIT M-9 87200 OVERSEAS HWY |  | PVC | Yes |  | 2022-06-09 |  | Copper | 1980 | Yes |  | 2022-06-09 |  | Non-lead
030235 | 8037 SHARK DR |  | Polytube | Yes |  | 2024-04-18 |  | PVC | 1981 | Yes |  | 2024-04-18 |  | Non-lead
030236 | 133 DORSETT DR |  | Polytube | Yes |  | 2022-10-22 |  | PVC | 1981 | Yes |  | 2022-10-22 |  | Non-lead
030237 | 71 DORSETT DR |  | Polytube | Yes |  | 2022-10-22 |  | PVC | 1981 | Yes |  | 2022-10-22 |  | Non-lead
030238 | 58949 OVERSEAS HWY |  | Polytube | Yes |  | 2022-10-22 |  | PVC | 1987 | Yes |  | 2022-10-22 |  | Non-lead
030239 | 835 25TH OCEAN ST |  | Polytube | Yes |  | 2022-12-16 |  | PVC | 1969 | Yes |  | 2022-12-16 |  | Non-lead
030241 | 304 COCO PLUM ST |  | Polytube | Yes |  | 2022-10-22 |  | PVC | 1981 | Yes |  | 2022-10-22 |  | Non-lead
030242 | 122 BIMINI DR |  | Polytube | Yes |  | 2022-10-22 |  | PVC | 1979 | Yes |  | 2022-10-22 |  | Non-lead
030243 | 59721 OVERSEAS HWY |  | Polytube | Yes |  | 2022-10-22 |  | PVC | 1981 | Yes |  | 2022-10-22 |  | Non-lead
030244 | 1254 24TH OCEAN ST |  | Unknown, Non-Lead | Yes |  | 2024-06-14 |  | PVC | 2019 | Yes |  | 2024-06-14 |  | Non-lead
030245 | 58222 HOWE ST |  | Polytube | Yes |  | 2023-09-26 |  | PVC | 1981 | Yes |  | 2023-09-26 |  | Non-lead
030246 | 525 23RD GULF ST |  | Polytube | Yes |  | 2022-12-07 |  | PVC | 1953 | Yes |  | 2022-12-07 |  | Non-lead
030247 | 1257 24TH OCEAN ST |  | Unknown | Yes |  | 2024-09-16 |  | Unknown | 2019 | Yes |  | 2024-09-16 |  | Lead Status Unknown
030248 | 1256 24TH OCEAN ST |  | Polytube | Yes |  | 2024-08-16 |  | PVC | 2019 | Yes |  | 2024-08-16 |  | Non-lead
030249 | 715 26TH OCEAN ST |  | Polytube | Yes |  | 2024-09-16 |  | PVC | 1969 | Yes |  | 2024-09-16 |  | Non-lead
030250 | 9981 OVERSEAS HWY |  | Polytube | Yes |  | 2022-11-23 |  | PVC | 1981 | Yes |  | 2022-11-23 |  | Non-lead
030251 | 308 E SABAL & SEAVIEW ST |  | Polytube | Yes |  | 2022-10-22 |  | PVC | 1981 | Yes |  | 2022-10-22 |  | Non-lead
030252 | 114 MOCKINGBIRD LANE |  | Polytube | Yes |  | 2024-07-31 |  | PVC | 1981 | Yes |  | 2024-07-31 |  | Non-lead
030253 | 491 4TH ST |  | Polytube | Yes |  | 2023-05-31 |  | PVC | 1973 | Yes |  | 2023-05-31 |  | Non-lead
030254 | #2 735 41ST GULF VAC ST |  | Polytube | Yes |  | 2022-07-06 |  | PVC | 1948 | Yes |  | 2022-07-06 |  | Non-lead
030255 | 735 41ST GULF #5 ST |  | Polytube | Yes |  | 2023-04-21 |  | PVC | 1948 | Yes |  | 2023-04-21 |  | Non-lead
030257 | 57365 MORTON ST |  | Polytube | Yes |  | 2023-06-05 |  | PVC | 1959 | Yes |  | 2023-06-05 |  | Non-lead
030258 | 342 E SEAVIEW DR |  | Polytube | Yes |  | 2022-10-22 |  | PVC | 1985 | Yes |  | 2022-10-22 |  | Non-lead
030259 | 316 E SEAVIEW CIR |  | Polytube | Yes |  | 2022-10-22 |  | PVC | 1982 | Yes |  | 2022-10-22 |  | Non-lead
030260 | UNIT 06 1616 ATLANTIC BLVD |  | PVC | Yes |  | 2023-07-17 |  | PVC | 1980 | Yes |  | 2023-07-17 |  | Non-lead
030261 | 296 SCORPIO LN |  | Unknown, Non-Lead | Yes |  | 2020-03-02 |  | Unknown, Non-Lead | 2020 | Yes |  | 2020-03-02 |  | Non-lead
030262 | SLIP T08 1801 N ROOSEVELT BLVD |  | PVC | Yes |  | 2024-08-15 |  | PVC | 1983 | Yes |  | 2024-08-15 |  | Non-lead
030263 | 316 BOCA CHICA RD |  | Polytube | Yes |  | 2022-09-26 |  | PVC | 1979 | Yes |  | 2022-09-26 |  | Non-lead
030264 | 22776 JOLLY ROGER DR |  | Polytube | Yes |  | 2023-08-08 |  | PVC | 1981 | Yes |  | 2023-08-08 |  | Non-lead
030265 | 29006 MARIGOLD DR |  | Polytube | Yes |  | 2023-01-10 |  | PVC | 1981 | Yes |  | 2023-01-10 |  | Non-lead
030266 | UNIT 606 3312 NORTHSIDE DR |  | Copper | Yes |  | 2022-06-08 |  | Copper | 1980 | Yes |  | 2022-06-08 |  | Non-lead
030267 | 17013 CORAL DR |  | Polytube | Yes |  | 2023-08-30 |  | PVC | 1981 | Yes |  | 2023-08-30 |  | Non-lead
030268 | APT 1 910 SIMONTON ST |  | Polytube | Yes |  | 2022-10-31 |  | PVC | 1963 | Yes |  | 2022-10-31 |  | Non-lead
030269 | UNIT 2 910 SIMONTON ST |  | Polytube | Yes |  | 2024-01-04 |  | PVC | 1963 | Yes |  | 2024-01-04 |  | Non-lead
030270 | UNIT 3 910 SIMONTON ST |  | Polytube | Yes |  | 2022-10-31 |  | PVC | 1963 | Yes |  | 2022-10-31 |  | Non-lead
030271 | APT C UP 1703 JOHNSON ST |  | Polytube | Yes |  | 2024-05-03 |  | PVC | 1933 | Yes |  | 2024-05-03 |  | Non-lead
030272 | APT B DOWN 1703 JOHNSON ST |  | Polytube | Yes |  | 2022-11-03 |  | PVC | 1928 | Yes |  | 2022-11-03 |  | Non-lead
030273 | CORN STEVEN & ATLANTIC AVE |  | Polytube | Yes |  | 2023-12-15 |  | Copper | 2000 | Yes |  | 2023-12-15 |  | Non-lead
030274 | 2000 N ROOSEVELT BLVD |  | Unknown, Non-Lead | Yes |  | 2021-10-12 |  | Unknown, Non-Lead | 2006 | Yes |  | 2021-10-12 |  | Non-lead
030275 | 24488 OVERSEAS HWY |  | Polytube | Yes |  | 2022-08-31 |  | PVC | 1980 | Yes |  | 2022-08-31 |  | Non-lead
030276 | 17139 BONEFISH LN W |  | Polytube | Yes |  | 2023-09-01 |  | Copper | 1981 | Yes |  | 2023-09-01 |  | Non-lead
030277 | UNIT 1 900 WHITE ST |  | Polytube | Yes |  | 2022-09-08 |  | PVC | 1928 | Yes |  | 2022-09-08 |  | Non-lead
030278 | APT 2 900 WHITE ST |  | Polytube | Yes |  | 2022-09-08 |  | PVC | 1928 | Yes |  | 2022-09-08 |  | Non-lead
030279 | APT 3 900 WHITE ST |  | Polytube | Yes |  | 2022-09-08 |  | PVC | 1928 | Yes |  | 2022-09-08 |  | Non-lead
030280 | UNIT 02 1616 ATLANTIC BLVD |  | PVC | Yes |  | 2024-09-11 |  | PVC | 1980 | Yes |  | 2024-09-11 |  | Non-lead
030282 | APT 2 1005 FLAGLER AVE |  | Copper | Yes |  | 2022-05-10 |  | Polytube | 1948 | Yes |  | 2022-05-10 |  | Non-lead
030283 | APT 4 1005 FLAGLER AVE |  | Copper | Yes |  | 2024-02-13 |  | PVC | 1948 | Yes |  | 2024-02-13 |  | Non-lead
030284 | APT 2 1009 FLAGLER AVE |  | Copper | Yes |  | 2023-05-04 |  | PVC | 1948 | Yes |  | 2023-05-04 |  | Non-lead
030285 | UNIT 3 1009 FLAGLER AVE |  | Copper | Yes |  | 2023-05-04 |  | PVC | 1948 | Yes |  | 2023-05-04 |  | Non-lead
030286 | APT 1 1005 FLAGLER AVE |  | Copper | Yes |  | 2023-05-04 |  | PVC | 1948 | Yes |  | 2023-05-04 |  | Non-lead
030287 | APT 4 1009 FLAGLER AVE |  | Copper | Yes |  | 2023-05-04 |  | PVC | 1948 | Yes |  | 2023-05-04 |  | Non-lead
030288 | APT 2 1430 GRINNELL ST |  | Polytube | Yes |  | 2022-05-31 |  | Copper | 1938 | Yes |  | 2022-05-31 |  | Non-lead
030289 | APT 3 1430 GRINNELL ST |  | PVC | Yes |  | 2022-10-18 |  | PVC | 1938 | Yes |  | 2022-10-18 |  | Non-lead
030290 | APT 4 1440 GRINNELL ST |  | Polytube | Yes |  | 2022-10-18 |  | Copper | 1938 | Yes |  | 2022-10-18 |  | Non-lead
030291 | APT 1 1440 GRINNELL ST |  | Copper | Yes |  | 2023-01-27 |  | PVC | 1938 | Yes |  | 2023-01-27 |  | Non-lead
030292 | APT 2 1440 GRINNELL ST |  | Polytube | Yes |  | 2022-12-19 |  | PVC | 1938 | Yes |  | 2022-12-19 |  | Non-lead
030293 | APT 3 1440 GRINNELL ST |  | Polytube | Yes |  | 2022-10-18 |  | PVC | 1938 | Yes |  | 2022-10-18 |  | Non-lead
030294 | APT 4 1430 GRINNELL ST |  | PVC | Yes |  | 2022-10-18 |  | PVC | 1938 | Yes |  | 2022-10-18 |  | Non-lead
030295 | 3646 BAHAMA ST |  | Unknown, Non-Lead | Yes |  | 2023-05-24 |  | Unknown, Non-Lead | 1992 | Yes |  | 2023-05-24 |  | Non-lead
030296 | 1354 OCEAN DR |  | Polytube | Yes |  | 2023-04-25 |  | PVC | 1982 | Yes |  | 2023-04-25 |  | Non-lead
030297 | REAR 1529 FLAGLER AVE |  | Polytube | Yes |  | 2022-08-26 |  | PVC | 1934 | Yes |  | 2022-08-26 |  | Non-lead
030298 | 311 MARGARET ST |  | Polytube | Yes |  | 2023-02-01 |  | PVC | 1981 | Yes |  | 2023-02-01 |  | Non-lead
030299 | 29366 SARATOGA AVE |  | Unknown | Yes |  | 2024-07-12 |  | Unknown | 1982 | Yes |  | 2024-07-12 |  | Lead Status Unknown
030300 | 121 SEA LANE |  | Polytube | Yes |  | 2022-10-26 |  | PVC | 1980 | Yes |  | 2022-10-26 |  | Non-lead
030302 | 30040 WATSON BLVD |  | Polytube | Yes |  | 2022-11-17 |  | PVC | 1981 | Yes |  | 2022-11-17 |  | Non-lead
030303 | 31580 AVE D |  | Polytube | Yes |  | 2024-05-31 |  | PVC | 1980 | Yes |  | 2024-05-31 |  | Non-lead
030304 | D15 10TH AVE |  | Unknown, Non-Lead | Yes |  | 2018-05-31 |  | Unknown, Non-Lead | 2021 | Yes |  | 2018-05-31 |  | Non-lead
030305 | 1748 PINE CHANNEL DR |  | Polytube | Yes |  | 2023-08-25 |  | PVC | 1981 | Yes |  | 2023-08-25 |  | Non-lead
030306 | 29121 TULIP LANE |  | Polytube | Yes |  | 2022-12-21 |  | PVC | 1981 | Yes |  | 2022-12-21 |  | Non-lead
030307 | APT UP 1501 LEON ST |  | Polytube | Yes |  | 2022-05-05 |  | PVC | 1958 | Yes |  | 2022-05-05 |  | Non-lead
030308 | 529 PIRATES RD |  | Polytube | Yes |  | 2023-01-23 |  | PVC | 1981 | Yes |  | 2023-01-23 |  | Non-lead
030309 | 717 LAFITTE RD |  | Polytube | Yes |  | 2023-01-23 |  | PVC | 1976 | Yes |  | 2023-01-23 |  | Non-lead
030310 | 1209 JOHNSON ST |  | Polytube | Yes |  | 2023-03-09 |  | PVC | 1981 | Yes |  | 2023-03-09 |  | Non-lead
030311 | 29173 BOUGAINVILLA LANE |  | Polytube | Yes |  | 2022-12-15 |  | PVC | 1981 | Yes |  | 2022-12-15 |  | Non-lead
030312 | LSIDE 181 5TH ST |  | Polytube | Yes |  | 2024-07-02 |  | Polytube | 1969 | Yes |  | 2024-07-02 |  | Non-lead
030314 | 1251 24TH OCEAN ST |  | Unknown, Non-Lead | Yes |  | 2023-08-17 |  | Unknown, Non-Lead | 2019 | Yes |  | 2023-08-17 |  | Non-lead
030315 | 210 4TH ST ST |  | Polytube | Yes |  | 2024-03-14 |  | PVC | 1981 | Yes |  | 2024-03-14 |  | Non-lead
030316 | 220 4TH ST |  | Polytube | Yes |  | 2024-03-08 |  | PVC | 1981 | Yes |  | 2024-03-08 |  | Non-lead
030317 | 57558 BAILEY ST |  | Polytube | Yes |  | 2024-09-11 |  | Polytube | 1981 | Yes |  | 2024-09-11 |  | Non-lead
030318 | 57548 BAILEY ST |  | Polytube | Yes |  | 2022-10-22 |  | PVC | 1981 | Yes |  | 2022-10-22 |  | Non-lead
030319 | 11455 2ND OCEAN AVE |  | Copper | Yes |  | 2022-10-27 |  | PVC | 1971 | Yes |  | 2022-10-27 |  | Non-lead
030320 | 146 MOCKINGBIRD LN |  | Polytube | Yes |  | 2024-07-31 |  | PVC | 1982 | Yes |  | 2024-07-31 |  | Non-lead
030322 | 735 41ST AND LOUISA #1 ST |  | Polytube | Yes |  | 2023-02-10 |  | PVC | 1948 | Yes |  | 2023-02-10 |  | Non-lead
030323 | 58279 CRAIN ST |  | Polytube | Yes |  | 2022-10-22 |  | PVC | 1981 | Yes |  | 2022-10-22 |  | Non-lead
030324 | 985 OCOTILLO LANE |  | Polytube | Yes |  | 2024-09-16 |  | PVC | 1981 | Yes |  | 2024-09-16 |  | Non-lead
030325 | 120 PIRATES COVE DR |  | Polytube | Yes |  | 2021-03-10 |  | PVC | 1981 | Yes |  | 2021-03-10 |  | Non-lead
030327 | APT A 220 50TH OCEAN ST |  | Polytube | Yes |  | 2023-12-28 |  | PVC | 1970 | Yes |  | 2023-12-28 |  | Non-lead
030328 | LEFT 126 N INDIES DR |  | Polytube | Yes |  | 2022-12-02 |  | PVC | 1981 | Yes |  | 2022-12-02 |  | Non-lead
030329 | RIGHT 126 N INDIES DR |  | Polytube | Yes |  | 2022-10-22 |  | PVC | 1981 | Yes |  | 2022-10-22 |  | Non-lead
030330 | 131 ORANGE AVE |  | Polytube | Yes |  | 2022-10-22 |  | PVC | 1981 | Yes |  | 2022-10-22 |  | Non-lead
030331 | 1158 CAMINO DEL VIENTOS |  | Copper | Yes |  | 2024-01-09 |  | PVC | 1981 | Yes |  | 2024-01-09 |  | Non-lead
030332 | 27930 LOBSTER TAIL TRA |  | Polytube | Yes |  | 2024-06-04 |  | PVC | 1985 | Yes |  | 2024-06-04 |  | Non-lead
030333 | 17171 SEAGRAPE LN |  | Polytube | Yes |  | 2023-05-04 |  | PVC | 1981 | Yes |  | 2023-05-04 |  | Non-lead
030334 | 31037 AVENUE D |  | Unknown, Non-Lead | Yes |  | 2022-12-21 |  | PVC | 2001 | Yes |  | 2022-12-21 |  | Non-lead
030336 | 929 E CARIBBEAN DR |  | Polytube | Yes |  | 2023-04-24 |  | PVC | 1981 | Yes |  | 2023-04-24 |  | Non-lead
030337 | 3838 SUNSET DR |  | Unknown, Non-Lead | Yes |  | 2023-09-20 |  | Unknown, Non-Lead | 2015 | Yes |  | 2023-09-20 |  | Non-lead
030338 | UNIT 4 313 CATHERINE ST |  | Polytube | Yes |  | 2023-08-18 |  | PVC | 1983 | Yes |  | 2023-08-18 |  | Non-lead
030339 | UNIT 3 313 CATHERINE ST |  | Polytube | Yes |  | 2023-03-07 |  | PVC | 1983 | Yes |  | 2023-03-07 |  | Non-lead
030340 | 27940 LOBSTER TAIL TRA |  | Polytube | Yes |  | 2019-05-14 |  | PVC | 1979 | Yes |  | 2019-05-14 |  | Non-lead
030341 | 31011 HOLLERICH DR |  | Polytube | Yes |  | 2022-11-14 |  | PVC | 1981 | Yes |  | 2022-11-14 |  | Non-lead
030342 | 53 BAY DR |  | Polytube | Yes |  | 2023-08-29 |  | PVC | 1981 | Yes |  | 2023-08-29 |  | Non-lead
030343 | 31469 D AVE |  | Polytube | Yes |  | 2024-06-28 |  | PVC | 1982 | Yes |  | 2024-06-28 |  | Non-lead
030344 | 267 LAFITTE RD |  | Polytube | Yes |  | 2023-01-23 |  | PVC | 1981 | Yes |  | 2023-01-23 |  | Non-lead
030345 | 151 W INDIES DR |  | Polytube | Yes |  | 2022-10-27 |  | PVC | 1983 | Yes |  | 2022-10-27 |  | Non-lead
030346 | SLIP M02 1801 N ROOSEVELT BLVD |  | PVC | Yes |  | 2022-07-12 |  | PVC | 1983 | Yes |  | 2022-07-12 |  | Non-lead
030347 | 31017 HOLLERICH DR |  | Polytube | Yes |  | 2022-11-14 |  | PVC | 1981 | Yes |  | 2022-11-14 |  | Non-lead
030348 | 420 CACTUS DR |  | Polytube | Yes |  | 2022-11-07 |  | PVC | 1982 | Yes |  | 2022-11-07 |  | Non-lead
030349 | 31536 AVENUE F |  | Unknown, Non-Lead | No |  |  |  | Unknown, Non-Lead | 2019 | No |  |  |  | Non-lead
030350 | UNIT P-1 87200 OVERSEAS HWY |  | PVC | Yes |  | 2022-06-09 |  | Copper | 1980 | Yes |  | 2022-06-09 |  | Non-lead
030351 | UNIT P-2 87200 OVERSEAS HWY |  | PVC | Yes |  | 2022-07-18 |  | Unknown | 1980 | Yes |  | 2022-07-18 |  | Lead Status Unknown
030352 | UNIT P-3 87200 OVERSEAS HWY |  | PVC | Yes |  | 2022-06-09 |  | Copper | 1980 | Yes |  | 2022-06-09 |  | Non-lead
030353 | UNIT P-4 87200 OVERSEAS HWY |  | PVC | Yes |  | 2022-06-09 |  | Copper | 1980 | Yes |  | 2022-06-09 |  | Non-lead
030354 | UNIT P-5 87200 OVERSEAS HWY |  | PVC | Yes |  | 2022-06-09 |  | Copper | 1980 | Yes |  | 2022-06-09 |  | Non-lead
030355 | UNIT P-6 87200 OVERSEAS HWY |  | Polytube | Yes |  | 2022-05-20 |  | PVC | 1980 | Yes |  | 2022-05-20 |  | Non-lead
030356 | UNIT P-7 87200 OVERSEAS HWY |  | PVC | Yes |  | 2022-06-09 |  | Copper | 1980 | Yes |  | 2022-06-09 |  | Non-lead
030357 | UNIT P-8 87200 OVERSEAS HWY |  | PVC | Yes |  | 2022-06-09 |  | Copper | 1980 | Yes |  | 2022-06-09 |  | Non-lead
030358 | UNIT P-9 87200 OVERSEAS HWY |  | PVC | Yes |  | 2022-06-09 |  | Copper | 1980 | Yes |  | 2022-06-09 |  | Non-lead
030359 | UNIT P-10 87200 OVERSEAS HWY |  | PVC | Yes |  | 2022-06-21 |  | Copper | 1980 | Yes |  | 2022-06-21 |  | Non-lead
030360 | UNIT U-1 87200 OVERSEAS HWY |  | PVC | Yes |  | 2022-06-09 |  | Copper | 1980 | Yes |  | 2022-06-09 |  | Non-lead
030361 | UNIT U-2 87200 OVERSEAS HWY |  | PVC | Yes |  | 2022-06-09 |  | Copper | 1980 | Yes |  | 2022-06-09 |  | Non-lead
030362 | UNIT U-3 87200 OVERSEAS HWY |  | PVC | Yes |  | 2022-06-09 |  | Copper | 1980 | Yes |  | 2022-06-09 |  | Non-lead
030363 | UNIT U-4 87200 OVERSEAS HWY |  | PVC | Yes |  | 2022-11-15 |  | Copper | 1980 | Yes |  | 2022-11-15 |  | Non-lead
030364 | UNIT U-5 87200 OVERSEAS HWY |  | PVC | Yes |  | 2022-06-09 |  | Copper | 1980 | Yes |  | 2022-06-09 |  | Non-lead
030365 | UNIT U-6 87200 OVERSEAS HWY |  | PVC | Yes |  | 2024-09-18 |  | Copper | 1980 | Yes |  | 2024-09-18 |  | Non-lead
030366 | UNIT O-1 87200 OVERSEAS HWY |  | PVC | Yes |  | 2022-06-09 |  | Copper | 1980 | Yes |  | 2022-06-09 |  | Non-lead
030367 | UNIT O-2 87200 OVERSEAS HWY |  | PVC | Yes |  | 2022-06-09 |  | Copper | 1980 | Yes |  | 2022-06-09 |  | Non-lead
030368 | UNIT O-3 87200 OVERSEAS HWY |  | PVC | Yes |  | 2022-06-09 |  | Copper | 1980 | Yes |  | 2022-06-09 |  | Non-lead
030369 | UNIT O-4 87200 OVERSEAS HWY |  | PVC | Yes |  | 2022-06-09 |  | Copper | 1980 | Yes |  | 2022-06-09 |  | Non-lead
030370 | UNIT O-5 87200 OVERSEAS HWY |  | PVC | Yes |  | 2022-08-16 |  | Copper | 1980 | Yes |  | 2022-08-16 |  | Non-lead
030371 | UNIT O-6 87200 OVERSEAS HWY |  | PVC | Yes |  | 2023-10-18 |  | Copper | 1980 | Yes |  | 2023-10-18 |  | Non-lead
030372 | UNIT O-7 87200 OVERSEAS HWY |  | PVC | Yes |  | 2022-07-19 |  | Copper | 1980 | Yes |  | 2022-07-19 |  | Non-lead
030373 | UNIT O-8 87200 OVERSEAS HWY |  | PVC | Yes |  | 2022-08-17 |  | Copper | 1980 | Yes |  | 2022-08-17 |  | Non-lead
030374 | UNIT O-9 87200 OVERSEAS HWY |  | PVC | Yes |  | 2022-06-09 |  | Copper | 1980 | Yes |  | 2022-06-09 |  | Non-lead
030375 | UNIT O-10 87200 OVERSEAS HWY |  | PVC | Yes |  | 2022-06-09 |  | Copper | 1980 | Yes |  | 2022-06-09 |  | Non-lead
030376 | UNIT N-1 87200 OVERSEAS HWY |  | PVC | Yes |  | 2022-06-09 |  | Copper | 1980 | Yes |  | 2022-06-09 |  | Non-lead
030377 | UNIT N-2 87200 OVERSEAS HWY |  | PVC | Yes |  | 2023-10-18 |  | Copper | 1980 | Yes |  | 2023-10-18 |  | Non-lead
030378 | UNIT N-3 87200 OVERSEAS HWY |  | PVC | Yes |  | 2022-06-09 |  | Copper | 1980 | Yes |  | 2022-06-09 |  | Non-lead
030379 | UNIT N-4 87200 OVERSEAS HWY |  | PVC | Yes |  | 2022-06-09 |  | PVC | 1980 | Yes |  | 2022-06-09 |  | Non-lead
030380 | UNIT N-5 87200 OVERSEAS HWY |  | PVC | Yes |  | 2024-10-04 |  | Copper | 1980 | Yes |  | 2024-10-04 |  | Non-lead
030381 | UNIT N-6 87200 OVERSEAS HWY |  | PVC | Yes |  | 2022-06-09 |  | Copper | 1980 | Yes |  | 2022-06-09 |  | Non-lead
030382 | UNIT N-7 87200 OVERSEAS HWY |  | PVC | Yes |  | 2022-06-09 |  | Copper | 1980 | Yes |  | 2022-06-09 |  | Non-lead
030383 | UNIT N-8 87200 OVERSEAS HWY |  | PVC | Yes |  | 2024-09-18 |  | PVC | 1980 | Yes |  | 2024-09-18 |  | Non-lead
030384 | UNIT N-9 87200 OVERSEAS HWY |  | PVC | Yes |  | 2022-06-09 |  | PVC | 1980 | Yes |  | 2022-06-09 |  | Non-lead
030385 | UNIT N-10 87200 OVERSEAS HWY |  | PVC | Yes |  | 2022-06-09 |  | Copper | 1980 | Yes |  | 2022-06-09 |  | Non-lead
030386 | 177 ORCHID ST |  | Polytube | Yes |  | 2023-05-31 |  | PVC | 1981 | Yes |  | 2023-05-31 |  | Non-lead
030387 | 62 SUNSET RD |  | Unknown | Yes |  | 2023-10-11 |  | Unknown | 1982 | Yes |  | 2023-10-11 |  | Lead Status Unknown
030388 | 306 ST THOMAS AVE |  | PVC | Yes |  | 2022-11-10 |  | PVC | 1981 | Yes |  | 2022-11-10 |  | Non-lead
030389 | 182 BURGUNDY DR |  | Polytube | Yes |  | 2023-02-09 |  | PVC | 1980 | Yes |  | 2023-02-09 |  | Non-lead
030390 | 257 TOLLGATE BLVD |  | Polytube | Yes |  | 2022-06-29 |  | PVC | 1982 | Yes |  | 2022-06-29 |  | Non-lead
030391 | APT B 148 MARINE AVE |  | Polytube | Yes |  | 2023-02-09 |  | PVC | 1974 | Yes |  | 2023-02-09 |  | Non-lead
030392 | 1006 SNAPPER LN |  | Polytube | Yes |  | 2023-03-15 |  | PVC | 1981 | Yes |  | 2023-03-15 |  | Non-lead
030393 | UNIT OFFICE 75500 OVERSEAS HWY |  | Polytube | Yes |  | 2022-07-05 |  | Copper |  | Yes |  | 2022-07-05 |  | Non-lead
030394 | FRONT 210 W INDIES |  | Polytube | Yes |  | 2022-09-21 |  | PVC | 1981 | Yes |  | 2022-09-21 |  | Non-lead
030395 | A DOWN 136 TEQUESTA ST |  | Polytube | Yes |  | 2023-07-19 |  | PVC | 1982 | Yes |  | 2023-07-19 |  | Non-lead
030396 | PORT LARGO RESOR |  | Polytube | Yes |  | 2023-02-02 |  | PVC | 1983 | Yes |  | 2023-02-02 |  | Non-lead
030397 | 417 BAHIA AVE - PORT LARGO VILLAS |  | Polytube | Yes |  | 2022-07-07 |  | PVC | 1983 | Yes |  | 2022-07-07 |  | Non-lead
030398 | PORT LARGO RESOR |  | Polytube | Yes |  | 2023-02-02 |  | PVC | 1983 | Yes |  | 2023-02-02 |  | Non-lead
030399 | BLDG 1 APT B |  | Polytube | Yes |  | 2023-01-06 |  | PVC | 1983 | Yes |  | 2023-01-06 |  | Non-lead
030400 | BLDG 1 APT A |  | Polytube | Yes |  | 2023-01-06 |  | PVC | 1983 | Yes |  | 2023-01-06 |  | Non-lead
030401 | BLDG 1 APT D |  | Polytube | Yes |  | 2023-01-06 |  | PVC | 1983 | Yes |  | 2023-01-06 |  | Non-lead
030402 | BLDG 1 APT C |  | Polytube | Yes |  | 2023-01-06 |  | PVC | 1983 | Yes |  | 2023-01-06 |  | Non-lead
030403 | 310 VACA RD |  | Polytube | Yes |  | 2022-07-25 |  | Polytube | 1979 | Yes |  | 2022-07-25 |  | Non-lead
030404 | 437 COLLINS ST |  | Polytube | Yes |  | 2022-08-01 |  | PVC | 1981 | Yes |  | 2022-08-01 |  | Non-lead
030405 | 126 GUMBO LIMBO RD |  | Polytube | Yes |  | 2022-06-21 |  | PVC | 1981 | Yes |  | 2022-06-21 |  | Non-lead
030406 | 155 IROQUOIS DR |  | Copper | Yes |  | 2022-06-28 |  | PVC | 1981 | Yes |  | 2022-06-28 |  | Non-lead
030407 | 7 FLAMINGO RD |  | Unknown, Non-Lead | Yes |  | 2023-05-04 |  | No Piping | 1972 | Yes |  | 2023-05-04 |  | Non-lead
030408 | 243 GARDENIA ST |  | Polytube | Yes |  | 2022-06-16 |  | PVC | 1981 | Yes |  | 2022-06-16 |  | Non-lead
030409 | 123 BUENA VISTA CT |  | Polytube | Yes |  | 2022-06-30 |  | PVC | 1982 | Yes |  | 2022-06-30 |  | Non-lead
030410 | 35 DOLPHIN RD |  | Unknown, Non-Lead | No |  |  |  | Unknown, Non-Lead | 1991 | No |  |  |  | Non-lead
030411 | 1204 CACTUS ST |  | Polytube | Yes |  | 2023-02-01 |  | PVC | 1982 | Yes |  | 2023-02-01 |  | Non-lead
030412 | 427 LAGUNA AVE |  | Polytube | Yes |  | 2022-06-30 |  | PVC | 1982 | Yes |  | 2022-06-30 |  | Non-lead
030413 | 428 LAGUNA AVE |  | Polytube | Yes |  | 2022-06-30 |  | PVC | 1981 | Yes |  | 2022-06-30 |  | Non-lead
030414 | 41 N BLACKWATER LN |  | Polytube | Yes |  | 2022-07-25 |  | PVC | 1985 | Yes |  | 2022-07-25 |  | Non-lead
030415 | 462 PALM DR |  | Polytube | Yes |  | 2022-06-29 |  | PVC | 1986 | Yes |  | 2022-06-29 |  | Non-lead
030416 | 140 PLANTATION SHORES Dr |  | Polytube | Yes |  | 2022-06-10 |  | PVC | 1982 | Yes |  | 2022-06-10 |  | Non-lead
030417 | 810 S RUBY DRIVE |  | PVC | Yes |  | 2023-02-02 |  | PVC | 1981 | Yes |  | 2023-02-02 |  | Non-lead
030418 | 104 VILLA BELLA DR |  | Polytube | Yes |  | 2022-06-21 |  | PVC | 1983 | Yes |  | 2022-06-21 |  | Non-lead
030419 | 152 BESSIE RD |  | Polytube | Yes |  | 2022-05-06 |  | PVC | 1983 | Yes |  | 2022-05-06 |  | Non-lead
030420 | 112 OLD FASHION L9 B RD |  | Polytube | Yes |  | 2023-04-20 |  | PVC | 1982 | Yes |  | 2023-04-20 |  | Non-lead
030421 | 163 BLUE HARBOR DR |  | Polytube | Yes |  | 2023-02-07 |  | PVC | 1974 | Yes |  | 2023-02-07 |  | Non-lead
030422 | 155 SEVERINO DR |  | Polytube | Yes |  | 2022-06-10 |  | PVC | 1983 | Yes |  | 2022-06-10 |  | Non-lead
030423 | 143 COLUMBUS DR |  | Polytube | Yes |  | 2022-07-07 |  | PVC | 1981 | Yes |  | 2022-07-07 |  | Non-lead
030424 | UNIT A 1220 MOCKINGBIRD RD |  | Polytube | Yes |  | 2022-07-21 |  | PVC | 1983 | Yes |  | 2022-07-21 |  | Non-lead
030426 | 55 SNAPPER AVE |  | Polytube | Yes |  | 2023-05-04 |  | PVC | 1982 | Yes |  | 2023-05-04 |  | Non-lead
030427 | 115 BUTTONWOOD AVE |  | Polytube | Yes |  | 2022-12-12 |  | PVC | 1966 | Yes |  | 2022-12-12 |  | Non-lead
030428 | 106 CORAL AVE |  | Polytube | Yes |  | 2022-06-13 |  | PVC | 1974 | Yes |  | 2022-06-13 |  | Non-lead
030429 | 112 HARRY HARRIS DR |  | Polytube | Yes |  | 2022-07-20 |  | PVC | 1978 | Yes |  | 2022-07-20 |  | Non-lead
030430 | 130 HARRY HARRIS (202 HISPANOLA) Dr |  | Polytube | Yes |  | 2022-07-20 |  | PVC | 1978 | Yes |  | 2022-07-20 |  | Non-lead
030431 | 177 INDIAN MOUND TR |  | Polytube | Yes |  | 2024-09-25 |  | PVC | 1982 | Yes |  | 2024-09-25 |  | Non-lead
030432 | 927 LOBSTER LN |  | Polytube | Yes |  | 2022-09-19 |  | PVC | 1983 | Yes |  | 2022-09-19 |  | Non-lead
030433 | 29 JEWFISH AVE |  | Polytube | Yes |  | 2022-10-31 |  | PVC | 1981 | Yes |  | 2022-10-31 |  | Non-lead
030434 | UNIT I-1 87200 OVERSEAS HWY |  | PVC | Yes |  | 2022-06-09 |  | Copper | 1980 | Yes |  | 2022-06-09 |  | Non-lead
030435 | UNIT I-2 87200 OVERSEAS HWY |  | PVC | Yes |  | 2022-06-09 |  | Copper | 1980 | Yes |  | 2022-06-09 |  | Non-lead
030436 | UNIT I-3 87200 OVERSEAS HWY |  | PVC | Yes |  | 2024-09-18 |  | Copper | 1980 | Yes |  | 2024-09-18 |  | Non-lead
030437 | UNIT I-4 87200 OVERSEAS HWY |  | PVC | Yes |  | 2023-10-18 |  | Copper | 1980 | Yes |  | 2023-10-18 |  | Non-lead
030438 | UNIT I-5 87200 OVERSEAS HWY |  | PVC | Yes |  | 2023-12-18 |  | Copper | 1980 | Yes |  | 2023-12-18 |  | Non-lead
030440 | UNIT J-1 87200 OVERSEAS HWY |  | PVC | Yes |  | 2022-06-09 |  | Copper | 1980 | Yes |  | 2022-06-09 |  | Non-lead
030441 | UNIT J-2 87200 OVERSEAS HWY |  | PVC | Yes |  | 2022-06-09 |  | Copper | 1980 | Yes |  | 2022-06-09 |  | Non-lead
030442 | UNIT J-3 87200 OVERSEAS HWY |  | PVC | Yes |  | 2022-06-09 |  | Copper | 1980 | Yes |  | 2022-06-09 |  | Non-lead
030443 | UNIT J-4 87200 OVERSEAS HWY |  | PVC | Yes |  | 2022-06-09 |  | Copper | 1980 | Yes |  | 2022-06-09 |  | Non-lead
030444 | UNIT J-5 87200 OVERSEAS HWY |  | PVC | Yes |  | 2022-06-09 |  | Copper | 1980 | Yes |  | 2022-06-09 |  | Non-lead
030445 | UNIT J-6 87200 OVERSEAS HWY |  | PVC | Yes |  | 2022-06-09 |  | Copper | 1980 | Yes |  | 2022-06-09 |  | Non-lead
030446 | UNIT J-7 87200 OVERSEAS HWY |  | PVC | Yes |  | 2022-06-09 |  | Copper | 1980 | Yes |  | 2022-06-09 |  | Non-lead
030447 | UNIT J-8 87200 OVERSEAS HWY |  | PVC | Yes |  | 2022-06-09 |  | Copper | 1980 | Yes |  | 2022-06-09 |  | Non-lead
030448 | UNIT J-9 87200 OVERSEAS HWY |  | PVC | Yes |  | 2022-06-09 |  | Copper | 1980 | Yes |  | 2022-06-09 |  | Non-lead
030449 | UNIT J-10 87200 OVERSEAS HWY |  | PVC | Yes |  | 2022-06-09 |  | Copper | 1980 | Yes |  | 2022-06-09 |  | Non-lead
030450 | UNIT U-7 87200 OVERSEAS HWY |  | PVC | Yes |  | 2022-06-09 |  | Copper | 1980 | Yes |  | 2022-06-09 |  | Non-lead
030451 | UNIT U-8 87200 OVERSEAS HWY |  | PVC | Yes |  | 2022-06-09 |  | Copper | 1980 | Yes |  | 2022-06-09 |  | Non-lead
030452 | UNIT U-9 87200 OVERSEAS HWY |  | PVC | Yes |  | 2022-06-09 |  | Copper | 1980 | Yes |  | 2022-06-09 |  | Non-lead
030453 | UNIT U-10 87200 OVERSEAS HWY |  | PVC | No |  |  |  | PVC | 1980 | No |  |  |  | Non-lead
030454 | 88731 OLD L3 B1 RD |  | Polytube | Yes |  | 2017-04-18 |  | PVC | 1981 | Yes |  | 2017-04-18 |  | Non-lead
030455 | 80 W PLAZA GRANADA |  | Polytube | Yes |  | 2022-06-30 |  | PVC | 1982 | Yes |  | 2022-06-30 |  | Non-lead
030456 | 61 SNAPPER AVE |  | Polytube | Yes |  | 2022-10-31 |  | PVC | 1981 | Yes |  | 2022-10-31 |  | Non-lead
030457 | 33 BASS AVE |  | Polytube | Yes |  | 2022-10-27 |  | PVC | 1983 | Yes |  | 2022-10-27 |  | Non-lead
030458 | 327 SOUND DR |  | Polytube | Yes |  | 2023-05-04 |  | PVC | 1984 | Yes |  | 2023-05-04 |  | Non-lead
030459 | 256 BOUGAINVILLEA ST |  | Polytube | Yes |  | 2022-06-14 |  | PVC | 1981 | Yes |  | 2022-06-14 |  | Non-lead
030460 | 123 INDIAN AVE |  | Polytube | Yes |  | 2022-07-19 |  | PVC | 1981 | Yes |  | 2022-07-19 |  | Non-lead
030461 | UNIT 1 109 GALLEON Rd |  | Polytube | Yes |  | 2022-06-10 |  | PVC | 1981 | Yes |  | 2022-06-10 |  | Non-lead
030462 | APT 2 107 GALLEON RD |  | Polytube | Yes |  | 2022-06-10 |  | PVC | 1981 | Yes |  | 2022-06-10 |  | Non-lead
030463 | 18 GRASSY RD |  | Polytube | Yes |  | 2023-05-04 |  | PVC | 1963 | Yes |  | 2023-05-04 |  | Non-lead
030464 | 101 GIARDINO DR |  | Polytube | Yes |  | 2022-06-10 |  | PVC | 1982 | Yes |  | 2022-06-10 |  | Non-lead
030465 | L142 108 W PLAZA GRANADA |  | Polytube | Yes |  | 2021-12-22 |  | PVC | 2003 | Yes |  | 2021-12-22 |  | Non-lead
030466 | 125 N COCONUT PALM BLVD |  | Polytube | Yes |  | 2022-06-14 |  | PVC | 1981 | Yes |  | 2022-06-14 |  | Non-lead
030467 | 88717 OLD HWY |  | Polytube | Yes |  | 2023-10-18 |  | PVC | 1981 | Yes |  | 2023-10-18 |  | Non-lead
030468 | 660 CABRERA ST |  | Polytube | Yes |  | 2022-10-31 |  | PVC | 1981 | Yes |  | 2022-10-31 |  | Non-lead
030469 | 772 BOSTWICK DR |  | Polytube | Yes |  | 2023-02-09 |  | PVC | 1982 | Yes |  | 2023-02-09 |  | Non-lead
030470 | DIRT RD S.TIB 80910 OVERSEAS HWY |  | Polytube | Yes |  | 2022-06-23 |  | PVC | 1981 | Yes |  | 2022-06-23 |  | Non-lead
030471 | 107 LONG BEN DR |  | Polytube | Yes |  | 2023-01-31 |  | PVC | 1987 | Yes |  | 2023-01-31 |  | Non-lead
030472 | 480 GORDON CIR |  | Polytube | Yes |  | 2023-05-04 |  | PVC | 1983 | Yes |  | 2023-05-04 |  | Non-lead
030473 | 154 BAYVIEW DR |  | Polytube | Yes |  | 2022-06-28 |  | Polytube | 1981 | Yes |  | 2022-06-28 |  | Non-lead
030474 | 817 S EMERALD DR |  | PVC | Yes |  | 2024-08-14 |  | PVC | 1979 | Yes |  | 2024-08-14 |  | Non-lead
030475 | 138 WESTMINISTER DR |  | Polytube | Yes |  | 2022-07-12 |  | PVC | 1981 | Yes |  | 2022-07-12 |  | Non-lead
030476 | 140 N ROLLING HILL RD |  | Polytube | Yes |  | 2022-06-15 |  | PVC | 1981 | Yes |  | 2022-06-15 |  | Non-lead
030477 | 810 BONITO LN |  | Polytube | Yes |  | 2022-09-20 |  | PVC | 1983 | Yes |  | 2022-09-20 |  | Non-lead
030478 | FOR REC PARK 50 E BEACH RD |  | Unknown, Non-Lead | Yes |  | 2023-10-05 |  | PVC | 2013 | Yes |  | 2023-10-05 |  | Non-lead
030479 | 77105 OVERSEAS HWY |  | Polytube | Yes |  | 2022-07-07 |  | PVC | 1982 | Yes |  | 2022-07-07 |  | Non-lead
030480 | 190 4TH ST |  | Polytube | Yes |  | 2023-05-15 |  | PVC | 1985 | Yes |  | 2023-05-15 |  | Non-lead
030482 | 269 BURGUNDY DR |  | Polytube | Yes |  | 2023-02-09 |  | PVC | 1968 | Yes |  | 2023-02-09 |  | Non-lead
030483 | 137 SAN REMO DR |  | Polytube | Yes |  | 2022-06-07 |  | PVC | 1982 | Yes |  | 2022-06-07 |  | Non-lead
030484 | 206 SECOND ST |  | Polytube | Yes |  | 2022-10-17 |  | PVC | 1980 | Yes |  | 2022-10-17 |  | Non-lead
030485 | 218 LIGNUMVITAE DR |  | Polytube | Yes |  | 2023-07-27 |  | PVC | 1981 | Yes |  | 2023-07-27 |  | Non-lead
030486 | 5 TINA PL |  | Polytube | Yes |  | 2023-02-08 |  | PVC | 1974 | Yes |  | 2023-02-08 |  | Non-lead
030487 | 155 BUTTONWOOD AVE |  | Polytube | Yes |  | 2022-12-12 |  | PVC | 1985 | Yes |  | 2022-12-12 |  | Non-lead
030488 | 906 S RUBY DR |  | Polytube | Yes |  | 2023-02-02 |  | PVC | 1978 | Yes |  | 2023-02-02 |  | Non-lead
030489 | 162 ARBOR LN |  | Polytube | Yes |  | 2023-02-13 |  | PVC | 1972 | Yes |  | 2023-02-13 |  | Non-lead
030490 | 154 ARBOR LN |  | Polytube | Yes |  | 2023-02-13 |  | PVC | 1981 | Yes |  | 2023-02-13 |  | Non-lead
030491 | 118 OCEAN DR |  | Polytube | Yes |  | 2022-11-10 |  | PVC | 1981 | Yes |  | 2022-11-10 |  | Non-lead
030492 | 179 GARDENIA ST |  | Polytube | Yes |  | 2022-06-14 |  | PVC | 1982 | Yes |  | 2022-06-14 |  | Non-lead
030493 | 44 PLAZA DEL SOL |  | Polytube | Yes |  | 2022-06-30 |  | PVC | 1982 | Yes |  | 2022-06-30 |  | Non-lead
030494 | 200 TAYLOR DR |  | Polytube | Yes |  | 2023-05-30 |  | PVC | 2012 | Yes |  | 2023-05-30 |  | Non-lead
030495 | 126 BAYVIEW ISLE DR |  | Polytube | Yes |  | 2022-07-20 |  | PVC | 1977 | Yes |  | 2022-07-20 |  | Non-lead
030496 | 556 GORDON CIRCLE |  | Polytube | Yes |  | 2022-11-01 |  | PVC | 1981 | Yes |  | 2022-11-01 |  | Non-lead
030497 | 125 VALENCIA DR |  | Polytube | Yes |  | 2022-06-15 |  | PVC | 1984 | Yes |  | 2022-06-15 |  | Non-lead
030498 | 363 OLEANDER DR |  | Polytube | Yes |  | 2023-02-13 |  | PVC | 1981 | Yes |  | 2023-02-13 |  | Non-lead
030499 | 157 GARDENIA ST |  | Polytube | Yes |  | 2022-06-16 |  | PVC | 1982 | Yes |  | 2022-06-16 |  | Non-lead
030500 | 116 PLANTATION SHRS DR |  | Polytube | Yes |  | 2022-06-15 |  | PVC | 1981 | Yes |  | 2022-06-15 |  | Non-lead
030501 | 119 MARINA AVE |  | Polytube | Yes |  | 2023-05-04 |  | PVC | 1962 | Yes |  | 2023-05-04 |  | Non-lead
030502 | 55 N BOUNTY LANE |  | Polytube | Yes |  | 2023-01-30 |  | PVC | 1982 | Yes |  | 2023-01-30 |  | Non-lead
030503 | APT FRONT 255 W INDIES RD |  | Polytube | Yes |  | 2022-07-21 |  | PVC | 1981 | Yes |  | 2022-07-21 |  | Non-lead
030504 | BACK 253 W INDIES RD |  | Polytube | Yes |  | 2022-07-21 |  | PVC | 1981 | Yes |  | 2022-07-21 |  | Non-lead
030505 | 161 CORAL AVE |  | Polytube | Yes |  | 2022-06-13 |  | PVC | 1982 | Yes |  | 2022-06-13 |  | Non-lead
030506 | 6 MICHAEL DR |  | Polytube | Yes |  | 2023-05-04 |  | PVC | 1974 | Yes |  | 2023-05-04 |  | Non-lead
030507 | 381 BAHIA AVE |  | Polytube | Yes |  | 2022-07-07 |  | PVC | 1981 | Yes |  | 2022-07-07 |  | Non-lead
030508 | 120 PLANTATION DR |  | Polytube | No |  |  |  | PVC | 1984 | No |  |  |  | Non-lead
030509 | 35 POMPANO AVE |  | Polytube | Yes |  | 2022-07-26 |  | PVC | 1981 | Yes |  | 2022-07-26 |  | Non-lead
030510 | 110 BAYVIEW ISLE Dr |  | Polytube | Yes |  | 2022-05-19 |  | PVC | 1983 | Yes |  | 2022-05-19 |  | Non-lead
030511 | 188 OCEAN DR |  | Polytube | Yes |  | 2022-06-14 |  | PVC | 1973 | Yes |  | 2022-06-14 |  | Non-lead
030512 | 147 GARDENIA ST |  | Polytube | Yes |  | 2022-06-16 |  | PVC | 1982 | Yes |  | 2022-06-16 |  | Non-lead
030513 | 762 MICHAEL DR |  | Unknown, Non-Lead | Yes |  | 2019-11-12 |  | PVC | 2009 | Yes |  | 2019-11-12 |  | Non-lead
030514 | 139 DUBONNET RD |  | Polytube | Yes |  | 2022-05-19 |  | PVC | 1971 | Yes |  | 2022-05-19 |  | Non-lead
030515 | 1 SEASIDE AVE |  | Polytube | Yes |  | 2022-07-20 |  | PVC | 1981 | Yes |  | 2022-07-20 |  | Non-lead
030516 | 220 LIGNUMVITAE DR |  | Polytube | Yes |  | 2023-02-08 |  | PVC | 1981 | Yes |  | 2023-02-08 |  | Non-lead
030517 | 222 LIGNUMVITAE DR |  | Polytube | Yes |  | 2023-10-04 |  | PVC | 1987 | Yes |  | 2023-10-04 |  | Non-lead
030518 | 177 SUNSET DR |  | Polytube | Yes |  | 2022-06-28 |  | PVC | 1981 | Yes |  | 2022-06-28 |  | Non-lead
030519 | 673 N LAKE DR |  | Unknown, Non-Lead | No |  |  |  | Unknown, Non-Lead | 1989 | No |  |  |  | Non-lead
030520 | 153 PLANTATION DR |  | Polytube | Yes |  | 2022-06-14 |  | PVC | 1982 | Yes |  | 2022-06-14 |  | Non-lead
030521 | 1031 ADAMS DR |  | Polytube | Yes |  | 2023-02-09 |  | PVC | 1983 | Yes |  | 2023-02-09 |  | Non-lead
030522 | 146 PALERMO DR |  | Polytube | Yes |  | 2022-06-08 |  | PVC | 1981 | Yes |  | 2022-06-08 |  | Non-lead
030523 | 144 PALERMO DR |  | Polytube | Yes |  | 2022-06-08 |  | PVC | 1986 | Yes |  | 2022-06-08 |  | Non-lead
030524 | 226 OLEANDER DR |  | Polytube | Yes |  | 2021-09-03 |  | PVC | 1972 | Yes |  | 2021-09-03 |  | Non-lead
030525 | 102670 OVERSEAS HWY |  | Galvanized | Yes |  | 2023-02-09 |  | PVC | 1966 | Yes |  | 2023-02-09 |  | Non-lead
030526 | 135 CORAL AVE |  | Polytube | Yes |  | 2022-06-13 |  | PVC | 1982 | Yes |  | 2022-06-13 |  | Non-lead
030527 | 192 W AVE A |  | Polytube | Yes |  | 2023-02-01 |  | PVC | 1969 | Yes |  | 2023-02-01 |  | Non-lead
030528 | 24 S ANDROS RD |  | Polytube | Yes |  | 2022-09-30 |  | PVC | 1981 | Yes |  | 2022-09-30 |  | Non-lead
030529 | 234 APACHE ST |  | Polytube | Yes |  | 2022-06-07 |  | PVC | 1968 | Yes |  | 2022-06-07 |  | Non-lead
030530 | 10 SOUTH DR |  | Polytube | Yes |  | 2023-05-04 |  | PVC | 1982 | Yes |  | 2023-05-04 |  | Non-lead
030531 | 204 S AIRPORT RD |  | Polytube | Yes |  | 2022-05-12 |  | PVC | 1982 | Yes |  | 2022-05-12 |  | Non-lead
030532 | 1 SOUTH DR |  | Polytube | Yes |  | 2023-05-04 |  | PVC | 1980 | Yes |  | 2023-05-04 |  | Non-lead
030533 | 904 S JADE DRIVE |  | Polytube | Yes |  | 2023-02-02 |  | PVC | 1980 | Yes |  | 2023-02-02 |  | Non-lead
030534 | 1 TINA PL |  | Polytube | Yes |  | 2023-02-08 |  | PVC | 1980 | Yes |  | 2023-02-08 |  | Non-lead
030535 | . SNAKE CREEK BRIDGE |  | Polytube | Yes |  | 2022-06-28 |  | PVC |  | Yes |  | 2022-06-28 |  | Non-lead
030536 | 128 3RD LN |  | Polytube | Yes |  | 2023-02-08 |  | PVC | 1981 | Yes |  | 2023-02-08 |  | Non-lead
030537 | 280 S COCONUT PALM BLVD |  | Polytube | Yes |  | 2022-06-14 |  | PVC | 1987 | Yes |  | 2022-06-14 |  | Non-lead
030538 | 829 LARGO RD |  | Polytube | Yes |  | 2022-07-25 |  | PVC | 1974 | Yes |  | 2022-07-25 |  | Non-lead
030539 | 564 AVE A |  | Polytube | Yes |  | 2022-10-17 |  | PVC | 1986 | Yes |  | 2022-10-17 |  | Non-lead
030540 | 229 HIBISCUS ST |  | Polytube | Yes |  | 2022-06-16 |  | PVC | 1983 | Yes |  | 2022-06-16 |  | Non-lead
030541 | 112 BEE ST |  | Polytube | Yes |  | 2022-06-10 |  | PVC | 1983 | Yes |  | 2022-06-10 |  | Non-lead
030542 | 907 S RUBY SILVER SHOR DR |  | Polytube | Yes |  | 2023-07-13 |  | PVC | 1981 | Yes |  | 2023-07-13 |  | Non-lead
030543 | 583 BEACH RD |  | Polytube | Yes |  | 2019-07-18 |  | PVC | 1983 | Yes |  | 2019-07-18 |  | Non-lead
030545 | 156 PLANTATION DR |  | Polytube | Yes |  | 2022-06-14 |  | PVC | 1968 | Yes |  | 2022-06-14 |  | Non-lead
030546 | 184 LA PALOMA RD |  | Polytube | Yes |  | 2023-02-07 |  | PVC | 1980 | Yes |  | 2023-02-07 |  | Non-lead
030547 | 206 HIBISCUS ST |  | Polytube | Yes |  | 2022-06-16 |  | PVC | 1981 | Yes |  | 2022-06-16 |  | Non-lead
030548 | 202 HIBISCUS ST |  | Polytube | Yes |  | 2022-06-16 |  | PVC | 1981 | Yes |  | 2022-06-16 |  | Non-lead
030549 | 96120 OVERSEAS HWY |  | Unknown, Non-Lead | Yes |  | 2019-12-19 |  | PVC | 1992 | Yes |  | 2019-12-19 |  | Non-lead
030550 | 3959 VENNA RD |  | Polytube | Yes |  | 2023-01-12 |  | PVC | 1979 | Yes |  | 2023-01-12 |  | Non-lead
030551 | 29129 CLOVER LANE |  | Polytube | Yes |  | 2022-12-15 |  | PVC | 1981 | Yes |  | 2022-12-15 |  | Non-lead
030552 | 225 VENUS LT 47 BLK LN |  | Polytube | Yes |  | 2022-09-26 |  | PVC | 1981 | Yes |  | 2022-09-26 |  | Non-lead
030553 | 711 EISENHOWER DR |  | Polytube | Yes |  | 2022-11-17 |  | PVC | 1968 | Yes |  | 2022-11-17 |  | Non-lead
030554 | 28552 BUCCANEER RD |  | Polytube | Yes |  | 2024-08-23 |  | PVC | 1982 | Yes |  | 2024-08-23 |  | Non-lead
030555 | 180 DOUBLOON LANE |  | Polytube | Yes |  | 2023-05-04 |  | PVC | 1981 | Yes |  | 2023-05-04 |  | Non-lead
030556 | 598 COPA D'ORO |  | Polytube | Yes |  | 2022-06-03 |  | PVC | 1981 | Yes |  | 2022-06-03 |  | Non-lead
030557 | 58173 FERREIRE ST |  | Polytube | Yes |  | 2022-10-22 |  | PVC | 1981 | Yes |  | 2022-10-22 |  | Non-lead
030558 | 555 95TH OCEAN ST |  | Unknown, Non-Lead | Yes |  | 2024-08-13 |  | Unknown, Non-Lead | 1988 | Yes |  | 2024-08-13 |  | Non-lead
030559 | 864 COPA D'ORO |  | Copper | Yes |  | 2022-11-14 |  | PVC | 1988 | Yes |  | 2022-11-14 |  | Non-lead
030560 | 574 SOMBRERO BEACH RD |  | Polytube | Yes |  | 2024-07-15 |  | PVC | 1984 | Yes |  | 2024-07-15 |  | Non-lead
030561 | 91 DORSETT DR |  | Polytube | Yes |  | 2023-09-07 |  | PVC | 1981 | Yes |  | 2023-09-07 |  | Non-lead
030562 | 11711 OVERSEAS HWY |  | Polytube | Yes |  | 2022-11-09 |  | PVC | 1957 | Yes |  | 2022-11-09 |  | Non-lead
030563 | 1231 COPA D'ORO |  | Polytube | Yes |  | 2024-04-11 |  | PVC | 1981 | Yes |  | 2024-04-11 |  | Non-lead
030564 | 122 ALYNN PL |  | Polytube | Yes |  | 2023-01-25 |  | PVC | 1979 | Yes |  | 2023-01-25 |  | Non-lead
030565 | 323 CALZADA DE BOUGA |  | Polytube | Yes |  | 2022-06-23 |  | PVC | 1981 | Yes |  | 2022-06-23 |  | Non-lead
030566 | 130 MOCKINGBIRD LN |  | Polytube | Yes |  | 2023-03-23 |  | PVC | 1982 | Yes |  | 2023-03-23 |  | Non-lead
030567 | 110 CALLE ENSUENO |  | Polytube | Yes |  | 2023-03-21 |  | PVC | 1982 | Yes |  | 2023-03-21 |  | Non-lead
030568 | 791 100TH OCEAN ST |  | Polytube | Yes |  | 2022-11-04 |  | PVC | 1982 | Yes |  | 2022-11-04 |  | Non-lead
030569 | 1160 CAMINO DEL VIENTOS |  | Polytube | Yes |  | 2023-03-23 |  | PVC | 1981 | Yes |  | 2023-03-23 |  | Non-lead
030570 | 434 HARBOR DR |  | Polytube | Yes |  | 2022-10-22 |  | PVC | 1981 | Yes |  | 2022-10-22 |  | Non-lead
030571 | 58611 MORTON ST |  | Polytube | Yes |  | 2023-08-31 |  | PVC | 1982 | Yes |  | 2023-08-31 |  | Non-lead
030572 | 711 83RD OCEAN ST |  | Polytube | Yes |  | 2022-06-29 |  | PVC | 1958 | Yes |  | 2022-06-29 |  | Non-lead
030573 | HS 11733 2ND OCEAN AVE |  | Polytube | Yes |  | 2022-08-26 |  | PVC | 1972 | Yes |  | 2022-08-26 |  | Non-lead
030574 | 6 AVENUE F |  | Polytube | Yes |  | 2024-04-23 |  | PVC | 1973 | Yes |  | 2024-04-23 |  | Non-lead
030575 | 164 GUAVA ST |  | Polytube | Yes |  | 2024-05-08 |  | PVC | 1981 | Yes |  | 2024-05-08 |  | Non-lead
030576 | 29312 COCONUT PALM DR |  | Polytube | Yes |  | 2022-12-19 |  | PVC | 1980 | Yes |  | 2022-12-19 |  | Non-lead
030577 | 110 PIRATES COVE DR |  | Polytube | Yes |  | 2023-02-07 |  | PVC | 1983 | Yes |  | 2023-02-07 |  | Non-lead
030578 | 364 E SEAVIEW DR |  | Polytube | Yes |  | 2024-01-05 |  | PVC | 1993 | Yes |  | 2024-01-05 |  | Non-lead
030579 | OCEAN 334 22ND ST |  | Polytube | Yes |  | 2022-12-13 |  | PVC | 1970 | Yes |  | 2022-12-13 |  | Non-lead
030580 | 158 SHORE LN |  | Polytube | Yes |  | 2023-06-30 |  | PVC | 1981 | Yes |  | 2023-06-30 |  | Non-lead
030581 | 171 MARS LN |  | Polytube | Yes |  | 2024-02-28 |  | PVC | 1981 | Yes |  | 2024-02-28 |  | Non-lead
030582 | 27 PALM DR |  | Polytube | Yes |  | 2023-03-24 |  | PVC | 1969 | Yes |  | 2023-03-24 |  | Non-lead
030583 | 30851 MINORCA DR |  | Polytube | Yes |  | 2022-11-17 |  | PVC | 1981 | Yes |  | 2022-11-17 |  | Non-lead
030584 | 1032 BAY DR |  | Polytube | Yes |  | 2023-10-18 |  | PVC | 1982 | Yes |  | 2023-10-18 |  | Non-lead
030585 | 1423 BOCA CHICA RD |  | Polytube | Yes |  | 2022-09-26 |  | PVC | 1981 | Yes |  | 2022-09-26 |  | Non-lead
030586 | 22924 DIRK LN |  | Polytube | Yes |  | 2024-07-03 |  | PVC | 1981 | Yes |  | 2024-07-03 |  | Non-lead
030587 | 633 BLACKBEARD RD |  | Polytube | Yes |  | 2023-01-23 |  | PVC | 1981 | Yes |  | 2023-01-23 |  | Non-lead
030588 | 23035 TARPON LN |  | Polytube | Yes |  | 2022-12-28 |  | PVC | 1981 | Yes |  | 2022-12-28 |  | Non-lead
030589 | 49 PALMETTO DR |  | Polytube | Yes |  | 2023-01-30 |  | PVC | 1962 | Yes |  | 2023-01-30 |  | Non-lead
030590 | 6 CYPRESS AVE |  | Unknown, Non-Lead | Yes |  | 2018-05-23 |  | PVC | 2020 | Yes |  | 2018-05-23 |  | Non-lead
030592 | 29476 FLYING CLOUD AVE |  | Polytube | Yes |  | 2022-12-01 |  | PVC | 1981 | Yes |  | 2022-12-01 |  | Non-lead
030593 | WEST 17143 GREEN TURTLE LN |  | Unknown, Non-Lead | No |  |  |  | Unknown, Non-Lead | 2002 | No |  |  |  | Non-lead
030594 | 22832 JOLLY ROGER DR |  | Polytube | Yes |  | 2022-11-07 |  | PVC | 1981 | Yes |  | 2022-11-07 |  | Non-lead
030595 | 29140 MANGO LN |  | Polytube | Yes |  | 2022-12-14 |  | PVC | 1982 | Yes |  | 2022-12-14 |  | Non-lead
030596 | APT DOWN 21161 OLD STATE RD |  | PVC | Yes |  | 2022-12-29 |  | PVC | 1975 | Yes |  | 2022-12-29 |  | Non-lead
030597 | APT UP 21161 OLD STATE ROAD |  | Polytube | Yes |  | 2022-06-29 |  | PVC | 1975 | Yes |  | 2022-06-29 |  | Non-lead
030598 | 29131 GUAVA OUTLOT LN |  | Polytube | Yes |  | 2022-12-14 |  | PVC | 1987 | Yes |  | 2022-12-14 |  | Non-lead
030599 | C5 9TH AVE |  | Unknown, Non-Lead | No |  |  |  | Unknown, Non-Lead | 2002 | No |  |  |  | Non-lead
030600 | 17 CACTUS DR |  | Polytube | Yes |  | 2023-07-19 |  | PVC | 1982 | Yes |  | 2023-07-19 |  | Non-lead
030601 | 66 TAMARIND DR |  | Polytube | Yes |  | 2023-10-18 |  | PVC | 1981 | Yes |  | 2023-10-18 |  | Non-lead
030602 | 1059 OCEAN DR |  | Polytube | Yes |  | 2023-10-18 |  | PVC | 1981 | Yes |  | 2023-10-18 |  | Non-lead
030603 | 9 BLUEWATER DR |  | Polytube | Yes |  | 2022-10-14 |  | PVC | 2000 | Yes |  | 2022-10-14 |  | Non-lead
030604 | 1872 SUNRISE DR |  | Polytube | Yes |  | 2022-11-16 |  | PVC | 1981 | Yes |  | 2022-11-16 |  | Non-lead
030605 | 29112 VIOLET DR |  | Polytube | Yes |  | 2023-03-20 |  | PVC | 1981 | Yes |  | 2023-03-20 |  | Non-lead
030606 | 22940 SHARP LN |  | Polytube | Yes |  | 2024-01-25 |  | PVC | 1982 | Yes |  | 2024-01-25 |  | Non-lead
030607 | LOT 10 6511 MALONEY AVE |  | PVC | Yes |  | 2023-03-06 |  | PVC | 1964 | Yes |  | 2023-03-06 |  | Non-lead
030608 | 631 CAROLYN AVE |  | Polytube | Yes |  | 2023-01-25 |  | PVC | 1982 | Yes |  | 2023-01-25 |  | Non-lead
030609 | UNIT 16 1616 ATLANTIC BLVD |  | Polytube | Yes |  | 2022-10-13 |  | Copper | 1980 | Yes |  | 2022-10-13 |  | Non-lead
030610 | 22540 PIECES OF EIGHT RD |  | Polytube | Yes |  | 2023-07-18 |  | PVC | 1982 | Yes |  | 2023-07-18 |  | Non-lead
030611 | 1043 NILES RD |  | Polytube | Yes |  | 2024-04-12 |  | PVC | 1983 | Yes |  | 2024-04-12 |  | Non-lead
030612 | APT 2 719 FRANCES ST |  | Polytube | Yes |  | 2023-03-23 |  | PVC | 1933 | Yes |  | 2023-03-23 |  | Non-lead
030613 | APT 3 UP 719 FRANCES ST |  | Polytube | Yes |  | 2023-03-23 |  | PVC | 1933 | Yes |  | 2023-03-23 |  | Non-lead
030614 | 480 9TH ST |  | Polytube | Yes |  | 2023-10-04 |  | PVC | 1982 | Yes |  | 2023-10-04 |  | Non-lead
030615 | 01-A 240 SOMBRERO BCH RD |  | Polytube | Yes |  | 2022-12-22 |  | PVC | 1981 | Yes |  | 2022-12-22 |  | Non-lead
030616 | 01-C 240 SOMBRERO BCH RD |  | Polytube | Yes |  | 2023-03-09 |  | PVC | 1981 | Yes |  | 2023-03-09 |  | Non-lead
030617 | 01-E 240 SOMBRERO BCH RD |  | Polytube | Yes |  | 2023-01-10 |  | PVC | 1981 | Yes |  | 2023-01-10 |  | Non-lead
030618 | 01-G 240 SOMBRERO BCH RD |  | Polytube | Yes |  | 2023-03-22 |  | PVC | 1981 | Yes |  | 2023-03-22 |  | Non-lead
030619 | 01-B 240 SOMBRERO BCH RD |  | Polytube | Yes |  | 2023-03-22 |  | PVC | 1981 | Yes |  | 2023-03-22 |  | Non-lead
030620 | 01-D 240 SOMBRERO BCH RD |  | Polytube | Yes |  | 2022-05-19 |  | PVC | 1981 | Yes |  | 2022-05-19 |  | Non-lead
030621 | 01-F 240 SOMBRERO BCH RD |  | Polytube | Yes |  | 2022-05-19 |  | PVC | 1981 | Yes |  | 2022-05-19 |  | Non-lead
030622 | 01-H 240 SOMBRERO BCH RD |  | Polytube | Yes |  | 2022-05-19 |  | PVC | 1981 | Yes |  | 2022-05-19 |  | Non-lead
030623 | 02-A 240 SOMBRERO BCH RD |  | Polytube | Yes |  | 2022-05-19 |  | PVC | 1981 | Yes |  | 2022-05-19 |  | Non-lead
030624 | 02-C 240 SOMBRERO BCH RD |  | Polytube | Yes |  | 2022-05-19 |  | PVC | 1981 | Yes |  | 2022-05-19 |  | Non-lead
030625 | 02-E 240 SOMBRERO BCH RD |  | Polytube | Yes |  | 2023-01-10 |  | PVC | 1981 | Yes |  | 2023-01-10 |  | Non-lead
030626 | APT 02-G 240 SOMBRERO BEACH RD |  | Polytube | Yes |  | 2022-05-23 |  | PVC | 1981 | Yes |  | 2022-05-23 |  | Non-lead
030627 | 02-B 240 SOMBRERO BCH RD |  | Polytube | Yes |  | 2022-05-19 |  | PVC | 1981 | Yes |  | 2022-05-19 |  | Non-lead
030628 | APT 02D 240 SOMBRERO BEACH RD |  | Polytube | Yes |  | 2022-05-23 |  | PVC | 1981 | Yes |  | 2022-05-23 |  | Non-lead
030629 | 02-F 240 SOMBRERO BCH RD |  | Polytube | Yes |  | 2022-12-22 |  | PVC | 1981 | Yes |  | 2022-12-22 |  | Non-lead
030630 | 02-H 240 SOMBRERO BCH RD |  | Polytube | Yes |  | 2023-01-10 |  | PVC | 1981 | Yes |  | 2023-01-10 |  | Non-lead
030631 | 03-A 240 SOMBRERO BCH RD |  | Polytube | Yes |  | 2024-01-05 |  | PVC | 1981 | Yes |  | 2024-01-05 |  | Non-lead
030632 | 03-C 240 SOMBRERO BCH RD |  | Polytube | Yes |  | 2022-05-19 |  | PVC | 1981 | Yes |  | 2022-05-19 |  | Non-lead
030633 | 03-E 240 SOMBRERO BCH RD |  | Polytube | Yes |  | 2024-05-21 |  | PVC | 1981 | Yes |  | 2024-05-21 |  | Non-lead
030634 | 03-G 240 SOMBRERO BCH RD |  | Polytube | Yes |  | 2023-03-09 |  | PVC | 1981 | Yes |  | 2023-03-09 |  | Non-lead
030635 | 03-J 240 SOMBRERO BCH RD |  | Polytube | Yes |  | 2022-12-22 |  | PVC | 1981 | Yes |  | 2022-12-22 |  | Non-lead
030636 | 03-L 240 SOMBRERO BCH RD |  | Polytube | Yes |  | 2023-10-20 |  | PVC | 1981 | Yes |  | 2023-10-20 |  | Non-lead
030637 | 03-N 240 SOMBRERO BCH RD |  | Polytube | Yes |  | 2023-03-09 |  | PVC | 1981 | Yes |  | 2023-03-09 |  | Non-lead
030638 | 03-R 240 SOMBRERO BCH RD |  | Polytube | Yes |  | 2023-01-10 |  | PVC | 1981 | Yes |  | 2023-01-10 |  | Non-lead
030639 | 03-B 240 SOMBRERO BCH RD |  | Polytube | Yes |  | 2022-05-19 |  | PVC | 1981 | Yes |  | 2022-05-19 |  | Non-lead
030640 | 03-D 240 SOMBRERO BCH RD |  | Polytube | Yes |  | 2024-09-12 |  | PVC | 1981 | Yes |  | 2024-09-12 |  | Non-lead
030641 | 03-F 240 SOMBRERO BCH RD |  | Polytube | Yes |  | 2023-03-09 |  | PVC | 1981 | Yes |  | 2023-03-09 |  | Non-lead
030642 | 03-H 240 SOMBRERO BCH RD |  | Polytube | Yes |  | 2023-01-10 |  | PVC | 1981 | Yes |  | 2023-01-10 |  | Non-lead
030643 | 03-K 240 SOMBRERO BCH RD |  | Polytube | Yes |  | 2023-01-10 |  | PVC | 1981 | Yes |  | 2023-01-10 |  | Non-lead
030644 | 03-M 240 SOMBRERO BCH RD |  | Polytube | Yes |  | 2023-03-22 |  | PVC | 1981 | Yes |  | 2023-03-22 |  | Non-lead
030645 | 03-P 240 SOMBRERO BCH RD |  | Polytube | Yes |  | 2023-01-10 |  | PVC | 1981 | Yes |  | 2023-01-10 |  | Non-lead
030646 | 03-S 240 SOMBRERO BCH RD |  | Polytube | Yes |  | 2023-01-10 |  | PVC | 1981 | Yes |  | 2023-01-10 |  | Non-lead
030647 | 04-A 240 SOMBRERO BCH RD |  | Polytube | Yes |  | 2023-01-10 |  | PVC | 1981 | Yes |  | 2023-01-10 |  | Non-lead
030648 | 04-C 240 SOMBRERO BCH RD |  | Polytube | Yes |  | 2022-07-15 |  | PVC | 1981 | Yes |  | 2022-07-15 |  | Non-lead
030649 | APT 04-E 240 SOMBRERO BCH RD |  | Polytube | Yes |  | 2022-08-04 |  | PVC | 1981 | Yes |  | 2022-08-04 |  | Non-lead
030650 | 04-G 240 SOMBRERO BCH RD |  | Polytube | Yes |  | 2023-03-22 |  | PVC | 1981 | Yes |  | 2023-03-22 |  | Non-lead
030651 | 04-B 240 SOMBRERO BCH RD |  | Polytube | Yes |  | 2022-05-19 |  | PVC | 1981 | Yes |  | 2022-05-19 |  | Non-lead
030652 | 04-D 240 SOMBRERO BCH RD |  | Polytube | Yes |  | 2022-05-19 |  | PVC | 1981 | Yes |  | 2022-05-19 |  | Non-lead
030653 | 04-F 240 SOMBRERO BCH RD |  | Polytube | Yes |  | 2023-11-20 |  | PVC | 1981 | Yes |  | 2023-11-20 |  | Non-lead
030654 | APT 04-H 240 SOMBRERO BEACH RD |  | Polytube | Yes |  | 2022-05-23 |  | PVC | 1981 | Yes |  | 2022-05-23 |  | Non-lead
030655 | 05-A 240 SOMBRERO BCH RD |  | Polytube | Yes |  | 2022-08-12 |  | PVC | 1981 | Yes |  | 2022-08-12 |  | Non-lead
030656 | 05-C 240 SOMBRERO BCH RD |  | Polytube | Yes |  | 2022-05-19 |  | PVC | 1981 | Yes |  | 2022-05-19 |  | Non-lead
030657 | 05-E 240 SOMBRERO BCH RD |  | Polytube | Yes |  | 2022-05-19 |  | PVC | 1981 | Yes |  | 2022-05-19 |  | Non-lead
030658 | 05-G 240 SOMBRERO BCH RD |  | Polytube | Yes |  | 2023-03-09 |  | PVC | 1981 | Yes |  | 2023-03-09 |  | Non-lead
030659 | 05-B 240 SOMBRERO BCH RD |  | Polytube | Yes |  | 2022-12-22 |  | PVC | 1981 | Yes |  | 2022-12-22 |  | Non-lead
030660 | 05-D 240 SOMBRERO BCH RD |  | Polytube | Yes |  | 2022-12-22 |  | PVC | 1981 | Yes |  | 2022-12-22 |  | Non-lead
030661 | 05-F 240 SOMBRERO BCH RD |  | Polytube | Yes |  | 2023-01-10 |  | PVC | 1981 | Yes |  | 2023-01-10 |  | Non-lead
030662 | 05-H 240 SOMBRERO BCH RD |  | Polytube | Yes |  | 2023-12-11 |  | PVC | 1981 | Yes |  | 2023-12-11 |  | Non-lead
030663 | 06-A 240 SOMBRERO BCH RD |  | Polytube | Yes |  | 2023-06-21 |  | PVC | 1981 | Yes |  | 2023-06-21 |  | Non-lead
030664 | APT C06 240 SOMBRERO BCH RD |  | Polytube | Yes |  | 2022-05-23 |  | PVC | 1981 | Yes |  | 2022-05-23 |  | Non-lead
030665 | 06-B 240 SOMBRERO BCH RD |  | Polytube | Yes |  | 2022-05-19 |  | PVC | 1981 | Yes |  | 2022-05-19 |  | Non-lead
030666 | APT 06-D 240 SOMBRERO BCH RD |  | Polytube | Yes |  | 2024-09-04 |  | PVC | 1981 | Yes |  | 2024-09-04 |  | Non-lead
030667 | 07-A 240 SOMBRERO BCH RD |  | Polytube | Yes |  | 2023-03-28 |  | PVC | 1981 | Yes |  | 2023-03-28 |  | Non-lead
030668 | APT 07-C 240 SOMBRERO BEACH RD |  | Polytube | Yes |  | 2022-05-19 |  | PVC | 1981 | Yes |  | 2022-05-19 |  | Non-lead
030669 | 07-E 240 SOMBRERO BCH RD |  | Polytube | Yes |  | 2023-01-10 |  | PVC | 1981 | Yes |  | 2023-01-10 |  | Non-lead
030670 | APT 7-G 240 SOMBRERO BEACH RD |  | Polytube | Yes |  | 2023-01-10 |  | PVC | 1981 | Yes |  | 2023-01-10 |  | Non-lead
030671 | APT 07-J 240 SOMBRERO BCH RD |  | Polytube | Yes |  | 2023-10-26 |  | PVC | 1981 | Yes |  | 2023-10-26 |  | Non-lead
030672 | APT 07-L 240 SOMBRERO BEACH RD |  | Polytube | Yes |  | 2022-05-23 |  | PVC | 1981 | Yes |  | 2022-05-23 |  | Non-lead
030673 | 07-N 240 SOMBRERO BCH RD |  | Polytube | Yes |  | 2024-08-16 |  | PVC | 1981 | Yes |  | 2024-08-16 |  | Non-lead
030674 | APT 07-R 240 SOMBRERO BEACH RD |  | Polytube | Yes |  | 2023-07-17 |  | PVC | 1981 | Yes |  | 2023-07-17 |  | Non-lead
030675 | 07-B 240 SOMBRERO BCH RD |  | Polytube | Yes |  | 2024-03-15 |  | PVC | 1981 | Yes |  | 2024-03-15 |  | Non-lead
030676 | 07-D 240 SOMBRERO BCH RD |  | Polytube | Yes |  | 2023-03-22 |  | PVC | 1981 | Yes |  | 2023-03-22 |  | Non-lead
030677 | 07-F 240 SOMBRERO BCH RD |  | Polytube | Yes |  | 2022-12-22 |  | PVC | 1981 | Yes |  | 2022-12-22 |  | Non-lead
030678 | 07-H 240 SOMBRERO BCH RD |  | Polytube | Yes |  | 2023-01-10 |  | PVC | 1981 | Yes |  | 2023-01-10 |  | Non-lead
030679 | 07-K 240 SOMBRERO BCH RD |  | Polytube | Yes |  | 2022-05-19 |  | PVC | 1981 | Yes |  | 2022-05-19 |  | Non-lead
030680 | 07-M 240 SOMBRERO BCH RD |  | Polytube | Yes |  | 2023-03-22 |  | PVC | 1981 | Yes |  | 2023-03-22 |  | Non-lead
030681 | 07-P 240 SOMBRERO BCH RD |  | Polytube | Yes |  | 2024-07-18 |  | PVC | 1981 | Yes |  | 2024-07-18 |  | Non-lead
030682 | 07-S 240 SOMBRERO BCH RD |  | Polytube | Yes |  | 2022-05-20 |  | PVC | 1981 | Yes |  | 2022-05-20 |  | Non-lead
030683 | 08-A 240 SOMBRERO BCH RD |  | Polytube | Yes |  | 2022-05-20 |  | PVC | 1981 | Yes |  | 2022-05-20 |  | Non-lead
030684 | 08-C 240 SOMBRERO BCH RD |  | Polytube | Yes |  | 2023-10-12 |  | PVC | 1981 | Yes |  | 2023-10-12 |  | Non-lead
030685 | 08-E 240 SOMBRERO BCH RD |  | Polytube | Yes |  | 2023-01-10 |  | PVC | 1981 | Yes |  | 2023-01-10 |  | Non-lead
030686 | 08-B 240 SOMBRERO BCH RD |  | Polytube | Yes |  | 2023-03-09 |  | PVC | 1981 | Yes |  | 2023-03-09 |  | Non-lead
030687 | 08-D 240 SOMBRERO BCH RD |  | Polytube | Yes |  | 2023-03-09 |  | PVC | 1981 | Yes |  | 2023-03-09 |  | Non-lead
030688 | 08-F 240 S0MBRERO BCH RD |  | Polytube | Yes |  | 2022-12-22 |  | PVC | 1981 | Yes |  | 2022-12-22 |  | Non-lead
030689 | 09-A 240 SOMBRERO BCH RD |  | Polytube | Yes |  | 2023-03-09 |  | PVC | 1981 | Yes |  | 2023-03-09 |  | Non-lead
030690 | APT 09-C 240 SOMBRERO BEACH RD |  | Polytube | Yes |  | 2022-05-19 |  | PVC | 1981 | Yes |  | 2022-05-19 |  | Non-lead
030691 | 09-B 240 SOMBRERO BCH RD |  | Polytube | Yes |  | 2024-07-12 |  | PVC | 1981 | Yes |  | 2024-07-12 |  | Non-lead
030692 | 09-D 240 SOMBRERO BCH RD |  | Polytube | Yes |  | 2022-05-19 |  | PVC | 1981 | Yes |  | 2022-05-19 |  | Non-lead
030693 | 10-A 240 SOMBRERO BCH RD |  | Polytube | Yes |  | 2023-03-09 |  | PVC | 1981 | Yes |  | 2023-03-09 |  | Non-lead
030694 | 10-C 240 SOMBRERO BCH RD |  | Polytube | Yes |  | 2023-03-28 |  | PVC | 1981 | Yes |  | 2023-03-28 |  | Non-lead
030695 | 10-E 240 SOMBRERO BCH RD |  | Polytube | Yes |  | 2021-07-23 |  | PVC | 1981 | Yes |  | 2021-07-23 |  | Non-lead
030696 | APT 10-G 240 SOMBRERO BCH RD |  | Polytube | Yes |  | 2022-09-22 |  | PVC | 1981 | Yes |  | 2022-09-22 |  | Non-lead
030697 | 10-B 240 SOMBRERO BCH RD |  | Polytube | Yes |  | 2023-03-22 |  | PVC | 1981 | Yes |  | 2023-03-22 |  | Non-lead
030698 | 10-D 240 SOMBRERO BCH RD |  | Polytube | Yes |  | 2022-05-19 |  | PVC | 1981 | Yes |  | 2022-05-19 |  | Non-lead
030699 | 10-F 240 SOMBRERO BCH RD |  | Polytube | Yes |  | 2023-01-10 |  | PVC | 1981 | Yes |  | 2023-01-10 |  | Non-lead
030700 | 10-H 240 SOMBRERO BCH RD |  | Polytube | Yes |  | 2023-03-09 |  | PVC | 1981 | Yes |  | 2023-03-09 |  | Non-lead
030701 | 11-A 240 SOMBRERO BCH RD |  | Polytube | Yes |  | 2023-03-22 |  | PVC | 1981 | Yes |  | 2023-03-22 |  | Non-lead
030702 | 11-B 240 SOMBRERO BCH RD |  | Polytube | Yes |  | 2023-05-09 |  | PVC | 1981 | Yes |  | 2023-05-09 |  | Non-lead
030703 | 11-E 240 SOMBRERO BCH RD |  | Polytube | Yes |  | 2023-03-22 |  | PVC | 1981 | Yes |  | 2023-03-22 |  | Non-lead
030704 | 11-F 240 SOMBRERO BCH RD |  | Polytube | Yes |  | 2023-03-22 |  | PVC | 1981 | Yes |  | 2023-03-22 |  | Non-lead
030705 | 11-J 240 SOMBRERO BCH RD |  | Polytube | Yes |  | 2022-05-19 |  | PVC | 1981 | Yes |  | 2022-05-19 |  | Non-lead
030706 | 11-K 240 SOMBRERO BCH RD |  | Polytube | Yes |  | 2023-10-18 |  | PVC | 1981 | Yes |  | 2023-10-18 |  | Non-lead
030707 | APT 12A 240 SOMBRERO BEACH RD |  | Polytube | Yes |  | 2023-01-10 |  | PVC | 1981 | Yes |  | 2023-01-10 |  | Non-lead
030708 | 12-B 240 SOMBRERO BCH RD |  | Polytube | Yes |  | 2022-05-19 |  | PVC | 1981 | Yes |  | 2022-05-19 |  | Non-lead
030709 | 11-C 240 SOMBRERO BCH RD |  | Polytube | Yes |  | 2022-05-19 |  | PVC | 1981 | Yes |  | 2022-05-19 |  | Non-lead
030710 | 11-D 240 SOMBRERO BCH RD |  | Polytube | Yes |  | 2023-08-23 |  | PVC | 1981 | Yes |  | 2023-08-23 |  | Non-lead
030711 | 11-G 240 SOMBRERO BCH RD |  | Polytube | Yes |  | 2023-03-22 |  | PVC | 1981 | Yes |  | 2023-03-22 |  | Non-lead
030712 | 11-H 240 SOMBRERO BCH RD |  | Polytube | Yes |  | 2023-08-16 |  | PVC | 1981 | Yes |  | 2023-08-16 |  | Non-lead
030713 | APT 11-L 240 SOMBRERO BCH RD |  | Polytube | Yes |  | 2024-09-30 |  | PVC | 1981 | Yes |  | 2024-09-30 |  | Non-lead
030714 | SLIP M05 1801 N ROOSEVELT BLVD |  | PVC | Yes |  | 2022-07-12 |  | PVC | 1983 | Yes |  | 2022-07-12 |  | Non-lead
030715 | 58 PALMETTO DR |  | Polytube | Yes |  | 2023-07-19 |  | PVC | 1981 | Yes |  | 2023-07-19 |  | Non-lead
030716 | 564 W SHORE DR |  | Polytube | Yes |  | 2022-08-03 |  | PVC | 1982 | Yes |  | 2022-08-03 |  | Non-lead
030717 | 574 W SHORE DR |  | Polytube | Yes |  | 2022-05-16 |  | PVC | 1982 | Yes |  | 2022-05-16 |  | Non-lead
030718 | 1625 BERTHA ST |  | Polytube | Yes |  | 2023-03-31 |  | Copper | 1981 | Yes |  | 2023-03-31 |  | Non-lead
030719 | UNIT 10 1616 ATLANTIC BLVD |  | PVC | Yes |  | 2024-07-15 |  | PVC | 1980 | Yes |  | 2024-07-15 |  | Non-lead
030720 | 104 SHORE AVE |  | Polytube | Yes |  | 2022-08-29 |  | PVC | 1982 | Yes |  | 2022-08-29 |  | Non-lead
030721 | 30818 MINORCA DR |  | Polytube | Yes |  | 2022-11-17 |  | PVC | 1981 | Yes |  | 2022-11-17 |  | Non-lead
030722 | 23047 S SAILFISH LN |  | Polytube | Yes |  | 2024-02-14 |  | PVC | 1982 | Yes |  | 2024-02-14 |  | Non-lead
030723 | SLIP T31 1801 N ROOSEVELT BLVD |  | PVC | Yes |  | 2023-09-13 |  | PVC | 1983 | Yes |  | 2023-09-13 |  | Non-lead
030724 | 3842 JOYCE RD |  | Polytube | Yes |  | 2023-01-11 |  | PVC | 1982 | Yes |  | 2023-01-11 |  | Non-lead
030725 | 29 DRIFTWOOD DR |  | Polytube | Yes |  | 2022-11-07 |  | PVC | 1981 | Yes |  | 2022-11-07 |  | Non-lead
030726 | 29337 COCONUT PALM DR |  | Polytube | Yes |  | 2022-12-19 |  | PVC | 1982 | Yes |  | 2022-12-19 |  | Non-lead
030727 | 29179 GUAVA LANE |  | Polytube | Yes |  | 2022-10-27 |  | PVC | 1981 | Yes |  | 2022-10-27 |  | Non-lead
030729 | 19506 MAYAN ST |  | Polytube | Yes |  | 2023-01-13 |  | PVC | 1987 | Yes |  | 2023-01-13 |  | Non-lead
030730 | 31357 D AVE |  | Polytube | Yes |  | 2024-06-24 |  | PVC | 1982 | Yes |  | 2024-06-24 |  | Non-lead
030731 | 969 FERN AVE |  | Polytube | Yes |  | 2022-12-19 |  | PVC | 1981 | Yes |  | 2022-12-19 |  | Non-lead
030732 | 29777 JOURNEYS END RD |  | Polytube | Yes |  | 2022-12-05 |  | PVC | 1987 | Yes |  | 2022-12-05 |  | Non-lead
030733 | 4B1 115 STIRRUP KEY WOOD RD |  | Polytube | Yes |  | 2023-02-01 |  | PVC | 1981 | Yes |  | 2023-02-01 |  | Non-lead
030734 | 101 STIRRUP KEY WOOD RD |  | Copper | Yes |  | 2023-02-01 |  | PVC | 1979 | Yes |  | 2023-02-01 |  | Non-lead
030735 | 205 GUAVA ST |  | Polytube | Yes |  | 2022-10-22 |  | PVC | 1981 | Yes |  | 2022-10-22 |  | Non-lead
030737 | SOUTH 446 AIRPORT DR |  | Polytube | Yes |  | 2023-04-26 |  | PVC | 1981 | Yes |  | 2023-04-26 |  | Non-lead
030738 | 207 VENUS LN |  | Polytube | Yes |  | 2023-10-11 |  | PVC |  | Yes |  | 2023-10-11 |  | Non-lead
030739 | 17094 CORAL DR |  | Polytube | Yes |  | 2022-07-12 |  | PVC | 1978 | Yes |  | 2022-07-12 |  | Non-lead
030740 | 255 W CAHILL CT |  | Polytube | Yes |  | 2023-10-20 |  | PVC | 1982 | Yes |  | 2023-10-20 |  | Non-lead
030741 | 970 BAY DR |  | Polytube | Yes |  | 2023-04-24 |  | PVC | 1983 | Yes |  | 2023-04-24 |  | Non-lead
030742 | APT B 29063 PINE AVE |  | Polytube | Yes |  | 2023-08-16 |  | PVC | 1982 | Yes |  | 2023-08-16 |  | Non-lead
030743 | APT A 29063 PINE AVE |  | Polytube | Yes |  | 2022-12-15 |  | PVC | 1970 | Yes |  | 2022-12-15 |  | Non-lead
030744 | 27466 MARTINQUE LANE |  | Unknown, Non-Lead | Yes |  | 2021-12-10 |  | Unknown, Non-Lead | 1995 | Yes |  | 2021-12-10 |  | Non-lead
030745 | UNIT 12 1616 ATLANTIC BLVD |  | PVC | Yes |  | 2023-04-26 |  | PVC | 1980 | Yes |  | 2023-04-26 |  | Non-lead
030746 | APT 1 713 ELIZABETH ST |  | Polytube | Yes |  | 2023-01-03 |  | PVC | 1981 | Yes |  | 2023-01-03 |  | Non-lead
030747 | 334 E SEAVIEW DR |  | Polytube | Yes |  | 2022-10-22 |  | PVC | 1982 | Yes |  | 2022-10-22 |  | Non-lead
030748 | 309 SOMBRERO BLVD |  | Polytube | Yes |  | 2023-03-07 |  | PVC | 1983 | Yes |  | 2023-03-07 |  | Non-lead
030749 | 123 BRIAN RD |  | Polytube | Yes |  | 2023-11-28 |  | PVC | 1983 | Yes |  | 2023-11-28 |  | Non-lead
030750 | 1153 CAMINO DEL VIENT |  | Copper | Yes |  | 2023-10-13 |  | PVC | 1981 | Yes |  | 2023-10-13 |  | Non-lead
030753 | 112 MOCKING BIRD LANE |  | Polytube | Yes |  | 2022-05-20 |  | PVC | 1982 | Yes |  | 2022-05-20 |  | Non-lead
030754 | 9141 OVERSEAS HWY |  | Polytube | Yes |  | 2023-02-24 |  | PVC | 1963 | Yes |  | 2023-02-24 |  | Non-lead
030755 | 9161 OVERSEAS HWY |  | Polytube | Yes |  | 2024-03-28 |  | None | 1963 | Yes |  | 2024-03-28 |  | Non-lead
030756 | RS 540 22ND OCEAN ST |  | Unknown | Yes |  | 2022-05-16 |  | Unknown | 1982 | Yes |  | 2022-05-16 |  | Lead Status Unknown
030757 | LS 540 22ND OCEAN ST |  | Polytube | Yes |  | 2022-12-12 |  | PVC | 1982 | Yes |  | 2022-12-12 |  | Non-lead
030758 | 335 ORANGE AVE |  | Polytube | Yes |  | 2024-06-26 |  | PVC | 1982 | Yes |  | 2024-06-26 |  | Non-lead
030759 | 113 DORSETT DR |  | Polytube | Yes |  | 2022-10-22 |  | PVC | 1981 | Yes |  | 2022-10-22 |  | Non-lead
030760 | 61 DORSETT DR |  | Polytube | Yes |  | 2022-10-22 |  | PVC | 1981 | Yes |  | 2022-10-22 |  | Non-lead
030761 | 51 DORSETT DR |  | Polytube | Yes |  | 2024-08-05 |  | PVC | 1981 | Yes |  | 2024-08-05 |  | Non-lead
030762 | 1600 DOLPHIN DRIVE |  | Polytube | Yes |  | 2023-05-11 |  | PVC | 1982 | Yes |  | 2023-05-11 |  | Non-lead
030764 | APT 2 713 ELIZABETH ST |  | Polytube | Yes |  | 2023-01-03 |  | PVC | 1981 | Yes |  | 2023-01-03 |  | Non-lead
030765 | 433 LES ROHDE DR |  | Polytube | Yes |  | 2022-10-13 |  | PVC | 1983 | Yes |  | 2022-10-13 |  | Non-lead
030766 | 711 GEORGIA ST |  | Polytube | No |  |  |  | PVC | 1976 | No |  |  |  | Non-lead
030767 | 29144 POINSETTA LN |  | Polytube | Yes |  | 2023-01-10 |  | PVC | 1981 | Yes |  | 2023-01-10 |  | Non-lead
030768 | 29114 GUAVA LN |  | Polytube | Yes |  | 2024-05-20 |  | PVC | 1981 | Yes |  | 2024-05-20 |  | Non-lead
030769 | 22948 PORT ROYAL |  | Polytube | Yes |  | 2022-12-28 |  | PVC | 1982 | Yes |  | 2022-12-28 |  | Non-lead
030770 | 18 CACTUS DR |  | Polytube | Yes |  | 2024-07-29 |  | PVC | 1982 | Yes |  | 2024-07-29 |  | Non-lead
030771 | APT 2 722 ELIZABETH ST |  | Polytube | Yes |  | 2023-01-03 |  | PVC | 1982 | Yes |  | 2023-01-03 |  | Non-lead
030772 | UNIT B 6 JADE DR |  | Polytube | Yes |  | 2022-09-08 |  | PVC | 1981 | Yes |  | 2022-09-08 |  | Non-lead
030773 | 29108 TULIP LN |  | Polytube | Yes |  | 2022-12-21 |  | PVC | 1982 | Yes |  | 2022-12-21 |  | Non-lead
030774 | 551 PARK DR |  | Polytube | Yes |  | 2022-07-06 |  | PVC | 1986 | Yes |  | 2022-07-06 |  | Non-lead
030775 | APT B 1423 UNITED ST |  | Polytube | Yes |  | 2022-09-02 |  | PVC | 1948 | Yes |  | 2022-09-02 |  | Non-lead
030776 | APT A UP 1423 UNITED ST |  | Polytube | Yes |  | 2022-09-02 |  | PVC | 1948 | Yes |  | 2022-09-02 |  | Non-lead
030777 | 921 LOGGERHEAD LN |  | Polytube | Yes |  | 2023-01-13 |  | PVC | 1982 | Yes |  | 2023-01-13 |  | Non-lead
030778 | 30063 PINE CHANNEL RD |  | Polytube | Yes |  | 2022-12-08 |  | PVC | 1982 | Yes |  | 2022-12-08 |  | Non-lead
030779 | 17061 STARFISH LN W |  | Polytube | Yes |  | 2022-07-11 |  | PVC | 1980 | Yes |  | 2022-07-11 |  | Non-lead
030780 | 23094 WAHOO LANE |  | Polytube | Yes |  | 2022-08-01 |  | PVC | 1981 | Yes |  | 2022-08-01 |  | Non-lead
030781 | 1306 OCEAN DR |  | Polytube | Yes |  | 2023-04-25 |  | PVC | 1981 | Yes |  | 2023-04-25 |  | Non-lead
030782 | 1268 OCEAN DR |  | Polytube | Yes |  | 2022-09-16 |  | Copper | 1981 | Yes |  | 2022-09-16 |  | Non-lead
030783 | UNIT 406 3312 NORTHSIDE DR |  | Unknown | Yes |  | 2024-05-30 |  | Unknown | 1980 | Yes |  | 2024-05-30 |  | Lead Status Unknown
030784 | 1-A 65700 OVERSEAS HWY |  | Copper | Yes |  | 2023-02-21 |  | Copper | 1973 | Yes |  | 2023-02-21 |  | Non-lead
030785 | 2-A 65700 OVERSEAS HWY |  | Copper | Yes |  | 2022-06-29 |  | Copper | 1973 | Yes |  | 2022-06-29 |  | Non-lead
030786 | 3-A 65700 OVERSEAS HWY |  | Copper | Yes |  | 2022-12-15 |  | Copper | 1973 | Yes |  | 2022-12-15 |  | Non-lead
030787 | 4-A 65700 OVERSEAS HWY |  | Copper | Yes |  | 2022-06-29 |  | Copper | 1973 | Yes |  | 2022-06-29 |  | Non-lead
030788 | 5-A 65700 OVERSEAS HWY |  | Copper | Yes |  | 2022-06-29 |  | Copper | 1973 | Yes |  | 2022-06-29 |  | Non-lead
030789 | 6-A 65700 OVERSEAS HWY |  | Copper | Yes |  | 2022-06-29 |  | Copper | 1973 | Yes |  | 2022-06-29 |  | Non-lead
030790 | 1-B 65700 OVERSEAS HWY |  | Copper | Yes |  | 2022-06-29 |  | Copper | 1973 | Yes |  | 2022-06-29 |  | Non-lead
030791 | 2-B 65700 OVERSEAS HWY |  | Copper | Yes |  | 2022-06-29 |  | Copper | 1973 | Yes |  | 2022-06-29 |  | Non-lead
030792 | 3-B 65700 OVERSEAS HWY |  | Copper | Yes |  | 2022-06-29 |  | Copper | 1973 | Yes |  | 2022-06-29 |  | Non-lead
030793 | UNIT B4 65700 OVERSEAS HWY |  | Copper | Yes |  | 2022-06-29 |  | Copper | 1973 | Yes |  | 2022-06-29 |  | Non-lead
030794 | 5-B 65700 OVERSEAS HWY |  | Copper | Yes |  | 2022-06-29 |  | Copper | 1973 | Yes |  | 2022-06-29 |  | Non-lead
030795 | 6-B 65700 OVERSEAS HWY |  | Copper | Yes |  | 2022-06-29 |  | Copper | 1973 | Yes |  | 2022-06-29 |  | Non-lead
030796 | 1-C 65700 OVERSEAS HWY |  | Copper | Yes |  | 2022-06-29 |  | Copper | 1973 | Yes |  | 2022-06-29 |  | Non-lead
030797 | 2-C 65700 OVERSEAS HWY |  | Copper | Yes |  | 2022-06-29 |  | Copper | 1973 | Yes |  | 2022-06-29 |  | Non-lead
030798 | UNIT 3C 65700 OVERSEAS HWY |  | Copper | Yes |  | 2022-12-13 |  | Copper | 1973 | Yes |  | 2022-12-13 |  | Non-lead
030799 | 4-C 65700 OVERSEAS HWY |  | Copper | Yes |  | 2022-06-29 |  | Copper | 1973 | Yes |  | 2022-06-29 |  | Non-lead
030800 | 5-C 65700 OVERSEAS HWY |  | Copper | Yes |  | 2022-06-29 |  | Copper | 1973 | Yes |  | 2022-06-29 |  | Non-lead
030801 | 6-C 65700 OVERSEAS HWY |  | Copper | Yes |  | 2022-06-29 |  | Copper | 1973 | Yes |  | 2022-06-29 |  | Non-lead
030802 | 7-C 65700 OVERSEAS HWY |  | Copper | Yes |  | 2023-02-27 |  | Copper | 1973 | Yes |  | 2023-02-27 |  | Non-lead
030803 | 8-C 65700 OVERSEAS HWY |  | Copper | Yes |  | 2022-06-29 |  | Copper | 1973 | Yes |  | 2022-06-29 |  | Non-lead
030804 | 9-C 65700 OVERSEAS HWY |  | Copper | Yes |  | 2022-06-29 |  | Copper | 1973 | Yes |  | 2022-06-29 |  | Non-lead
030805 | PH 10C 65700 OVERSEAS HWY |  | Copper | Yes |  | 2022-06-29 |  | Copper | 1973 | Yes |  | 2022-06-29 |  | Non-lead
030806 | 31114 ATLANTIS DRIVE |  | Polytube | Yes |  | 2023-03-02 |  | PVC | 1982 | Yes |  | 2023-03-02 |  | Non-lead
030807 | 27338 ST VINCENT LN |  | Polytube | Yes |  | 2023-05-04 |  | PVC | 1983 | Yes |  | 2023-05-04 |  | Non-lead
030808 | 620 BAY SHORE DR |  | Polytube | Yes |  | 2023-04-21 |  | PVC | 1982 | Yes |  | 2023-04-21 |  | Non-lead
030809 | 30251 OVERSEAS HWY |  | Unknown, Non-Lead | Yes |  | 2022-07-20 |  | Unknown, Non-Lead | 2007 | Yes |  | 2022-07-20 |  | Non-lead
030810 | 227 LAFITTE RD |  | Polytube | Yes |  | 2023-01-23 |  | PVC | 1973 | Yes |  | 2023-01-23 |  | Non-lead
030811 | 836 GULF DR |  | Unknown, Non-Lead | No |  |  |  | Unknown, Non-Lead | 1988 | No |  |  |  | Non-lead
030812 | 1544 LONG BEACH DR |  | Polytube | Yes |  | 2024-07-31 |  | PVC | 1983 | Yes |  | 2024-07-31 |  | Non-lead
030813 | APT A FRONT 22558 LAFITTE DR |  | Unknown | Yes |  | 2023-05-04 |  | None | 1982 | Yes |  | 2023-05-04 |  | No Service Line
030814 | 22560 LAFITTE DR |  | Polytube | Yes |  | 2022-11-09 |  | PVC | 1982 | Yes |  | 2022-11-09 |  | Non-lead
030815 | 31557 AVENUE A |  | Polytube | Yes |  | 2024-05-17 |  | PVC | 1948 | Yes |  | 2024-05-17 |  | Non-lead
030816 | UNIT 09 1616 ATLANTIC BLVD |  | PVC | Yes |  | 2023-04-26 |  | PVC | 1980 | Yes |  | 2023-04-26 |  | Non-lead
030817 | 28269 JULIA AVE |  | Unknown | No |  |  |  | None |  | No |  |  |  | No Service Line
030818 | 29033 ROSE DR |  | Polytube | Yes |  | 2022-12-21 |  | PVC | 1982 | Yes |  | 2022-12-21 |  | Non-lead
030819 | 26923 OLD RD 4A L4 B4 ST |  | Polytube | Yes |  | 2022-10-27 |  | PVC | 1986 | Yes |  | 2022-10-27 |  | Non-lead
030820 | 1632 BUTTONWOOD DR |  | Polytube | Yes |  | 2022-12-15 |  | PVC | 1981 | Yes |  | 2022-12-15 |  | Non-lead
030821 | 615 LAFITTE DR |  | Polytube | Yes |  | 2022-11-02 |  | PVC | 1980 | Yes |  | 2022-11-02 |  | Non-lead
030822 | L21 B7 19609 CALOOSA ST |  | Polytube | Yes |  | 2023-01-26 |  | PVC | 1981 | Yes |  | 2023-01-26 |  | Non-lead
030823 | 3647 GULFSTREAM RD |  | Polytube | Yes |  | 2023-01-11 |  | PVC | 1983 | Yes |  | 2023-01-11 |  | Non-lead
030824 | 23090 WAHOO LANE |  | Polytube | Yes |  | 2023-10-11 |  | PVC | 1981 | Yes |  | 2023-10-11 |  | Non-lead
030825 | 1145 LAGOON DR |  | Polytube | Yes |  | 2023-04-25 |  | PVC | 1982 | Yes |  | 2023-04-25 |  | Non-lead
030826 | L18 B8 23028 SAILFISH LN |  | Polytube | Yes |  | 2022-10-03 |  | PVC | 1982 | Yes |  | 2022-10-03 |  | Non-lead
030827 | 27330 WEST INDES DR |  | Unknown, Non-Lead | No |  |  |  | Unknown, Non-Lead | 1990 | No |  |  |  | Non-lead
030828 | 22542 JOLLY ROGER DR |  | Polytube | Yes |  | 2023-11-28 |  | PVC | 1982 | Yes |  | 2023-11-28 |  | Non-lead
030829 | L41B19 22470 E JOLLY ROGERS DR |  | Polytube | Yes |  | 2022-07-05 |  | PVC | 1984 | Yes |  | 2022-07-05 |  | Non-lead
030830 | 29570 ENTERPRISE AVE |  | Polytube | Yes |  | 2022-12-19 |  | PVC | 1983 | Yes |  | 2022-12-19 |  | Non-lead
030831 | 29562 ENTERPRISE AVE |  | Unknown, Non-Lead | Yes |  | 2018-05-31 |  | PVC | 2019 | Yes |  | 2018-05-31 |  | Non-lead
030832 | 215 2ND ST |  | Polytube | Yes |  | 2023-07-31 |  | PVC | 1997 | Yes |  | 2023-07-31 |  | Non-lead
030833 | L18 B7 178 DOVE CREEK DR |  | Polytube | Yes |  | 2023-05-04 |  | PVC | 1984 | Yes |  | 2023-05-04 |  | Non-lead
030834 | 188 JASMINE ST |  | Polytube | Yes |  | 2023-02-01 |  | PVC | 1982 | Yes |  | 2023-02-01 |  | Non-lead
030835 | 167 COCONUT ROW |  | Polytube | Yes |  | 2023-01-30 |  | PVC | 1982 | Yes |  | 2023-01-30 |  | Non-lead
030836 | 924 S SILVER CIRCLE |  | Polytube | Yes |  | 2023-02-02 |  | PVC | 1974 | Yes |  | 2023-02-02 |  | Non-lead
030837 | 909 S RUBY DR |  | Polytube | Yes |  | 2023-02-02 |  | PVC | 1980 | Yes |  | 2023-02-02 |  | Non-lead
030838 | 126 TOLLGATE LN |  | Unknown | Yes |  | 2024-04-11 |  | Unknown | 1982 | Yes |  | 2024-04-11 |  | Lead Status Unknown
030839 | APT A FRONT 22 ATLANTIC BLVD |  | Polytube | Yes |  | 2023-04-20 |  | PVC | 1985 | Yes |  | 2023-04-20 |  | Non-lead
030840 | 22 ATLANTIC BLVD |  | Polytube | Yes |  | 2023-04-19 |  | PVC | 1985 | Yes |  | 2023-04-19 |  | Non-lead
030841 | 21 NORTH DR |  | Polytube | Yes |  | 2023-05-04 |  | PVC | 1982 | Yes |  | 2023-05-04 |  | Non-lead
030842 | 168 BESSIE RD |  | Polytube | Yes |  | 2022-05-06 |  | PVC | 1964 | Yes |  | 2022-05-06 |  | Non-lead
030843 | 196 S AIRPORT RD |  | Polytube | Yes |  | 2022-05-12 |  | PVC | 1981 | Yes |  | 2022-05-12 |  | Non-lead
030844 | 93911 OVERSEAS HWY |  | Polytube | Yes |  | 2022-07-19 |  | PVC | 1981 | Yes |  | 2022-07-19 |  | Non-lead
030845 | 212 BANYAN LN |  | Polytube | Yes |  | 2023-02-13 |  | PVC | 1979 | Yes |  | 2023-02-13 |  | Non-lead
030846 | 11 DOLPHIN RD |  | Polytube | Yes |  | 2022-07-25 |  | PVC | 1982 | Yes |  | 2022-07-25 |  | Non-lead
030847 | 274 BURGUNDY DR |  | Polytube | Yes |  | 2023-02-09 |  | PVC | 1987 | Yes |  | 2023-02-09 |  | Non-lead
030848 | 100 LEONI DR |  | Polytube | Yes |  | 2022-06-07 |  | PVC | 1982 | Yes |  | 2022-06-07 |  | Non-lead
030849 | 393 LAGUNA AVE |  | Polytube | Yes |  | 2022-07-07 |  | PVC | 1981 | Yes |  | 2022-07-07 |  | Non-lead
030850 | 31 BASS AVE |  | Polytube | Yes |  | 2022-10-27 |  | PVC | 1983 | Yes |  | 2022-10-27 |  | Non-lead
030851 | 52 BONEFISH AVE |  | Polytube | Yes |  | 2022-10-27 |  | PVC | 1984 | Yes |  | 2022-10-27 |  | Non-lead
030852 | 422 FOURTH RD |  | Polytube | Yes |  | 2022-10-17 |  | PVC | 1982 | Yes |  | 2022-10-17 |  | Non-lead
030853 | 541 SOUND DR |  | Polytube | Yes |  | 2022-10-13 |  | PVC | 1981 | Yes |  | 2022-10-13 |  | Non-lead
030854 | 46 HIBISCUS LN |  | Polytube | Yes |  | 2023-01-30 |  | PVC | 1982 | Yes |  | 2023-01-30 |  | Non-lead
030855 | 202 BISCAYNE BLVD |  | Polytube | Yes |  | 2022-06-30 |  | PVC | 1980 | Yes |  | 2022-06-30 |  | Non-lead
030856 | 172 GALLEON RD |  | Polytube | Yes |  | 2022-06-10 |  | PVC | 1970 | Yes |  | 2022-06-10 |  | Non-lead
030857 | 122 TOLLGATE LANE |  | Polytube | Yes |  | 2022-06-28 |  | PVC | 1982 | Yes |  | 2022-06-28 |  | Non-lead
030858 | 133 PLANTATION DR |  | Polytube | Yes |  | 2022-06-14 |  | PVC | 1984 | Yes |  | 2022-06-14 |  | Non-lead
030859 | 158 TOLLGATE LN |  | Polytube | Yes |  | 2023-02-06 |  | PVC | 1986 | Yes |  | 2023-02-06 |  | Non-lead
030860 | 192 OCEAN DR |  | Polytube | Yes |  | 2022-06-14 |  | PVC | 1982 | Yes |  | 2022-06-14 |  | Non-lead
030861 | 255 JASMINE ST |  | Polytube | Yes |  | 2022-06-16 |  | PVC | 1981 | Yes |  | 2022-06-16 |  | Non-lead
030862 | 290 AVE F |  | Polytube | Yes |  | 2023-07-05 |  | PVC | 1981 | Yes |  | 2023-07-05 |  | Non-lead
030863 | WENDYS 3336 N ROOSEVELT BLVD |  | PVC | Yes |  | 2023-05-04 |  | Copper | 1981 | Yes |  | 2023-05-04 |  | Non-lead
030864 | 2970 DOLPHIN DR |  | Polytube | Yes |  | 2023-07-31 |  | PVC | 1982 | Yes |  | 2023-07-31 |  | Non-lead
030865 | 114 ALYNN PL |  | Polytube | Yes |  | 2022-05-11 |  | PVC | 1981 | Yes |  | 2022-05-11 |  | Non-lead
030866 | 130 BRIAN RD |  | Polytube | Yes |  | 2024-04-30 |  | PVC | 1981 | Yes |  | 2024-04-30 |  | Non-lead
030867 | 103 STIRRUP KEY WOOD RD |  | Polytube | Yes |  | 2023-01-30 |  | PVC | 1981 | Yes |  | 2023-01-30 |  | Non-lead
030868 | 111 BRUCE CT |  | Polytube | Yes |  | 2023-01-27 |  | PVC | 1982 | Yes |  | 2023-01-27 |  | Non-lead
030869 | 105 STIRRUP KEY WOOD RD |  | Polytube | Yes |  | 2023-02-09 |  | PVC | 1983 | Yes |  | 2023-02-09 |  | Non-lead
030870 | 910 COPA D'ORO |  | Polytube | Yes |  | 2022-05-20 |  | PVC | 1979 | Yes |  | 2022-05-20 |  | Non-lead
030871 | 281 10TH ST |  | Polytube | Yes |  | 2022-10-22 |  | PVC | 1969 | Yes |  | 2022-10-22 |  | Non-lead
030872 | 730 11TH ST |  | Polytube | Yes |  | 2022-10-22 |  | PVC | 1979 | Yes |  | 2022-10-22 |  | Non-lead
030873 | 221 SCHOONER LANE |  | Polytube | Yes |  | 2024-07-23 |  | PVC | 1981 | Yes |  | 2024-07-23 |  | Non-lead
030874 | B LS 212 120TH ST |  | Copper | Yes |  | 2023-03-28 |  | PVC | 1981 | Yes |  | 2023-03-28 |  | Non-lead
030875 | A 212 120TH GULF ST |  | Polytube | Yes |  | 2024-01-26 |  | Polytube | 1980 | Yes |  | 2024-01-26 |  | Non-lead
030876 | 308 BANYON ST |  | Polytube | Yes |  | 2024-07-08 |  | PVC | 1983 | Yes |  | 2024-07-08 |  | Non-lead
030877 | 481 10TH ST |  | Polytube | Yes |  | 2022-10-22 |  | PVC | 1969 | Yes |  | 2022-10-22 |  | Non-lead
030878 | 29136 VIOLET DR |  | Polytube | Yes |  | 2022-12-19 |  | PVC | 1981 | Yes |  | 2022-12-19 |  | Non-lead
030879 | 123 VENETIAN WAY |  | Polytube | Yes |  | 2022-09-26 |  | PVC | 1981 | Yes |  | 2022-09-26 |  | Non-lead
030880 | 1183 CARIBBEAN DR |  | Polytube | Yes |  | 2023-04-24 |  | PVC | 1985 | Yes |  | 2023-04-24 |  | Non-lead
030881 | 2405 SEIDENBERG AVE |  | Polytube | Yes |  | 2022-05-10 |  | PVC | 1964 | Yes |  | 2022-05-10 |  | Non-lead
030882 | 1388 NILES RD |  | Polytube | Yes |  | 2023-04-25 |  | PVC | 1982 | Yes |  | 2023-04-25 |  | Non-lead
030883 | 146 SUGARLOAF DR |  | Polytube | Yes |  | 2022-07-11 |  | Copper | 1965 | Yes |  | 2022-07-11 |  | Non-lead
030884 | 48 DOLPHIN RD |  | Polytube | Yes |  | 2022-07-25 |  | PVC | 1959 | Yes |  | 2022-07-25 |  | Non-lead
030886 | 150 INDIAN AVE |  | Polytube | Yes |  | 2022-07-19 |  | PVC | 1987 | Yes |  | 2022-07-19 |  | Non-lead
030887 | 760 MICHAEL DR |  | Polytube | Yes |  | 2023-05-04 |  | PVC | 1980 | Yes |  | 2023-05-04 |  | Non-lead
030888 | BOAT BASIN 112 SAN MARCO Dr |  | Polytube | Yes |  | 2022-06-10 |  | PVC |  | Yes |  | 2022-06-10 |  | Non-lead
030889 | 75140 OVERSEAS HWY |  | Unknown, Non-Lead | Yes |  | 2022-04-07 |  | PVC | 2002 | Yes |  | 2022-04-07 |  | Non-lead
030890 | 98525 OVERSEAS PT OF LT22 HWY |  | Polytube | Yes |  | 2023-02-07 |  | PVC | 1958 | Yes |  | 2023-02-07 |  | Non-lead
030891 | 521 SOUND DR |  | Polytube | Yes |  | 2022-10-17 |  | PVC | 1982 | Yes |  | 2022-10-17 |  | Non-lead
030892 | L17 B1 226 GLENDALE DR |  | Polytube | Yes |  | 2022-11-10 |  | PVC | 1981 | Yes |  | 2022-11-10 |  | Non-lead
030893 | 230 GLENDALE DR |  | Polytube | Yes |  | 2022-07-26 |  | PVC | 1981 | Yes |  | 2022-07-26 |  | Non-lead
030894 | 178 BURGUNDY DR |  | Polytube | Yes |  | 2022-07-26 |  | PVC | 1980 | Yes |  | 2022-07-26 |  | Non-lead
030895 | 162 NORMANDY DR |  | Polytube | Yes |  | 2023-02-02 |  | PVC | 1981 | Yes |  | 2023-02-02 |  | Non-lead
030897 | 97770 OVERSEAS HWY MM96 5 P |  | Polytube | Yes |  | 2023-05-04 |  | PVC | 1967 | Yes |  | 2023-05-04 |  | Non-lead
030898 | 97770 OVERSEAS HWY |  | Polytube | Yes |  | 2022-11-29 |  | PVC | 1967 | Yes |  | 2022-11-29 |  | Non-lead
030899 | 39 N BLACKWATER LN |  | Polytube | Yes |  | 2023-05-31 |  | Copper | 1982 | Yes |  | 2023-05-31 |  | Non-lead
030900 | 828 BONITO LN |  | Unknown, Non-Lead | Yes |  | 2022-03-21 |  | Unknown, Non-Lead | 1991 | Yes |  | 2022-03-21 |  | Non-lead
030901 | 814 BONITO LN |  | Polytube | Yes |  | 2022-09-20 |  | PVC | 1981 | Yes |  | 2022-09-20 |  | Non-lead
030902 | LEFT 131 BESSIE RD |  | Polytube | Yes |  | 2020-02-18 |  | PVC | 1982 | Yes |  | 2020-02-18 |  | Non-lead
030903 | RIGHT 131 BESSIE RD |  | Polytube | Yes |  | 2022-05-17 |  | PVC | 1982 | Yes |  | 2022-05-17 |  | Non-lead
030904 | 261 JASMINE ST |  | Polytube | Yes |  | 2022-06-16 |  | PVC | 1982 | Yes |  | 2022-06-16 |  | Non-lead
030905 | 53 BASS AVE |  | Polytube | Yes |  | 2022-10-27 |  | PVC | 1982 | Yes |  | 2022-10-27 |  | Non-lead
030906 | 100100 OVERSEAS HWY |  | Polytube | Yes |  | 2023-02-03 |  | PVC | 1982 | Yes |  | 2023-02-03 |  | Non-lead
030907 | 176 ORANGE BLOSSOM RD |  | Polytube | Yes |  | 2022-05-17 |  | PVC | 1995 | Yes |  | 2022-05-17 |  | Non-lead
030908 | 544 PLANTE ST |  | Polytube | Yes |  | 2017-12-05 |  | PVC | 1982 | Yes |  | 2017-12-05 |  | Non-lead
030909 | 155 INDIAN MOUND TR |  | Polytube | Yes |  | 2024-03-20 |  | PVC | 1987 | Yes |  | 2024-03-20 |  | Non-lead
030910 | 146 S BAY HARBOR DR |  | Polytube | Yes |  | 2022-07-21 |  | PVC | 1981 | Yes |  | 2022-07-21 |  | Non-lead
030911 | 894 ELLEN DR |  | Polytube | Yes |  | 2023-02-09 |  | PVC | 1982 | Yes |  | 2023-02-09 |  | Non-lead
030912 | 126 POINSETTIA DR |  | Polytube | Yes |  | 2023-02-06 |  | PVC | 1981 | Yes |  | 2023-02-06 |  | Non-lead
030913 | 398 BURTON DR |  | Polytube | Yes |  | 2023-01-31 |  | PVC | 1979 | Yes |  | 2023-01-31 |  | Non-lead
030914 | 83 PLAZA DEL SOL |  | Polytube | Yes |  | 2022-06-30 |  | PVC | 1981 | Yes |  | 2022-06-30 |  | Non-lead
030915 | 173 VENETIAN DR |  | Polytube | Yes |  | 2022-06-24 |  | PVC | 1987 | Yes |  | 2022-06-24 |  | Non-lead
030916 | 394 LAGUNA AVE |  | Polytube | Yes |  | 2022-11-07 |  | PVC | 1982 | Yes |  | 2022-11-07 |  | Non-lead
030917 | LEFT 394 LAGUNA AVE |  | Polytube | Yes |  | 2022-07-07 |  | PVC | 1985 | Yes |  | 2022-07-07 |  | Non-lead
030918 | 397 LAGUNA AVE |  | Polytube | Yes |  | 2022-07-07 |  | PVC | 1983 | Yes |  | 2022-07-07 |  | Non-lead
030919 | 152 SUNSET LN |  | Polytube | Yes |  | 2022-07-19 |  | PVC | 1981 | Yes |  | 2022-07-19 |  | Non-lead
030920 | 115 W PLAZA DEL LAGO |  | Polytube | Yes |  | 2022-06-30 |  | PVC | 1981 | Yes |  | 2022-06-30 |  | Non-lead
030921 | 1008 HIALEAH LN |  | Polytube | Yes |  | 2024-01-12 |  | PVC | 1972 | Yes |  | 2024-01-12 |  | Non-lead
030922 | 101 7TH LN |  | Polytube | Yes |  | 2023-02-07 |  | PVC | 1982 | Yes |  | 2023-02-07 |  | Non-lead
030923 | 565 BONITO AVE |  | Polytube | Yes |  | 2022-10-24 |  | Copper | 1983 | Yes |  | 2022-10-24 |  | Non-lead
030924 | 358 BUTTONWOOD SHORES DR |  | Polytube | Yes |  | 2024-06-26 |  | PVC | 1982 | Yes |  | 2024-06-26 |  | Non-lead
030925 | APT C FRONT 136 TEQUESTA ST |  | Polytube | Yes |  | 2023-07-19 |  | PVC | 1982 | Yes |  | 2023-07-19 |  | Non-lead
030926 | 119 S COCOPLUM RD |  | Polytube | Yes |  | 2023-02-01 |  | PVC | 1985 | Yes |  | 2023-02-01 |  | Non-lead
030927 | 305 BELMONT LN |  | Polytube | Yes |  | 2023-05-04 |  | PVC | 1984 | Yes |  | 2023-05-04 |  | Non-lead
030928 | 68280 OVERSEAS HWY |  | Polytube | Yes |  | 2022-07-11 |  | PVC | 1966 | Yes |  | 2022-07-11 |  | Non-lead
030929 | 123 BLUE HARBOR DR |  | Polytube | Yes |  | 2023-02-07 |  | PVC | 1981 | Yes |  | 2023-02-07 |  | Non-lead
030930 | 125 WESTMINISTER DR |  | Polytube | Yes |  | 2022-07-12 |  | PVC | 1981 | Yes |  | 2022-07-12 |  | Non-lead
030931 | 95500 OVERSEAS LOT L BLK G 48 HWY |  | Polytube | Yes |  | 2022-07-21 |  | PVC | 1958 | Yes |  | 2022-07-21 |  | Non-lead
030932 | 122 PONCE DE LEON BLVD |  | Polytube | Yes |  | 2022-06-30 |  | PVC | 1982 | Yes |  | 2022-06-30 |  | Non-lead
030933 | 314 WOODS AVE |  | Polytube | Yes |  | 2022-06-14 |  | PVC | 1985 | Yes |  | 2022-06-14 |  | Non-lead
030934 | 19597 CALOOSA ST |  | Polytube | Yes |  | 2023-01-26 |  | PVC | 1981 | Yes |  | 2023-01-26 |  | Non-lead
030935 | 11-M 240 SOMBRERO BCH RD |  | Polytube | Yes |  | 2022-05-19 |  | PVC | 1981 | Yes |  | 2022-05-19 |  | Non-lead
030936 | 12-C 240 SOMBRERO BCH RD |  | Polytube | Yes |  | 2023-03-22 |  | PVC | 1981 | Yes |  | 2023-03-22 |  | Non-lead
030937 | 12-D 240 SOMBRERO BCH RD |  | Polytube | Yes |  | 2022-05-19 |  | PVC | 1981 | Yes |  | 2022-05-19 |  | Non-lead
030938 | 12-E 240 SOMBRERO BCH RD |  | Polytube | Yes |  | 2024-05-23 |  | PVC | 1981 | Yes |  | 2024-05-23 |  | Non-lead
030939 | 12-F 240 SOMBRERO BCH RD |  | Polytube | Yes |  | 2022-12-22 |  | PVC | 1981 | Yes |  | 2022-12-22 |  | Non-lead
030940 | 12-J 240 SOMBRERO BCH RD |  | Polytube | Yes |  | 2022-05-19 |  | PVC | 1981 | Yes |  | 2022-05-19 |  | Non-lead
030941 | 12-K 240 SOMBRERO BCH RD |  | Polytube | Yes |  | 2022-12-22 |  | PVC | 1981 | Yes |  | 2022-12-22 |  | Non-lead
030942 | 12-N 240 SOMBRERO BCH RD |  | Polytube | Yes |  | 2022-05-19 |  | PVC | 1981 | Yes |  | 2022-05-19 |  | Non-lead
030943 | 12-P 240 SOMBRERO BCH RD |  | Polytube | Yes |  | 2022-05-19 |  | PVC | 1981 | Yes |  | 2022-05-19 |  | Non-lead
030944 | 12-G 240 SOMBRERO BCH RD |  | Polytube | Yes |  | 2022-05-19 |  | PVC | 1981 | Yes |  | 2022-05-19 |  | Non-lead
030945 | 12-H 240 SOMBRERO BCH RD |  | Polytube | Yes |  | 2022-05-19 |  | PVC | 1981 | Yes |  | 2022-05-19 |  | Non-lead
030946 | 12-L 240 SOMBRERO BCH RD |  | Polytube | Yes |  | 2022-05-19 |  | PVC | 1981 | Yes |  | 2022-05-19 |  | Non-lead
030947 | 12-M 240 SOMBRERO BCH RD |  | Polytube | Yes |  | 2022-05-19 |  | PVC | 1981 | Yes |  | 2022-05-19 |  | Non-lead
030948 | 12-R 240 SOMBRERO BCH RD |  | Polytube | Yes |  | 2023-03-09 |  | PVC | 1981 | Yes |  | 2023-03-09 |  | Non-lead
030949 | 12-S 240 SOMBRERO BCH RD |  | Polytube | Yes |  | 2022-12-22 |  | PVC | 1981 | Yes |  | 2022-12-22 |  | Non-lead
030950 | 13-A 240 SOMBRERO BCH RD |  | Polytube | Yes |  | 2022-05-19 |  | PVC | 1981 | Yes |  | 2022-05-19 |  | Non-lead
030951 | 13-C 240 SOMBRERO BCH RD |  | Polytube | Yes |  | 2022-05-19 |  | PVC | 1981 | Yes |  | 2022-05-19 |  | Non-lead
030952 | 13-E 240 SOMBRERO BCH RD |  | Polytube | Yes |  | 2023-01-10 |  | PVC | 1981 | Yes |  | 2023-01-10 |  | Non-lead
030953 | 13-G 240 SOMBRERO BCH RD |  | Polytube | Yes |  | 2023-03-22 |  | PVC | 1981 | Yes |  | 2023-03-22 |  | Non-lead
030954 | 13-J 240 SOMBRERO BCH RD |  | Polytube | Yes |  | 2022-05-19 |  | PVC | 1981 | Yes |  | 2022-05-19 |  | Non-lead
030955 | 13-B 240 SOMBRERO BCH RD |  | Polytube | Yes |  | 2022-05-19 |  | PVC | 1981 | Yes |  | 2022-05-19 |  | Non-lead
030956 | APT 13-D 240 SOMBRERO BCH RD |  | Polytube | Yes |  | 2022-05-19 |  | PVC | 1981 | Yes |  | 2022-05-19 |  | Non-lead
030957 | 13-F 240 SOMBRERO BCH RD |  | Polytube | Yes |  | 2023-01-10 |  | PVC | 1981 | Yes |  | 2023-01-10 |  | Non-lead
030958 | APT 13-H 240 SOMBRERO BEACH RD |  | Polytube | Yes |  | 2022-12-22 |  | PVC | 1981 | Yes |  | 2022-12-22 |  | Non-lead
030959 | 13-K 240 SOMBRERO BCH RD |  | Polytube | Yes |  | 2022-05-19 |  | PVC | 1981 | Yes |  | 2022-05-19 |  | Non-lead
030960 | APT 14-A 240 SOMBRERO BEACH RD |  | Polytube | Yes |  | 2023-08-18 |  | PVC | 1981 | Yes |  | 2023-08-18 |  | Non-lead
030961 | 14-C 240 SOMBRERO BCH RD |  | Polytube | Yes |  | 2023-03-09 |  | PVC | 1981 | Yes |  | 2023-03-09 |  | Non-lead
030962 | 14-B 240 SOMBRERO BCH RD |  | Polytube | Yes |  | 2023-10-13 |  | PVC | 1981 | Yes |  | 2023-10-13 |  | Non-lead
030963 | 14-D 240 SOMBRERO BCH RD |  | Polytube | Yes |  | 2022-05-19 |  | PVC | 1981 | Yes |  | 2022-05-19 |  | Non-lead
030964 | APT 15-A 240 SOMBRERO BEACH RD |  | Polytube | Yes |  | 2022-05-23 |  | PVC | 1981 | Yes |  | 2022-05-23 |  | Non-lead
030965 | 15-B 240 SOMBRERO BCH RD |  | Polytube | Yes |  | 2023-03-28 |  | PVC | 1981 | Yes |  | 2023-03-28 |  | Non-lead
030966 | SEWAGE 240 SOMBRERO BCH RD |  | Polytube | Yes |  | 2023-04-26 |  | PVC | 1981 | Yes |  | 2023-04-26 |  | Non-lead
030967 | ADM BL 240 SOMBRERO BCH RD |  | Polytube | Yes |  | 2022-05-19 |  | PVC | 1981 | Yes |  | 2022-05-19 |  | Non-lead
030968 | 31281 OVERSEAS HWY |  | Polytube | Yes |  | 2022-07-15 |  | PVC | 1981 | Yes |  | 2022-07-15 |  | Non-lead
030969 | 58813 OVERSEAS HWY |  | Polytube | Yes |  | 2024-09-05 |  | PVC | 1970 | Yes |  | 2024-09-05 |  | Non-lead
030970 | 119 S BAHAMA DR |  | Polytube | Yes |  | 2022-10-22 |  | PVC | 1981 | Yes |  | 2022-10-22 |  | Non-lead
030971 | 123 41ST ST GULF |  | Unknown, Non-Lead | Yes |  | 2024-04-16 |  | PVC | 2018 | Yes |  | 2024-04-16 |  | Non-lead
030972 | 121 41ST STREET GULF |  | Polytube | Yes |  | 2020-01-07 |  | PVC | 2018 | Yes |  | 2020-01-07 |  | Non-lead
030973 | 105 41ST STREET GULF |  | Unknown, Non-Lead | Yes |  | 2018-11-14 |  | PVC | 2018 | Yes |  | 2018-11-14 |  | Non-lead
030974 | 1790 109TH GULF ST |  | Polytube | Yes |  | 2023-12-20 |  | Polytube | 1980 | Yes |  | 2023-12-20 |  | Non-lead
030975 | 536 91ST OCEAN ST |  | Polytube | Yes |  | 2023-01-25 |  | PVC | 1964 | Yes |  | 2023-01-25 |  | Non-lead
030976 | IRRIGATION METE 5300 SOMBRERO BLVD |  | Unknown, Non-Lead | Yes |  | 2021-10-22 |  | Unknown, Non-Lead | 1997 | Yes |  | 2021-10-22 |  | Non-lead
030977 | 305 27TH ST |  | Polytube | Yes |  | 2023-01-10 |  | PVC | 1969 | Yes |  | 2023-01-10 |  | Non-lead
030978 | 851 29TH OCEAN ST |  | Polytube | Yes |  | 2023-12-05 |  | PVC | 1980 | Yes |  | 2023-12-05 |  | Non-lead
030979 | 57464 GIBSON ST |  | Polytube | Yes |  | 2022-10-22 |  | PVC | 1978 | Yes |  | 2022-10-22 |  | Non-lead
030980 | 57484 A GIBSON STREET |  | Unknown, Non-Lead | Yes |  | 2024-03-06 |  | Unknown, Non-Lead | 2010 | Yes |  | 2024-03-06 |  | Non-lead
030981 | 757 90 ST |  | Polytube | Yes |  | 2023-06-14 |  | PVC | 1982 | Yes |  | 2023-06-14 |  | Non-lead
030982 | 747 90TH ST |  | Polytube | Yes |  | 2023-08-01 |  | PVC | 1982 | Yes |  | 2023-08-01 |  | Non-lead
030983 | 110 ALYNN PLACE |  | Polytube | Yes |  | 2023-12-06 |  | PVC | 1982 | Yes |  | 2023-12-06 |  | Non-lead
030984 | 160 N INDIES DR |  | Polytube | Yes |  | 2024-10-03 |  | PVC | 1982 | Yes |  | 2024-10-03 |  | Non-lead
030985 | 1043 LAGOON DR |  | Polytube | Yes |  | 2022-09-15 |  | PVC | 1982 | Yes |  | 2022-09-15 |  | Non-lead
030986 | 22988 LONG BEN LN |  | Polytube | Yes |  | 2024-07-02 |  | PVC | 1982 | Yes |  | 2024-07-02 |  | Non-lead
030987 | 28214 HELEN AVE |  | Polytube | Yes |  | 2024-06-04 |  | PVC | 1971 | Yes |  | 2024-06-04 |  | Non-lead
030988 | 3704 EAGLE AVE |  | Polytube | Yes |  | 2022-07-06 |  | PVC | 1982 | Yes |  | 2022-07-06 |  | Non-lead
030989 | 19 FLIPPER RD |  | Polytube | Yes |  | 2022-08-31 |  | PVC | 1985 | Yes |  | 2022-08-31 |  | Non-lead
030990 | 225 SOUTH POINT DR |  | Polytube | Yes |  | 2024-07-24 |  | PVC | 1982 | Yes |  | 2024-07-24 |  | Non-lead
030991 | 29179 ROSE DR |  | Polytube | Yes |  | 2022-12-21 |  | PVC | 1982 | Yes |  | 2022-12-21 |  | Non-lead
030992 | UP & DOWN 617 DUVAL ST |  | Unknown, Non-Lead | Yes |  | 2019-01-18 |  | Unknown, Non-Lead | 1996 | Yes |  | 2019-01-18 |  | Non-lead
030993 | 619 DUVAL ST |  | Unknown, Non-Lead | No |  |  |  | None | 1996 | No |  |  |  | Non-lead
030994 | 4 JADE DR |  | Polytube | Yes |  | 2022-09-08 |  | PVC | 1981 | Yes |  | 2022-09-08 |  | Non-lead
030995 | 161 FREEDOM LANE |  | Polytube | Yes |  | 2022-11-14 |  | PVC | 1967 | Yes |  | 2022-11-14 |  | Non-lead
030996 | 838 E CARRIBEAN DR |  | Unknown, Non-Lead | Yes |  | 2023-11-16 |  | PVC | 1988 | Yes |  | 2023-11-16 |  | Non-lead
030997 | 3730 PINE STREET |  | Polytube | Yes |  | 2023-01-11 |  | PVC | 1982 | Yes |  | 2023-01-11 |  | Non-lead
030998 | 22945 TEACH LN |  | Polytube | Yes |  | 2023-10-16 |  | PVC |  | Yes |  | 2023-10-16 |  | Non-lead
030999 | UNIT 03 1616 ATLANTIC BLVD |  | PVC | Yes |  | 2023-04-26 |  | PVC | 1980 | Yes |  | 2023-04-26 |  | Non-lead
031000 | 28372 COUNTY RD |  | Polytube | Yes |  | 2024-07-17 |  | PVC | 1981 | Yes |  | 2024-07-17 |  | Non-lead
031001 | #REAR 1608 STEVEN AVE |  | Polytube | Yes |  | 2023-10-16 |  | Copper | 1948 | Yes |  | 2023-10-16 |  | Non-lead
031002 | 151 PIRATES RD |  | Polytube | Yes |  | 2023-01-24 |  | PVC | 1981 | Yes |  | 2023-01-24 |  | Non-lead
031003 | 17217 BONITA LN |  | Polytube | Yes |  | 2022-07-11 |  | PVC | 1982 | Yes |  | 2022-07-11 |  | Non-lead
031004 | 1071 E CARIBBEAN DR |  | Polytube | Yes |  | 2023-04-24 |  | PVC | 1982 | Yes |  | 2023-04-24 |  | Non-lead
031005 | 28316 COUNTY RD |  | Polytube | Yes |  | 2023-01-25 |  | PVC | 1982 | Yes |  | 2023-01-25 |  | Non-lead
031006 | APT 2 1711 JOSEPHINE ST |  | Polytube | Yes |  | 2023-01-19 |  | PVC | 1980 | Yes |  | 2023-01-19 |  | Non-lead
031007 | UNIT 1 1711 JOSEPHINE ST |  | Polytube | Yes |  | 2022-10-19 |  | PVC | 1969 | Yes |  | 2022-10-19 |  | Non-lead
031009 | 22929 SHARP LN |  | Polytube | Yes |  | 2022-12-28 |  | PVC | 1982 | Yes |  | 2022-12-28 |  | Non-lead
031012 | SLIP T06 1801 N ROOSEVELT BLVD |  | PVC | Yes |  | 2022-07-11 |  | PVC | 1983 | Yes |  | 2022-07-11 |  | Non-lead
031013 | 1405 VERNON ST |  | Polytube | Yes |  | 2023-04-25 |  | PVC | 1940 | Yes |  | 2023-04-25 |  | Non-lead
031014 | 3746 PINE ST |  | Polytube | Yes |  | 2023-01-11 |  | Copper | 1981 | Yes |  | 2023-01-11 |  | Non-lead
031015 | 2257 MATTHEWS RD |  | Polytube | Yes |  | 2022-11-17 |  | PVC | 1984 | Yes |  | 2022-11-17 |  | Non-lead
031016 | 9 MOCKINGBIRD RD |  | Polytube | Yes |  | 2023-05-17 |  | PVC | 1970 | Yes |  | 2023-05-17 |  | Non-lead
031017 | 918 LOBSTER LN |  | Polytube | Yes |  | 2022-09-19 |  | PVC | 1982 | Yes |  | 2022-09-19 |  | Non-lead
031018 | 144 PLANTATION SHRS DR |  | Polytube | Yes |  | 2022-06-15 |  | PVC | 1982 | Yes |  | 2022-06-15 |  | Non-lead
031019 | 34 EXUMA RD |  | Polytube | Yes |  | 2022-09-14 |  | PVC | 1981 | Yes |  | 2022-09-14 |  | Non-lead
031020 | UNIT 20 75500 OVERSEAS HWY |  | Polytube | Yes |  | 2022-07-05 |  | Copper |  | Yes |  | 2022-07-05 |  | Non-lead
031021 | UNIT 19 75500 OVERSEAS HWY |  | Polytube | Yes |  | 2022-07-05 |  | Copper |  | Yes |  | 2022-07-05 |  | Non-lead
031022 | UNIT 18 75500 OVERSEAS HWY |  | Polytube | Yes |  | 2022-07-05 |  | Copper |  | Yes |  | 2022-07-05 |  | Non-lead
031023 | UNIT 17 75500 OVERSEAS HWY |  | Polytube | Yes |  | 2022-07-05 |  | Copper |  | Yes |  | 2022-07-05 |  | Non-lead
031024 | 116 CORAL AVE |  | Polytube | Yes |  | 2023-01-11 |  | PVC | 1982 | Yes |  | 2023-01-11 |  | Non-lead
031025 | 79 CORAL DR |  | Polytube | Yes |  | 2022-11-29 |  | PVC | 1981 | Yes |  | 2022-11-29 |  | Non-lead
031026 | 154 WESTMINISTER DR |  | Polytube | Yes |  | 2023-10-11 |  | PVC | 1978 | Yes |  | 2023-10-11 |  | Non-lead
031027 | 215 PLANTATION AVE |  | Polytube | Yes |  | 2023-01-11 |  | Copper | 1982 | Yes |  | 2023-01-11 |  | Non-lead
031028 | 136 LOWE ST |  | Polytube | Yes |  | 2023-01-06 |  | PVC | 1985 | Yes |  | 2023-01-06 |  | Non-lead
031029 | 209 GULFVIEW DR |  | Polytube | Yes |  | 2022-06-30 |  | PVC | 1982 | Yes |  | 2022-06-30 |  | Non-lead
031030 | 147 CASA CT |  | Polytube | Yes |  | 2022-07-20 |  | PVC | 1981 | Yes |  | 2022-07-20 |  | Non-lead
031031 | 145 CASA CT |  | Polytube | Yes |  | 2022-07-20 |  | PVC | 1981 | Yes |  | 2022-07-20 |  | Non-lead
031032 | 153 CASA COURT DR |  | Polytube | Yes |  | 2023-03-13 |  | PVC | 1963 | Yes |  | 2023-03-13 |  | Non-lead
031033 | 151 CASA COURT DR |  | Polytube | Yes |  | 2022-07-20 |  | PVC | 1981 | Yes |  | 2022-07-20 |  | Non-lead
031034 | 143 CASA CT |  | Polytube | Yes |  | 2023-08-08 |  | PVC | 1981 | Yes |  | 2023-08-08 |  | Non-lead
031035 | 149 CASA CT |  | Polytube | Yes |  | 2022-07-20 |  | PVC | 1981 | Yes |  | 2022-07-20 |  | Non-lead
031036 | 29 NORTH DR |  | Polytube | Yes |  | 2023-05-04 |  | PVC | 1984 | Yes |  | 2023-05-04 |  | Non-lead
031038 | #81 9847 LEEWARD U BLDG 4 AVE |  | PVC | Yes |  | 2023-05-04 |  | PVC | 1981 | Yes |  | 2023-05-04 |  | Non-lead
031039 | 9851 LEEWARD BLDG 4 U AVE |  | Copper | Yes |  | 2023-05-04 |  | PVC | 1981 | Yes |  | 2023-05-04 |  | Non-lead
031040 | 9853 LEEWARD UNIT 84 AVE |  | Copper | Yes |  | 2023-05-04 |  | PVC | 1981 | Yes |  | 2023-05-04 |  | Non-lead
031041 | 9855 LEEWARD BLDG 4 U AVE |  | PVC | Yes |  | 2023-05-04 |  | PVC | 1981 | Yes |  | 2023-05-04 |  | Non-lead
031042 | 9857 LEEWARD UNIT 86 AVE |  | PVC | Yes |  | 2023-05-04 |  | PVC | 1981 | Yes |  | 2023-05-04 |  | Non-lead
031043 | 9802 DOCKSIDE BLDG 3 AVE |  | PVC | Yes |  | 2023-07-27 |  | PVC | 1981 | Yes |  | 2023-07-27 |  | Non-lead
031044 | #76 9804 DOCKSIDE BLDG 3 AVE |  | PVC | Yes |  | 2023-05-04 |  | PVC | 1981 | Yes |  | 2023-05-04 |  | Non-lead
031045 | BLD 3 UNT 77 9806 DOCKSIDE AVE |  | PVC | Yes |  | 2023-05-04 |  | PVC | 1981 | Yes |  | 2023-05-04 |  | Non-lead
031046 | 9808 DOCKSIDE BLDG 3 DR |  | PVC | Yes |  | 2023-05-04 |  | PVC | 1981 | Yes |  | 2023-05-04 |  | Non-lead
031047 | (B) 111 CARROLL St |  | Polytube | Yes |  | 2022-06-27 |  | PVC | 1983 | Yes |  | 2022-06-27 |  | Non-lead
031048 | 9812 DOCKSIDE DR |  | PVC | Yes |  | 2023-05-24 |  | PVC | 1981 | Yes |  | 2023-05-24 |  | Non-lead
031049 | 280 KEY HAVEN RD |  | Polytube | Yes |  | 2022-11-07 |  | PVC | 1987 | Yes |  | 2022-11-07 |  | Non-lead
031050 | UNIT 70 9809 DOCKSIDE DR |  | PVC | Yes |  | 2023-05-04 |  | PVC | 1981 | Yes |  | 2023-05-04 |  | Non-lead
031051 | UNIT 71 9807 DOCKSIDE DR |  | Polytube | Yes |  | 2022-08-17 |  | PVC | 1981 | Yes |  | 2022-08-17 |  | Non-lead
031052 | UNIT 72 9805 DOCKSIDE DR |  | Polytube | Yes |  | 2022-08-17 |  | PVC | 1981 | Yes |  | 2022-08-17 |  | Non-lead
031053 | 300 SPANISH MAIN DR |  | Polytube | Yes |  | 2023-10-06 |  | PVC | 1985 | Yes |  | 2023-10-06 |  | Non-lead
031054 | 135 ELLIS TRT 1 DR |  | Polytube | Yes |  | 2023-02-09 |  | PVC | 1957 | Yes |  | 2023-02-09 |  | Non-lead
031055 | 102 SHORE LN |  | Polytube | Yes |  | 2022-07-11 |  | PVC | 1986 | Yes |  | 2022-07-11 |  | Non-lead
031056 | 118 ZANE GREY CREEK DR |  | Copper | Yes |  | 2022-05-20 |  | PVC | 1983 | Yes |  | 2022-05-20 |  | Non-lead
031057 | UNIT 65 9806 WINDWARD AVE |  | PVC | Yes |  | 2023-05-04 |  | Copper | 1981 | Yes |  | 2023-05-04 |  | Non-lead
031058 | 9808 WINDWARD BLDG 1 AVE |  | PVC | Yes |  | 2023-05-04 |  | Copper | 1981 | Yes |  | 2023-05-04 |  | Non-lead
031059 | 9810 WINDWARD BLDG 1 AVE |  | PVC | Yes |  | 2023-05-04 |  | PVC | 1981 | Yes |  | 2023-05-04 |  | Non-lead
031060 | 28455 GULF BLVD |  | Polytube | Yes |  | 2023-11-29 |  | PVC | 1985 | Yes |  | 2023-11-29 |  | Non-lead
031061 | 105 9814 MARINERS AVE |  | PVC | Yes |  | 2023-05-04 |  | PVC | 1981 | Yes |  | 2023-05-04 |  | Non-lead
031062 | UNIT 106 9816 MARINERS AVE |  | PVC | Yes |  | 2023-05-04 |  | PVC | 1981 | Yes |  | 2023-05-04 |  | Non-lead
031063 | U107 9818 MARINERS AVE |  | PVC | Yes |  | 2023-05-04 |  | PVC | 1981 | Yes |  | 2023-05-04 |  | Non-lead
031064 | 9820 MARINERS UNIT 108 AVE |  | PVC | Yes |  | 2023-02-08 |  | PVC | 1981 | Yes |  | 2023-02-08 |  | Non-lead
031065 | 32 CACTUS DR |  | Polytube | Yes |  | 2023-07-18 |  | PVC | 1964 | Yes |  | 2023-07-18 |  | Non-lead
031066 | 139 ADOBE CASA CT |  | Polytube | Yes |  | 2022-07-20 |  | PVC | 1981 | Yes |  | 2022-07-20 |  | Non-lead
031067 | UNIT 7-D 94220 OVERSEAS HWY |  | PVC | Yes |  | 2022-07-19 |  | PVC | 1982 | Yes |  | 2022-07-19 |  | Non-lead
031068 | UNIT 9F 94220 OVERSEAS HWY |  | PVC | Yes |  | 2022-07-19 |  | PVC | 1982 | Yes |  | 2022-07-19 |  | Non-lead
031080 | 174 PLANTATION SHORES DR |  | Polytube | Yes |  | 2024-05-22 |  | PVC | 1982 | Yes |  | 2024-05-22 |  | Non-lead
031081 | 161 NORMANDY DR L28 |  | Unknown, Non-Lead | Yes |  | 2020-11-24 |  | PVC | 2019 | Yes |  | 2020-11-24 |  | Non-lead
031082 | 679 N LAKE DR |  | Polytube | Yes |  | 2023-02-09 |  | PVC | 1981 | Yes |  | 2023-02-09 |  | Non-lead
031083 | 681 N LAKE DR |  | Polytube | Yes |  | 2023-02-09 |  | PVC | 1981 | Yes |  | 2023-02-09 |  | Non-lead
031084 | 162 DOVE CREEK DR |  | Polytube | Yes |  | 2022-07-19 |  | PVC | 1981 | Yes |  | 2022-07-19 |  | Non-lead
031085 | 149 SEVERINO DR |  | Polytube | Yes |  | 2022-06-13 |  | PVC | 1973 | Yes |  | 2022-06-13 |  | Non-lead
031086 | 104 WILLOW LN |  | Polytube | Yes |  | 2022-06-28 |  | PVC | 1982 | Yes |  | 2022-06-28 |  | Non-lead
031087 | 219 OLEANDER DR |  | Polytube | Yes |  | 2022-11-10 |  | PVC | 1970 | Yes |  | 2022-11-10 |  | Non-lead
031088 | 119 INDIAN AVE |  | Polytube | Yes |  | 2022-07-19 |  | PVC | 1981 | Yes |  | 2022-07-19 |  | Non-lead
031089 | 109 INDIAN AVE |  | Polytube | Yes |  | 2022-07-19 |  | PVC | 1982 | Yes |  | 2022-07-19 |  | Non-lead
031090 | 623 CUDA LN |  | Polytube | Yes |  | 2022-09-20 |  | PVC | 1975 | Yes |  | 2022-09-20 |  | Non-lead
031091 | 147 PALERMO DR |  | Polytube | Yes |  | 2022-07-27 |  | PVC | 1984 | Yes |  | 2022-07-27 |  | Non-lead
031092 | 111 PRIMROSE LN |  | Polytube | Yes |  | 2022-06-27 |  | PVC | 1984 | Yes |  | 2022-06-27 |  | Non-lead
031093 | UNIT A 113 NAUTILUS DR |  | Polytube | Yes |  | 2022-07-05 |  | PVC | 1983 | Yes |  | 2022-07-05 |  | Non-lead
031094 | 110 PLANTATION SHRS DR |  | Polytube | Yes |  | 2023-12-29 |  | PVC | 1982 | Yes |  | 2023-12-29 |  | Non-lead
031095 | 242 LOWER MATECUMBE RD |  | Polytube | Yes |  | 2023-05-04 |  | PVC | 1981 | Yes |  | 2023-05-04 |  | Non-lead
031097 | 319 BELMONT LANE |  | Polytube | Yes |  | 2022-11-09 |  | PVC | 1971 | Yes |  | 2022-11-09 |  | Non-lead
031098 | 136 FIRST CT |  | Polytube | Yes |  | 2023-01-05 |  | PVC | 1981 | Yes |  | 2023-01-05 |  | Non-lead
031099 | 167 COCOA DR |  | Polytube | Yes |  | 2022-06-10 |  | PVC | 1983 | Yes |  | 2022-06-10 |  | Non-lead
031100 | 580 BONITO AVE |  | Polytube | Yes |  | 2022-10-24 |  | PVC | 1982 | Yes |  | 2022-10-24 |  | Non-lead
031101 | 128 MANGROVE LN |  | Polytube | Yes |  | 2022-07-19 |  | PVC | 1981 | Yes |  | 2022-07-19 |  | Non-lead
031102 | 112 MADEIRA Rd |  | Polytube | Yes |  | 2022-06-22 |  | PVC | 1982 | Yes |  | 2022-06-22 |  | Non-lead
031103 | 90311 OLD HWY |  | Polytube | Yes |  | 2022-06-13 |  | PVC | 1981 | Yes |  | 2022-06-13 |  | Non-lead
031104 | 118 CORAL AVE |  | Polytube | Yes |  | 2022-06-13 |  | PVC | 1982 | Yes |  | 2022-06-13 |  | Non-lead
031105 | 281 GARDENIA ST |  | Polytube | Yes |  | 2022-06-16 |  | PVC | 1986 | Yes |  | 2022-06-16 |  | Non-lead
031106 | 129 MOCKINGBIRD RD |  | Polytube | Yes |  | 2023-07-03 |  | PVC | 1982 | Yes |  | 2023-07-03 |  | Non-lead
031107 | 118 KEY HEIGHTS DR |  | Polytube | Yes |  | 2022-06-14 |  | PVC | 1982 | Yes |  | 2022-06-14 |  | Non-lead
031108 | 58 SECOND CT |  | Polytube | Yes |  | 2023-05-09 |  | PVC | 1982 | Yes |  | 2023-05-09 |  | Non-lead
031109 | 58 GORDON CIR |  | Polytube | Yes |  | 2023-05-04 |  | PVC | 1981 | Yes |  | 2023-05-04 |  | Non-lead
031110 | 1012 CRANE ST |  | Unknown, Non-Lead | No |  |  |  | Unknown, Non-Lead | 1988 | No |  |  |  | Non-lead
031111 | FRONT 216 HISPANOLA RD |  | Polytube | Yes |  | 2022-07-21 |  | PVC | 1979 | Yes |  | 2022-07-21 |  | Non-lead
031112 | 218 HISPANOLA RD |  | Polytube | Yes |  | 2022-07-21 |  | PVC | 1979 | Yes |  | 2022-07-21 |  | Non-lead
031113 | 212 HISPANOLA RD |  | Polytube | Yes |  | 2024-08-19 |  | PVC | 1981 | Yes |  | 2024-08-19 |  | Non-lead
031114 | 214 HISPANOLA RD |  | Polytube | Yes |  | 2024-09-10 |  | PVC | 1981 | Yes |  | 2024-09-10 |  | Non-lead
031115 | 179 ORLANDO DR |  | Polytube | Yes |  | 2022-06-09 |  | PVC | 1983 | Yes |  | 2022-06-09 |  | Non-lead
031116 | SLIP T07 1801 N ROOSEVELT BLVD |  | PVC | Yes |  | 2024-08-23 |  | PVC | 1983 | Yes |  | 2024-08-23 |  | Non-lead
031117 | 2111 SAN REMO DR |  | Polytube | Yes |  | 2022-11-28 |  | PVC | 1983 | Yes |  | 2022-11-28 |  | Non-lead
031118 | 30436 POINCIANA RD |  | Polytube | Yes |  | 2022-11-15 |  | PVC | 1981 | Yes |  | 2022-11-15 |  | Non-lead
031119 | 3712 PEARLMAN CT |  | Polytube | Yes |  | 2022-05-20 |  | PVC | 1983 | Yes |  | 2022-05-20 |  | Non-lead
031120 | KOA 251 COUNTY ROAD 939 |  | Cast Iron | Yes |  | 2023-02-02 |  | Cast Iron | 1970 | Yes |  | 2023-02-02 |  | Non-lead
031121 | 757 LAFITTE RD |  | Polytube | Yes |  | 2023-06-13 |  | PVC | 1977 | Yes |  | 2023-06-13 |  | Non-lead
031122 | APT 2 351 E AVE |  | Polytube | Yes |  | 2022-07-06 |  | Copper | 1953 | Yes |  | 2022-07-06 |  | Non-lead
031124 | 19531 AZTEC ST |  | Polytube | Yes |  | 2023-01-13 |  | PVC | 1981 | Yes |  | 2023-01-13 |  | Non-lead
031125 | 219 E CARIBBEAN DR |  | Polytube | Yes |  | 2023-04-24 |  | PVC | 1981 | Yes |  | 2023-04-24 |  | Non-lead
031126 | 27356 TOBAGO LN |  | Polytube | Yes |  | 2024-06-28 |  | PVC | 1981 | Yes |  | 2024-06-28 |  | Non-lead
031127 | APT DOWN 23930 OVERSEAS HWY |  | Polytube | Yes |  | 2023-03-31 |  | PVC | 1946 | Yes |  | 2023-03-31 |  | Non-lead
031129 | 95 BAY DR |  | Unknown, Non-Lead | Yes |  | 2017-10-06 |  | Unknown, Non-Lead | 2010 | Yes |  | 2017-10-06 |  | Non-lead
031131 | 484 E EAST CARRIBEAN DR |  | Polytube | Yes |  | 2023-04-24 |  | PVC | 1973 | Yes |  | 2023-04-24 |  | Non-lead
031132 | 19540 NAVAJO ST |  | Polytube | Yes |  | 2024-08-05 |  | PVC | 1982 | Yes |  | 2024-08-05 |  | Non-lead
031133 | L15 B1 88663 OLD HWY |  | Polytube | Yes |  | 2023-01-04 |  | PVC | 1983 | Yes |  | 2023-01-04 |  | Non-lead
031134 | 120 GALLEON RD |  | Polytube | Yes |  | 2022-06-10 |  | PVC | 1982 | Yes |  | 2022-06-10 |  | Non-lead
031135 | 85289 OLD HWY |  | Polytube | Yes |  | 2024-08-16 |  | PVC | 1983 | Yes |  | 2024-08-16 |  | Non-lead
031136 | 100 SAN REMO DR |  | Polytube | Yes |  | 2022-06-07 |  | PVC | 1982 | Yes |  | 2022-06-07 |  | Non-lead
031137 | 742 LARGO RD |  | Polytube | Yes |  | 2023-05-04 |  | PVC | 1971 | Yes |  | 2023-05-04 |  | Non-lead
031138 | 158 BLUE HARBOR DR |  | Polytube | Yes |  | 2023-02-07 |  | PVC | 1982 | Yes |  | 2023-02-07 |  | Non-lead
031139 | 165 DOVE LAKE DR |  | Polytube | Yes |  | 2022-07-20 |  | PVC | 1985 | Yes |  | 2022-07-20 |  | Non-lead
031140 | 142 DOVE LAKE DR |  | Polytube | Yes |  | 2022-07-20 |  | PVC | 1985 | Yes |  | 2022-07-20 |  | Non-lead
031142 | 118 ARBOR LN |  | Polytube | Yes |  | 2023-02-13 |  | PVC | 1987 | Yes |  | 2023-02-13 |  | Non-lead
031143 | 240 KEY HONEY LN |  | Polytube | Yes |  | 2022-07-19 |  | PVC | 1984 | Yes |  | 2022-07-19 |  | Non-lead
031144 | 918 REDBIRD RD |  | Polytube | Yes |  | 2022-07-21 |  | PVC | 1983 | Yes |  | 2022-07-21 |  | Non-lead
031145 | 916 RED BIRD RD |  | Polytube | Yes |  | 2024-04-22 |  | PVC | 1983 | Yes |  | 2024-04-22 |  | Non-lead
031146 | 399 BOWIE LN |  | Polytube | Yes |  | 2023-05-04 |  | PVC | 1981 | Yes |  | 2023-05-04 |  | Non-lead
031147 | 9 TINA PL |  | Polytube | Yes |  | 2019-12-23 |  | PVC | 2001 | Yes |  | 2019-12-23 |  | Non-lead
031148 | 504 OLDSMAR LANE |  | Polytube | Yes |  | 2023-04-11 |  | PVC | 1971 | Yes |  | 2023-04-11 |  | Non-lead
031149 | 12 SOUTH Dr |  | Polytube | Yes |  | 2023-05-04 |  | PVC | 1982 | Yes |  | 2023-05-04 |  | Non-lead
031150 | 87901 OLD HWY PARCEL 3 |  | Unknown, Non-Lead | Yes |  | 2022-01-06 |  | Unknown, Non-Lead | 1988 | Yes |  | 2022-01-06 |  | Non-lead
031151 | 116 MADEIRA Rd |  | Polytube | Yes |  | 2022-06-22 |  | PVC | 1982 | Yes |  | 2022-06-22 |  | Non-lead
031152 | 116 MADEIRA Rd |  | Polytube | Yes |  | 2022-06-22 |  | PVC | 1982 | Yes |  | 2022-06-22 |  | Non-lead
031153 | 115 SIOUX ST |  | Polytube | Yes |  | 2022-06-03 |  | PVC | 1982 | Yes |  | 2022-06-03 |  | Non-lead
031154 | 111 KEY HEIGHTS DR |  | Polytube | Yes |  | 2022-06-14 |  | PVC | 1983 | Yes |  | 2022-06-14 |  | Non-lead
031155 | 168 PEARL AVE |  | Polytube | Yes |  | 2022-06-09 |  | PVC | 1982 | Yes |  | 2022-06-09 |  | Non-lead
031156 | 136 PALERMO DR |  | Polytube | Yes |  | 2023-06-23 |  | PVC | 1982 | Yes |  | 2023-06-23 |  | Non-lead
031157 | 519 PLANTE ST |  | Polytube | Yes |  | 2022-10-31 |  | PVC | 1987 | Yes |  | 2022-10-31 |  | Non-lead
031158 | 424 PALM DR |  | Polytube | Yes |  | 2022-06-27 |  | PVC | 1982 | Yes |  | 2022-06-27 |  | Non-lead
031159 | 1011 ROSE ST |  | Polytube | Yes |  | 2023-09-27 |  | PVC | 1985 | Yes |  | 2023-09-27 |  | Non-lead
031160 | 85501 OVERSEAS HWY |  | Unknown, Non-Lead | Yes |  | 2021-04-29 |  | PVC | 2010 | Yes |  | 2021-04-29 |  | Non-lead
031161 | 748 LARGO RD |  | Polytube | Yes |  | 2023-05-04 |  | PVC | 1980 | Yes |  | 2023-05-04 |  | Non-lead
031162 | 558 GORDON CIR |  | Polytube | Yes |  | 2023-05-04 |  | PVC | 1980 | Yes |  | 2023-05-04 |  | Non-lead
031163 | 750 LARGO RD |  | Polytube | Yes |  | 2022-08-24 |  | PVC | 1970 | Yes |  | 2022-08-24 |  | Non-lead
031164 | 950 SHAW DR |  | Polytube | Yes |  | 2023-02-08 |  | PVC | 1984 | Yes |  | 2023-02-08 |  | Non-lead
031165 | 11180 S.R. 905 |  | PVC | Yes |  | 2022-10-03 |  | PVC | 1982 | Yes |  | 2022-10-03 |  | Non-lead
031166 | 568 GORDON CIRCLE |  | Polytube | Yes |  | 2023-05-04 |  | PVC | 1980 | Yes |  | 2023-05-04 |  | Non-lead
031167 | 564 GORDON CIR |  | Polytube | Yes |  | 2023-05-04 |  | PVC | 1980 | Yes |  | 2023-05-04 |  | Non-lead
031168 | 562 GORDON CIRCLE LO |  | Polytube | Yes |  | 2023-05-04 |  | PVC | 1981 | Yes |  | 2023-05-04 |  | Non-lead
031169 | 154 NAUTILUS DR |  | Polytube | Yes |  | 2022-06-29 |  | PVC | 1983 | Yes |  | 2022-06-29 |  | Non-lead
031170 | 495 CARIBBEAN DR |  | Unknown, Non-Lead | Yes |  | 2017-08-22 |  | Unknown, Non-Lead | 1995 | Yes |  | 2017-08-22 |  | Non-lead
031171 | 300 BELMONT LN |  | Polytube | Yes |  | 2023-05-04 |  | PVC | 1974 | Yes |  | 2023-05-04 |  | Non-lead
031172 | 141 PALERMO DR |  | Polytube | Yes |  | 2022-06-08 |  | PVC | 1980 | Yes |  | 2022-06-08 |  | Non-lead
031173 | 7 ABACO RD |  | Unknown, Non-Lead | No |  |  |  | Unknown, Non-Lead | 1988 | No |  |  |  | Non-lead
031174 | 158 E RIDGE RD |  | Polytube | Yes |  | 2022-06-10 |  | PVC | 1985 | Yes |  | 2022-06-10 |  | Non-lead
031175 | 9 POINCIANA DR |  | Polytube | Yes |  | 2022-11-17 |  | PVC | 1971 | Yes |  | 2022-11-17 |  | Non-lead
031176 | 123 E RIDGE RD |  | Polytube | Yes |  | 2022-06-10 |  | PVC | 1982 | Yes |  | 2022-06-10 |  | Non-lead
031177 | 143 STARFISH LN |  | Polytube | Yes |  | 2022-07-19 |  | PVC | 1982 | Yes |  | 2022-07-19 |  | Non-lead
031178 | 122 BESSIE RD |  | Polytube | Yes |  | 2022-05-17 |  | PVC | 1986 | Yes |  | 2022-05-17 |  | Non-lead
031179 | 27 CENTER LANE |  | Polytube | Yes |  | 2023-05-04 |  | PVC | 1982 | Yes |  | 2023-05-04 |  | Non-lead
031180 | 336 LAGUNA AVE |  | Polytube | Yes |  | 2022-07-07 |  | PVC | 1983 | Yes |  | 2022-07-07 |  | Non-lead
031182 | 203 HARBOR DR |  | Polytube | Yes |  | 2022-06-21 |  | PVC | 1982 | Yes |  | 2022-06-21 |  | Non-lead
031183 | 322 NORTH DR |  | Unknown, Non-Lead | No |  |  |  | Unknown, Non-Lead | 1992 | No |  |  |  | Non-lead
031184 | 115 HARBORVIEW DR |  | Polytube | Yes |  | 2023-01-30 |  | PVC | 1982 | Yes |  | 2023-01-30 |  | Non-lead
031185 | 14 MIAMI DR |  | Copper | Yes |  | 2022-11-17 |  | PVC | 1983 | Yes |  | 2022-11-17 |  | Non-lead
031186 | 116 KEY HEIGHTS DR |  | Polytube | Yes |  | 2022-06-14 |  | PVC | 1982 | Yes |  | 2022-06-14 |  | Non-lead
031187 | 137 SEVERINO DR |  | Polytube | Yes |  | 2022-06-10 |  | PVC | 1984 | Yes |  | 2022-06-10 |  | Non-lead
031188 | 331 MAHOGANY DR |  | Polytube | Yes |  | 2023-02-08 |  | PVC | 1981 | Yes |  | 2023-02-08 |  | Non-lead
031189 | APT WEST 139 MARINA AVE |  | Polytube | Yes |  | 2022-11-29 |  | PVC | 1980 | Yes |  | 2022-11-29 |  | Non-lead
031190 | 344 S COCONUT PALM BLVD |  | Polytube | Yes |  | 2022-06-14 |  | PVC | 1983 | Yes |  | 2022-06-14 |  | Non-lead
031191 | 28 CORAL WAY |  | Polytube | Yes |  | 2023-02-27 |  | PVC | 1986 | Yes |  | 2023-02-27 |  | Non-lead
031192 | 538 PLANTE ST |  | Polytube | Yes |  | 2022-10-31 |  | PVC | 1986 | Yes |  | 2022-10-31 |  | Non-lead
031193 | 118 DOVE LAKE DR |  | Polytube | Yes |  | 2022-07-20 |  | PVC | 1982 | Yes |  | 2022-07-20 |  | Non-lead
031194 | 241 BUTTONWOOD SHORES DR |  | Polytube | Yes |  | 2022-12-12 |  | PVC | 1982 | Yes |  | 2022-12-12 |  | Non-lead
031195 | 132 SAN REMO DR |  | Polytube | Yes |  | 2022-06-07 |  | PVC | 1980 | Yes |  | 2022-06-07 |  | Non-lead
031196 | 760 MUSA DR |  | Polytube | Yes |  | 2023-02-09 |  | PVC | 1982 | Yes |  | 2023-02-09 |  | Non-lead
031197 | 104500 NORTH POOL TAMA |  | Polytube | Yes |  | 2023-05-04 |  | PVC | 1981 | Yes |  | 2023-05-04 |  | Non-lead
031198 | LOTS 9 & 10 104500 OVERSEAS HWY |  | PVC | Yes |  | 2023-05-04 |  | PVC | 1981 | Yes |  | 2023-05-04 |  | Non-lead
031199 | 552 PALM DR |  | Polytube | Yes |  | 2023-02-07 |  | PVC | 1982 | Yes |  | 2023-02-07 |  | Non-lead
031200 | 328 MAHOGANY DR |  | Polytube | Yes |  | 2023-02-08 |  | PVC | 1982 | Yes |  | 2023-02-08 |  | Non-lead
031201 | 104500 OVERSEAS HWY SEWER PLANT |  | Polytube | Yes |  | 2023-04-26 |  | PVC | 1981 | Yes |  | 2023-04-26 |  | Non-lead
031202 | 769 MICHAEL DR |  | Polytube | Yes |  | 2023-11-16 |  | PVC | 1970 | Yes |  | 2023-11-16 |  | Non-lead
031203 | 205 SUNSET BLVD |  | Polytube | Yes |  | 2022-11-28 |  | PVC | 1982 | Yes |  | 2022-11-28 |  | Non-lead
031204 | 133 PONCE DE LEON |  | Polytube | Yes |  | 2022-06-30 |  | PVC | 1983 | Yes |  | 2022-06-30 |  | Non-lead
031205 | 116 PLAZA DEL SOL |  | Polytube | Yes |  | 2022-06-30 |  | PVC | 1985 | Yes |  | 2022-06-30 |  | Non-lead
031207 | 107 W PLAZA DEL SOL |  | Polytube | Yes |  | 2022-07-18 |  | PVC | 1988 | Yes |  | 2022-07-18 |  | Non-lead
031209 | B 1130 HERON RD |  | Polytube | Yes |  | 2022-10-25 |  | PVC | 1982 | Yes |  | 2022-10-25 |  | Non-lead
031210 | 1130 HERON RD |  | Polytube | Yes |  | 2022-06-24 |  | PVC | 1982 | Yes |  | 2022-06-24 |  | Non-lead
031211 | 39 SEASIDE AVE |  | Unknown | Yes |  | 2023-05-24 |  | PVC | 1982 | Yes |  | 2023-05-24 |  | Lead Status Unknown
031212 | 30 EL CAPITAN DR |  | Polytube | Yes |  | 2022-06-30 |  | PVC | 1982 | Yes |  | 2022-06-30 |  | Non-lead
031213 | 28 EL CAPITAN DR |  | Polytube | Yes |  | 2022-06-30 |  | PVC | 1982 | Yes |  | 2022-06-30 |  | Non-lead
031214 | 178 CORAL AVE |  | Polytube | Yes |  | 2022-07-11 |  | PVC | 1976 | Yes |  | 2022-07-11 |  | Non-lead
031215 | 117 BUENA VISTA CT |  | Polytube | Yes |  | 2022-06-30 |  | PVC | 1987 | Yes |  | 2022-06-30 |  | Non-lead
031216 | 22739 BUCCANEER LN |  | Polytube | Yes |  | 2022-11-18 |  | PVC | 1981 | Yes |  | 2022-11-18 |  | Non-lead
031217 | 51 W PLAZA DEL LAGO |  | Unknown, Non-Lead | Yes |  | 2019-06-21 |  | PVC | 2011 | Yes |  | 2019-06-21 |  | Non-lead
031218 | 319 PORTA VISTA CT |  | None | Yes |  | 2022-07-11 |  | None |  | Yes |  | 2022-07-11 |  | Non-lead
031219 | 217 GULFVIEW DR |  | Polytube | Yes |  | 2023-02-02 |  | PVC | 1982 | Yes |  | 2023-02-02 |  | Non-lead
031220 | 88 W PLAZA GRANADA |  | Polytube | Yes |  | 2022-06-30 |  | PVC | 1986 | Yes |  | 2022-06-30 |  | Non-lead
031221 | 119 PONCE DE LEON |  | Polytube | Yes |  | 2022-10-19 |  | PVC | 2007 | Yes |  | 2022-10-19 |  | Non-lead
031222 | 68 W PLAZA GRANADA L |  | Polytube | Yes |  | 2022-06-30 |  | PVC | 1982 | Yes |  | 2022-06-30 |  | Non-lead
031223 | 111 W PLAZA DEL LAGO |  | Polytube | Yes |  | 2022-06-30 |  | PVC | 1987 | Yes |  | 2022-06-30 |  | Non-lead
031224 | 59 W PLAZA GRANADA LO |  | Polytube | Yes |  | 2022-06-30 |  | PVC | 1987 | Yes |  | 2022-06-30 |  | Non-lead
031225 | 280 COSTA BRAVO DR |  | Polytube | Yes |  | 2022-06-30 |  | PVC | 1982 | Yes |  | 2022-06-30 |  | Non-lead
031226 | 17 BASS AVE |  | Polytube | Yes |  | 2022-10-27 |  | PVC | 1965 | Yes |  | 2022-10-27 |  | Non-lead
031227 | 114 PONCE DE LEON DR |  | Polytube | Yes |  | 2022-08-05 |  | PVC | 1996 | Yes |  | 2022-08-05 |  | Non-lead
031229 | 112 W PLAZA DEL SOL |  | Polytube | Yes |  | 2022-06-30 |  | PVC | 1982 | Yes |  | 2022-06-30 |  | Non-lead
031230 | 181 GULFVIEW DR |  | Polytube | Yes |  | 2022-06-30 |  | PVC | 1983 | Yes |  | 2022-06-30 |  | Non-lead
031232 | 152 PLANTATION SHRS DR |  | Polytube | Yes |  | 2022-06-15 |  | PVC | 1987 | Yes |  | 2022-06-15 |  | Non-lead
031233 | 37 BLUE WATER DR |  | Polytube | Yes |  | 2022-07-07 |  | PVC | 1983 | Yes |  | 2022-07-07 |  | Non-lead
031234 | 138 BIMINI DR |  | Polytube | Yes |  | 2024-04-26 |  | PVC | 1982 | Yes |  | 2024-04-26 |  | Non-lead
031235 | 227 ANGLERS SOUTH DR |  | Polytube | Yes |  | 2023-11-27 |  | PVC | 1982 | Yes |  | 2023-11-27 |  | Non-lead
031236 | GULF 720 50TH St |  | Unknown, Non-Lead | Yes |  | 2021-06-29 |  | PVC | 2005 | Yes |  | 2021-06-29 |  | Non-lead
031237 | 310 9TH ST |  | Polytube | Yes |  | 2022-10-22 |  | PVC | 1982 | Yes |  | 2022-10-22 |  | Non-lead
031238 | 300 9TH ST |  | Polytube | Yes |  | 2023-09-06 |  | PVC | 1982 | Yes |  | 2023-09-06 |  | Non-lead
031239 | UNIT 4 A1 115 STIRRUP KEY RD |  | Polytube | Yes |  | 2023-01-25 |  | PVC | 1981 | Yes |  | 2023-01-25 |  | Non-lead
031240 | UNIT 4B2 115 STIRRUP KEY WOOD RD |  | Polytube | Yes |  | 2023-02-07 |  | PVC | 1981 | Yes |  | 2023-02-07 |  | Non-lead
031241 | A2 115 STIRRUP KEY WOOD RD |  | Polytube | Yes |  | 2023-02-01 |  | PVC | 1981 | Yes |  | 2023-02-01 |  | Non-lead
031242 | 114 DORSETT DR |  | Polytube | Yes |  | 2022-10-22 |  | PVC | 1981 | Yes |  | 2022-10-22 |  | Non-lead
031243 | 82 DORSETT DR |  | Copper | Yes |  | 2022-10-22 |  | PVC | 1982 | Yes |  | 2022-10-22 |  | Non-lead
031244 | DOWN 57530 B MORTON ST |  | Polytube | Yes |  | 2022-10-22 |  | PVC | 1981 | Yes |  | 2022-10-22 |  | Non-lead
031246 | 1605 HARBOR DR |  | Polytube | Yes |  | 2023-02-07 |  | PVC | 1984 | Yes |  | 2023-02-07 |  | Non-lead
031247 | OCEAN 840 62ND ST |  | Polytube | Yes |  | 2024-05-20 |  | PVC | 1981 | Yes |  | 2024-05-20 |  | Non-lead
031248 | 551 SOMBRERO BCH RD |  | Unknown, Non-Lead | Yes |  | 2019-10-07 |  | Unknown, Non-Lead | 2002 | Yes |  | 2019-10-07 |  | Non-lead
031249 | 551 SOMBRERO BEACH Rd |  | Polytube | Yes |  | 2023-03-23 |  | PVC | 1986 | Yes |  | 2023-03-23 |  | Non-lead
031250 | OCEAN 430 122ND ST |  | Polytube | Yes |  | 2023-07-28 |  | PVC | 1984 | Yes |  | 2023-07-28 |  | Non-lead
031251 | 2699 SOMBRERO BLVD |  | Polytube | Yes |  | 2022-09-30 |  | PVC | 1982 | Yes |  | 2022-09-30 |  | Non-lead
031252 | 560 49TH OCEAN ST |  | Polytube | Yes |  | 2023-02-13 |  | PVC | 1966 | Yes |  | 2023-02-13 |  | Non-lead
031253 | 381 101ST St |  | Polytube | Yes |  | 2025-07-01 |  | Copper | 1982 | Yes |  | 2025-07-01 |  | Non-lead
031254 | 699 116TH OCEAN ST |  | Polytube | Yes |  | 2023-03-31 |  | PVC | 1981 | Yes |  | 2023-03-31 |  | Non-lead
031255 | 58662 OVERSEAS HWY |  | Polytube | Yes |  | 2022-10-22 |  | PVC | 1987 | Yes |  | 2022-10-22 |  | Non-lead
031256 | 58642 OVERSEAS HWY |  | Polytube | Yes |  | 2023-02-15 |  | PVC | 1987 | Yes |  | 2023-02-15 |  | Non-lead
031257 | RS 300 3RD ST |  | Polytube | Yes |  | 2023-08-28 |  | Polytube | 1982 | Yes |  | 2023-08-28 |  | Non-lead
031258 | 310 3RD LS ST |  | Polytube | Yes |  | 2022-10-22 |  | PVC | 1982 | Yes |  | 2022-10-22 |  | Non-lead
031259 | 2980 DOLPHIN DR |  | Polytube | Yes |  | 2023-01-27 |  | PVC | 1982 | Yes |  | 2023-01-27 |  | Non-lead
031260 | 503 PARK DR |  | Polytube | Yes |  | 2022-07-06 |  | PVC | 2018 | Yes |  | 2022-07-06 |  | Non-lead
031262 | B16L4&5 20946 9TH AVE |  | Polytube | Yes |  | 2022-10-31 |  | PVC | 1982 | Yes |  | 2022-10-31 |  | Non-lead
031263 | 29335 OLEANDER DR |  | Polytube | Yes |  | 2023-06-20 |  | PVC |  | Yes |  | 2023-06-20 |  | Non-lead
031264 | 1114 FLEMING ST |  | Polytube | Yes |  | 2023-01-04 |  | PVC | 1918 | Yes |  | 2023-01-04 |  | Non-lead
031265 | 27311 BARBADOS LN |  | Polytube | Yes |  | 2023-05-04 |  | PVC | 1987 | Yes |  | 2023-05-04 |  | Non-lead
031267 | 8 KARAKARA LN |  | Polytube | Yes |  | 2024-09-24 |  | PVC | 1982 | Yes |  | 2024-09-24 |  | Non-lead
031268 | 74550 OVERSEAS HWY |  | Polytube | Yes |  | 2022-07-05 |  | None | 1983 | Yes |  | 2022-07-05 |  | Non-lead
031269 | 140 8TH ST |  | Unknown, Non-Lead | Yes |  | 2019-09-11 |  | Unknown, Non-Lead | 2006 | Yes |  | 2019-09-11 |  | Non-lead
031270 | 29631 RANGER AVE |  | Polytube | Yes |  | 2024-03-25 |  | PVC | 1982 | Yes |  | 2024-03-25 |  | Non-lead
031271 | 1205 4TH ST |  | Polytube | Yes |  | 2024-08-15 |  | PVC | 1982 | Yes |  | 2024-08-15 |  | Non-lead
031272 | 705 CATHERINE ST |  | Polytube | Yes |  | 2022-10-17 |  | PVC | 1938 | Yes |  | 2022-10-17 |  | Non-lead
031273 | APT REAR 1411 1ST ST |  | Polytube | Yes |  | 2023-04-26 |  | PVC | 1968 | Yes |  | 2023-04-26 |  | Non-lead
031275 | 423 SIMONTON ST |  | Polytube | Yes |  | 2022-10-31 |  | PVC | 1933 | Yes |  | 2022-10-31 |  | Non-lead
031276 | 24266 W CARRIBEAN LT 15 DR |  | Polytube | Yes |  | 2023-04-24 |  | PVC | 1981 | Yes |  | 2023-04-24 |  | Non-lead
031277 | 29563 SARATOGA AVE |  | Polytube | Yes |  | 2022-07-07 |  | PVC | 1982 | Yes |  | 2022-07-07 |  | Non-lead
031280 | 10499 OVERSEAS HWY |  | Unknown, Non-Lead | No |  |  |  | Unknown, Non-Lead | 1988 | No |  |  |  | Non-lead
031281 | 1 ASTER TERR |  | Polytube | Yes |  | 2022-05-05 |  | PVC | 1982 | Yes |  | 2022-05-05 |  | Non-lead
031282 | 30452 EGRET LN |  | Polytube | Yes |  | 2022-11-16 |  | PVC | 1981 | Yes |  | 2022-11-16 |  | Non-lead
031283 | 29185 BOUGANVILLA LANE |  | Polytube | Yes |  | 2022-08-17 |  | PVC | 1981 | Yes |  | 2022-08-17 |  | Non-lead
031284 | 1700 HELENGA DR |  | Polytube | Yes |  | 2023-06-21 |  | PVC | 1956 | Yes |  | 2023-06-21 |  | Non-lead
031285 | 17028 BONEFISH LN W |  | Polytube | Yes |  | 2022-07-08 |  | PVC | 1982 | Yes |  | 2022-07-08 |  | Non-lead
031286 | 30964 OVERSEAS HWY |  | Unknown | Yes |  | 2023-09-15 |  | Unknown | 1984 | Yes |  | 2023-09-15 |  | Lead Status Unknown
031287 | 1517 BUTTONWOOD DR |  | Polytube | Yes |  | 2022-12-15 |  | PVC | 1975 | Yes |  | 2022-12-15 |  | Non-lead
031288 | 24 EVERGREEN TERR |  | Unknown, Non-Lead | Yes |  | 2018-06-06 |  | Unknown, Non-Lead | 2001 | Yes |  | 2018-06-06 |  | Non-lead
031289 | 2221 PATTERSON AVE |  | Polytube | Yes |  | 2023-04-26 |  | PVC | 1982 | Yes |  | 2023-04-26 |  | Non-lead
031292 | 3823 SUNSET DR |  | Polytube | Yes |  | 2023-01-11 |  | PVC | 1982 | Yes |  | 2023-01-11 |  | Non-lead
031293 | 27455 GUADALOUPE LN |  | Polytube | Yes |  | 2022-11-07 |  | PVC | 1982 | Yes |  | 2022-11-07 |  | Non-lead
031294 | 2113 SAN MARCO DR |  | Polytube | Yes |  | 2022-11-30 |  | PVC | 1984 | Yes |  | 2022-11-30 |  | Non-lead
031295 | B 1507 SOMBRERO Blvd |  | Polytube | Yes |  | 2023-06-30 |  | PVC | 1983 | Yes |  | 2023-06-30 |  | Non-lead
031296 | 1509 SOMBRERO BLVD |  | Polytube | Yes |  | 2023-02-21 |  | PVC | 1983 | Yes |  | 2023-02-21 |  | Non-lead
031297 | 1513 SOMBRERO BLVD |  | Unknown, Non-Lead | Yes |  | 2020-10-22 |  | Unknown, Non-Lead | 1988 | Yes |  | 2020-10-22 |  | Non-lead
031298 | 36 EVERGREEN AVE |  | Unknown, Non-Lead | Yes |  | 2021-08-31 |  | Unknown, Non-Lead | 2013 | Yes |  | 2021-08-31 |  | Non-lead
031299 | 30 EVERGREEN AVE |  | Unknown, Non-Lead | Yes |  | 2018-03-07 |  | Unknown, Non-Lead | 2008 | Yes |  | 2018-03-07 |  | Non-lead
031300 | 747 LAFITTE RD |  | Polytube | Yes |  | 2023-05-17 |  | PVC | 1981 | Yes |  | 2023-05-17 |  | Non-lead
031301 | 25 HILTON HAVEN RD |  | Polytube | Yes |  | 2022-10-25 |  | PVC | 1985 | Yes |  | 2022-10-25 |  | Non-lead
031302 | 7904 GULFSTREAM BLVD |  | Polytube | Yes |  | 2023-05-12 |  | PVC | 1985 | Yes |  | 2023-05-12 |  | Non-lead
031303 | LOT 3909 LOUISA ST |  | Polytube | Yes |  | 2023-02-08 |  | PVC | 1980 | Yes |  | 2023-02-08 |  | Non-lead
031304 | OCEAN 928 W 75TH ST |  | Polytube | Yes |  | 2024-03-18 |  | PVC | 1982 | Yes |  | 2024-03-18 |  | Non-lead
031305 | 109 SAGUARO LN |  | Polytube | Yes |  | 2023-03-24 |  | PVC | 1987 | Yes |  | 2023-03-24 |  | Non-lead
031306 | 2018 MANOR LANE |  | Polytube | Yes |  | 2023-04-19 |  | PVC | 1982 | Yes |  | 2023-04-19 |  | Non-lead
031307 | 133 VENETIAN DR |  | Polytube | Yes |  | 2022-06-29 |  | PVC | 1984 | Yes |  | 2022-06-29 |  | Non-lead
031308 | 127 MOCKINGBIRD LNE |  | Polytube | Yes |  | 2024-08-20 |  | PVC | 1983 | Yes |  | 2024-08-20 |  | Non-lead
031309 | 105 AVENUE E |  | Polytube | Yes |  | 2023-11-16 |  | PVC | 1983 | Yes |  | 2023-11-16 |  | Non-lead
031310 | 800 W 63RD OCEAN ST |  | Polytube | Yes |  | 2023-03-30 |  | PVC | 1982 | Yes |  | 2023-03-30 |  | Non-lead
031311 | 142 MOCKINGBIRD LANE |  | Polytube | Yes |  | 2023-10-31 |  | PVC | 1982 | Yes |  | 2023-10-31 |  | Non-lead
031313 | 58335 MORTON ST |  | Polytube | Yes |  | 2022-10-22 |  | PVC | 1981 | Yes |  | 2022-10-22 |  | Non-lead
031314 | 997 W 75TH OCEAN ST |  | Polytube | Yes |  | 2023-01-09 |  | PVC | 1982 | Yes |  | 2023-01-09 |  | Non-lead
031315 | 327 TROPICAL AVE |  | Polytube | Yes |  | 2024-03-25 |  | PVC | 1983 | Yes |  | 2024-03-25 |  | Non-lead
031316 | 108 SUNSET DR |  | Polytube | Yes |  | 2023-02-02 |  | PVC | 1982 | Yes |  | 2023-02-02 |  | Non-lead
031322 | 24580 OVERSEAS HWY |  | Polytube | No |  |  |  | PVC | 1987 | No |  |  |  | Non-lead
031324 | 27382 ST MARTIN LN |  | Polytube | Yes |  | 2023-05-04 |  | PVC | 1982 | Yes |  | 2023-05-04 |  | Non-lead
031327 | 24386 OVERSEAS HWY |  | Unknown, Non-Lead | No |  |  |  | Unknown, Non-Lead | 2007 | No |  |  |  | Non-lead
031328 | 27426 MARTINQUE LN |  | Polytube | Yes |  | 2022-10-13 |  | PVC | 1976 | Yes |  | 2022-10-13 |  | Non-lead
031329 | 19506 SEMINOLE ST |  | Polytube | Yes |  | 2023-02-02 |  | PVC | 1982 | Yes |  | 2023-02-02 |  | Non-lead
031330 | 19484 SEMINOLE ST |  | Polytube | Yes |  | 2023-02-02 |  | PVC | 1982 | Yes |  | 2023-02-02 |  | Non-lead
031331 | 19474 SEMINOLE ST |  | Polytube | Yes |  | 2023-02-02 |  | PVC | 1982 | Yes |  | 2023-02-02 |  | Non-lead
031332 | 19464 SEMINOLE ST |  | Unknown, Non-Lead | No |  |  |  | Unknown, Non-Lead | 2001 | No |  |  |  | Non-lead
031333 | 19454 SEMINOLE ST |  | Unknown, Non-Lead | Yes |  | 2018-01-10 |  | PVC | 2006 | Yes |  | 2018-01-10 |  | Non-lead
031334 | 29468 FLYING CLOUD AVE |  | Polytube | Yes |  | 2022-12-01 |  | PVC | 1984 | Yes |  | 2022-12-01 |  | Non-lead
031335 | 17138 DOLPHIN ST W |  | Unknown | Yes |  | 2024-02-28 |  | Unknown | 1983 | Yes |  | 2024-02-28 |  | Lead Status Unknown
031336 | APT A 67 AVE F |  | Unknown | Yes |  | 2023-07-11 |  | Unknown | 1948 | Yes |  | 2023-07-11 |  | Lead Status Unknown
031337 | APT B 67 AVE F |  | Unknown | Yes |  | 2023-05-04 |  | Unknown | 1948 | Yes |  | 2023-05-04 |  | Lead Status Unknown
031338 | 48 W PLAZA DEL LAGO |  | Unknown | Yes |  | 2024-04-29 |  | Unknown | 1987 | Yes |  | 2024-04-29 |  | Lead Status Unknown
031339 | 136 KAHIKI DR |  | Polytube | Yes |  | 2022-06-15 |  | PVC | 1985 | Yes |  | 2022-06-15 |  | Non-lead
031340 | 400 PALM DR |  | Polytube | Yes |  | 2022-07-29 |  | PVC | 1989 | Yes |  | 2022-07-29 |  | Non-lead
031341 | 9 N MARLIN AVE |  | Polytube | Yes |  | 2022-07-25 |  | PVC | 1982 | Yes |  | 2022-07-25 |  | Non-lead
031343 | 131 STARFISH LN |  | Polytube | Yes |  | 2022-07-19 |  | PVC | 1979 | Yes |  | 2022-07-19 |  | Non-lead
031344 | 111 STARFISH LN |  | Polytube | Yes |  | 2022-07-19 |  | PVC | 1981 | Yes |  | 2022-07-19 |  | Non-lead
031345 | 148 BISCAYNE BLVD |  | Polytube | Yes |  | 2022-06-30 |  | PVC | 1982 | Yes |  | 2022-06-30 |  | Non-lead
031346 | 21 SUNSET RD |  | Polytube | Yes |  | 2022-07-21 |  | PVC | 1982 | Yes |  | 2022-07-21 |  | Non-lead
031347 | GVT L3&4 81100 OLD HWY |  | Polytube | Yes |  | 2023-11-30 |  | PVC | 1982 | Yes |  | 2023-11-30 |  | Non-lead
031349 | 121 W PLAZA GRANADA LO |  | Polytube | Yes |  | 2022-06-21 |  | PVC | 1993 | Yes |  | 2022-06-21 |  | Non-lead
031350 | 128 W PLAZA GRANADA |  | Polytube | Yes |  | 2023-05-11 |  | PVC | 1991 | Yes |  | 2023-05-11 |  | Non-lead
031351 | 55 W PLAZA DEL LAGO L |  | Unknown, Non-Lead | Yes |  | 2022-01-06 |  | Unknown, Non-Lead | 1989 | Yes |  | 2022-01-06 |  | Non-lead
031352 | 186 NAUTILUS DR |  | Polytube | Yes |  | 2022-06-29 |  | PVC | 1984 | Yes |  | 2022-06-29 |  | Non-lead
031353 | 5 S EXUMA RD |  | Polytube | Yes |  | 2022-10-03 |  | PVC | 1972 | Yes |  | 2022-10-03 |  | Non-lead
031354 | 115 STARFISH LN |  | Polytube | Yes |  | 2022-07-19 |  | PVC | 1980 | Yes |  | 2022-07-19 |  | Non-lead
031355 | 63 W PLAZA DEL LAGO L |  | Unknown, Non-Lead | Yes |  | 2021-09-23 |  | Unknown, Non-Lead | 2008 | Yes |  | 2021-09-23 |  | Non-lead
031356 | 251 JASMINE ST |  | Polytube | Yes |  | 2024-01-30 |  | PVC | 1981 | Yes |  | 2024-01-30 |  | Non-lead
031357 | 122 MADEIRA CT |  | Unknown, Non-Lead | No |  |  |  | Unknown, Non-Lead | 2018 | No |  |  |  | Non-lead
031358 | LOT 279 214 BISCAYNE BLVD |  | Polytube | Yes |  | 2022-06-30 |  | PVC | 1972 | Yes |  | 2022-06-30 |  | Non-lead
031359 | 122 PORTA VISTA CT |  | Unknown, Non-Lead | Yes |  | 2018-07-27 |  | Unknown, Non-Lead | 2006 | Yes |  | 2018-07-27 |  | Non-lead
031360 | 131 W PLAZA GRANADA |  | Unknown, Non-Lead | Yes |  | 2021-01-25 |  | Unknown, Non-Lead | 1989 | Yes |  | 2021-01-25 |  | Non-lead
031362 | 422 PALM DR |  | Polytube | Yes |  | 2022-06-29 |  | PVC | 1983 | Yes |  | 2022-06-29 |  | Non-lead
031364 | 117 LISBON CT |  | Unknown, Non-Lead | Yes |  | 2020-08-19 |  | PVC | 1991 | Yes |  | 2020-08-19 |  | Non-lead
031365 | 120 W PLAZA DEL LAGO L |  | Unknown, Non-Lead | No |  |  |  | Unknown, Non-Lead | 1998 | No |  |  |  | Non-lead
031366 | 131 VILLABELLA DR |  | Polytube | Yes |  | 2022-06-21 |  | PVC | 1984 | Yes |  | 2022-06-21 |  | Non-lead
031367 | 45 INLET DR |  | Polytube | Yes |  | 2023-05-04 |  | PVC | 1986 | Yes |  | 2023-05-04 |  | Non-lead
031368 | 120 BUTTONWOOD LN |  | Polytube | Yes |  | 2022-06-27 |  | PVC | 1983 | Yes |  | 2022-06-27 |  | Non-lead
031369 | 83 W PLAZA DEL LAGO L |  | Unknown, Non-Lead | No |  |  |  | Unknown, Non-Lead | 1988 | No |  |  |  | Non-lead
031370 | 113 MADEIRA CT |  | Unknown, Non-Lead | Yes |  | 2018-04-18 |  | PVC | 1988 | Yes |  | 2018-04-18 |  | Non-lead
031371 | 134 LISBON CT |  | Unknown, Non-Lead | Yes |  | 2019-12-23 |  | Unknown, Non-Lead | 2002 | Yes |  | 2019-12-23 |  | Non-lead
031372 | 811 MADRID RD |  | Polytube | Yes |  | 2023-02-08 |  | PVC | 1982 | Yes |  | 2023-02-08 |  | Non-lead
031373 | 198 BISCAYNE BLVD |  | Polytube | Yes |  | 2022-06-30 |  | PVC | 1986 | Yes |  | 2022-06-30 |  | Non-lead
031374 | 813 MADRID ST |  | Polytube | Yes |  | 2023-02-08 |  | PVC | 1982 | Yes |  | 2023-02-08 |  | Non-lead
031376 | 110 CONTESSA CT |  | Polytube | Yes |  | 2022-06-30 |  | PVC | 1986 | Yes |  | 2022-06-30 |  | Non-lead
031377 | 108 W PLAZA DEL LAGO L |  | Polytube | Yes |  | 2022-06-30 |  | PVC | 1983 | Yes |  | 2022-06-30 |  | Non-lead
031378 | 107 W PLAZA DEL SOL |  | Polytube | Yes |  | 2023-01-12 |  | PVC | 1988 | Yes |  | 2023-01-12 |  | Non-lead
031379 | L112 43 W PLAZA GRANADA |  | Polytube | Yes |  | 2022-06-30 |  | PVC | 1987 | Yes |  | 2022-06-30 |  | Non-lead
031380 | 128 BUENA VISTA CT |  | Polytube | Yes |  | 2022-06-30 |  | PVC | 1987 | Yes |  | 2022-06-30 |  | Non-lead
031381 | 205 GULFVIEW DR |  | Polytube | Yes |  | 2022-06-30 |  | PVC | 1984 | Yes |  | 2022-06-30 |  | Non-lead
031382 | 308 CALAMONDIN ST |  | Polytube | Yes |  | 2023-05-19 |  | PVC | 1984 | Yes |  | 2023-05-19 |  | Non-lead
031383 | 203 GULFVIEW DR |  | Unknown, Non-Lead | Yes |  | 2019-07-19 |  | PVC | 1990 | Yes |  | 2019-07-19 |  | Non-lead
031384 | 225 EL CAPITAN DR |  | Polytube | Yes |  | 2022-06-30 |  | PVC | 1987 | Yes |  | 2022-06-30 |  | Non-lead
031385 | 227 EL CAPITAN DR |  | Polytube | Yes |  | 2023-06-02 |  | PVC | 1987 | Yes |  | 2023-06-02 |  | Non-lead
031386 | 233 GLENDALE DR |  | Polytube | Yes |  | 2022-11-10 |  | PVC | 1981 | Yes |  | 2022-11-10 |  | Non-lead
031387 | 106 COURT CONTESSA |  | Polytube | Yes |  | 2022-06-30 |  | PVC | 1986 | Yes |  | 2022-06-30 |  | Non-lead
031388 | 142 DUBONNET RD |  | Polytube | Yes |  | 2023-02-09 |  | PVC | 1978 | Yes |  | 2023-02-09 |  | Non-lead
031389 | 151 DUBONNET RD |  | Polytube | Yes |  | 2023-02-09 |  | PVC | 1980 | Yes |  | 2023-02-09 |  | Non-lead
031390 | 55 W PLAZA GRANADA |  | Polytube | Yes |  | 2022-04-06 |  | None | 1993 | Yes |  | 2022-04-06 |  | Non-lead
031391 | 420 S COCONUT PALM BLVD |  | Polytube | Yes |  | 2022-06-13 |  | PVC | 1984 | Yes |  | 2022-06-13 |  | Non-lead
031392 | 254 MOHAWK ST |  | Unknown, Non-Lead | Yes |  | 2021-01-26 |  | Polytube | 1989 | Yes |  | 2021-01-26 |  | Non-lead
031393 | 323 TOLLGATE SHORES Dr |  | Polytube | Yes |  | 2022-06-29 |  | PVC | 1981 | Yes |  | 2022-06-29 |  | Non-lead
031394 | 100 W PLAZA DEL SOL |  | Polytube | Yes |  | 2022-06-30 |  | PVC | 1983 | Yes |  | 2022-06-30 |  | Non-lead
031395 | 113 PALO DE ORO DR |  | Polytube | Yes |  | 2023-02-01 |  | PVC | 1976 | Yes |  | 2023-02-01 |  | Non-lead
031396 | 832 BONITO LN |  | Unknown, Non-Lead | Yes |  | 2022-02-11 |  | Unknown, Non-Lead | 1991 | Yes |  | 2022-02-11 |  | Non-lead
031397 | 138 OCEAN VIEW DR |  | Unknown, Non-Lead | Yes |  | 2018-06-21 |  | Unknown, Non-Lead | 1993 | Yes |  | 2018-06-21 |  | Non-lead
031398 | L98 99 W PLAZA GRANADA |  | Unknown, Non-Lead | No |  |  |  | Unknown, Non-Lead | 1989 | No |  |  |  | Non-lead
031399 | IRRIGATION 183 INDIAN MOUND TRL |  | Polytube | Yes |  | 2023-03-31 |  | PVC | 2019 | Yes |  | 2023-03-31 |  | Non-lead
031401 | 222 BISCAYNE BLVD |  | Polytube | Yes |  | 2022-06-30 |  | PVC | 1984 | Yes |  | 2022-06-30 |  | Non-lead
031402 | 118 PUEBLO ST |  | Polytube | Yes |  | 2022-06-02 |  | PVC | 1982 | Yes |  | 2022-06-02 |  | Non-lead
031403 | 240 COSTA BRAVO |  | Unknown, Non-Lead | Yes |  | 2022-01-31 |  | Unknown, Non-Lead | 1990 | Yes |  | 2022-01-31 |  | Non-lead
031404 | 127 E RIDGE RD |  | Polytube | No |  |  |  | PVC | 1999 | No |  |  |  | Non-lead
031405 | L3,12 70 SILVER SPRINGS DR |  | Polytube | Yes |  | 2023-01-30 |  | PVC | 1958 | Yes |  | 2023-01-30 |  | Non-lead
031407 | 207 GULFVIEW Dr |  | Polytube | Yes |  | 2023-07-31 |  | PVC | 1982 | Yes |  | 2023-07-31 |  | Non-lead
031408 | 167 ORLANDO DR |  | Polytube | Yes |  | 2022-06-09 |  | PVC | 1986 | Yes |  | 2022-06-09 |  | Non-lead
031409 | APT B 14 ATLANTIC (RS DUP AVE |  | Polytube | Yes |  | 2023-10-04 |  | PVC | 1987 | Yes |  | 2023-10-04 |  | Non-lead
031410 | APT A LEFT 14 ATLANTIC AVE |  | Polytube | Yes |  | 2024-01-31 |  | PVC | 1987 | Yes |  | 2024-01-31 |  | Non-lead
031411 | 1008 VENETIAN Blvd |  | Polytube | Yes |  | 2022-06-08 |  | PVC | 1975 | Yes |  | 2022-06-08 |  | Non-lead
031412 | 216 W INDIES RD |  | Polytube | Yes |  | 2022-09-21 |  | PVC | 1981 | Yes |  | 2022-09-21 |  | Non-lead
031413 | 214 W INDIES RD |  | Polytube | Yes |  | 2024-08-29 |  | PVC | 1981 | Yes |  | 2024-08-29 |  | Non-lead
031414 | 76 W PLAZA GRANADA |  | Unknown, Non-Lead | Yes |  | 2018-08-06 |  | Unknown, Non-Lead | 1990 | Yes |  | 2018-08-06 |  | Non-lead
031415 | 117 MADEIRA |  | Polytube | Yes |  | 2022-06-30 |  | PVC | 1985 | Yes |  | 2022-06-30 |  | Non-lead
031416 | 210 BUTTONWOOD Ln |  | Polytube | Yes |  | 2022-06-29 |  | PVC | 1962 | Yes |  | 2022-06-29 |  | Non-lead
031417 | 193 EL CAPITAN DR |  | Polytube | Yes |  | 2023-10-02 |  | PVC | 1985 | Yes |  | 2023-10-02 |  | Non-lead
031418 | 195 EL CAPITAN DR |  | Polytube | Yes |  | 2022-06-30 |  | PVC | 1985 | Yes |  | 2022-06-30 |  | Non-lead
031419 | 137 EL CAPITAN DR |  | Unknown, Non-Lead | No |  |  |  | Unknown, Non-Lead | 2002 | No |  |  |  | Non-lead
031420 | 103 W PLAZA DEL LAGO |  | Polytube | Yes |  | 2022-06-30 |  | PVC |  | Yes |  | 2022-06-30 |  | Non-lead
031421 | 263 PUEBLO ST |  | Polytube | Yes |  | 2022-06-02 |  | PVC | 1983 | Yes |  | 2022-06-02 |  | Non-lead
031422 | 117 EL CAPITAN DR |  | Unknown, Non-Lead | Yes |  | 2022-03-21 |  | PVC | 1991 | Yes |  | 2022-03-21 |  | Non-lead
031423 | 47 W PLAZA GRANADA |  | Polytube | Yes |  | 2022-06-30 |  | PVC | 1987 | Yes |  | 2022-06-30 |  | Non-lead
031424 | 44 W PLAZA GRANADA |  | Polytube | Yes |  | 2022-06-30 |  | PVC | 1987 | Yes |  | 2022-06-30 |  | Non-lead
031425 | MASTER- 7 A 94220 OVERSEAS Hwy |  | Polytube | Yes |  | 2023-08-22 |  | PVC | 1982 | Yes |  | 2023-08-22 |  | Non-lead
031427 | 81954 OVERSEAS Hwy |  | Polytube | Yes |  | 2022-06-23 |  | PVC | 1980 | Yes |  | 2022-06-23 |  | Non-lead
031428 | UNIT A101 104500 OVERSEAS HWY |  | Polytube | Yes |  | 2022-10-13 |  | PVC | 1981 | Yes |  | 2022-10-13 |  | Non-lead
031429 | A-201 104500 OVERSEAS HWY |  | Polytube | Yes |  | 2023-05-04 |  | PVC | 1981 | Yes |  | 2023-05-04 |  | Non-lead
031430 | A-301 104500 OVERSEAS HWY |  | Polytube | Yes |  | 2022-10-20 |  | PVC | 1981 | Yes |  | 2022-10-20 |  | Non-lead
031431 | A-401 104500 OVERSEAS HWY |  | Polytube | Yes |  | 2023-05-04 |  | PVC | 1981 | Yes |  | 2023-05-04 |  | Non-lead
031432 | UNIT B101 104500 OVERSEAS HWY |  | Copper | Yes |  | 2023-05-04 |  | PVC | 1981 | Yes |  | 2023-05-04 |  | Non-lead
031433 | B-201 104500 OVERSEAS HWY |  | Polytube | Yes |  | 2022-05-31 |  | PVC | 1981 | Yes |  | 2022-05-31 |  | Non-lead
031434 | UNIT B301 104500 OVERSEAS HWY |  | Copper | Yes |  | 2023-05-04 |  | PVC | 1981 | Yes |  | 2023-05-04 |  | Non-lead
031435 | UNIT B-401 104500 OVERSEAS HWY |  | Polytube | Yes |  | 2023-05-04 |  | PVC | 1981 | Yes |  | 2023-05-04 |  | Non-lead
031436 | 29760 JOURNEYS END RD |  | Polytube | Yes |  | 2023-10-25 |  | PVC | 1981 | Yes |  | 2023-10-25 |  | Non-lead
031437 | 29 FLIPPER RD |  | Unknown, Non-Lead | No |  |  |  | Unknown, Non-Lead | 2006 | No |  |  |  | Non-lead
031438 | 22410 JOLLY ROGER DR |  | Polytube | Yes |  | 2023-10-16 |  | PVC | 1982 | Yes |  | 2023-10-16 |  | Non-lead
031439 | 93 BAY DR |  | Polytube | Yes |  | 2022-09-15 |  | PVC | 1982 | Yes |  | 2022-09-15 |  | Non-lead
031440 | 24816 OVERSEAS HWY |  | Polytube | Yes |  | 2024-06-26 |  | PVC | 1960 | Yes |  | 2024-06-26 |  | Non-lead
031441 | 24794 OVERSEAS HWY |  | Polytube | Yes |  | 2023-04-25 |  | PVC | 1982 | Yes |  | 2023-04-25 |  | Non-lead
031442 | 82100 OVERSEAS HWY |  | PVC | Yes |  | 2022-07-15 |  | PVC | 1973 | Yes |  | 2022-07-15 |  | Non-lead
031443 | 7 TAMARIND DR |  | Polytube | Yes |  | 2023-07-25 |  | PVC | 1981 | Yes |  | 2023-07-25 |  | Non-lead
031444 | 26971 SHANNAHAN Rd |  | Polytube | Yes |  | 2022-09-26 |  | PVC | 1958 | Yes |  | 2022-09-26 |  | Non-lead
031445 | 1081 SUGARLOAF |  | Unknown, Non-Lead | Yes |  | 2024-06-21 |  | Unknown, Non-Lead | 2009 | Yes |  | 2024-06-21 |  | Non-lead
031446 | 153 KEY HAVEN RD |  | Polytube | Yes |  | 2024-08-27 |  | PVC | 1986 | Yes |  | 2024-08-27 |  | Non-lead
031447 | 20 FLIPPER RD |  | Polytube | Yes |  | 2024-09-03 |  | PVC | 1986 | Yes |  | 2024-09-03 |  | Non-lead
031449 | 22968 DRAKE LANE |  | Polytube | Yes |  | 2024-08-26 |  | PVC | 1981 | Yes |  | 2024-08-26 |  | Non-lead
031450 | APT 1 1008 GRINNELL ST |  | Polytube | Yes |  | 2023-03-16 |  | PVC | 1981 | Yes |  | 2023-03-16 |  | Non-lead
031451 | APT D 1008 GRINNELL ST |  | Polytube | Yes |  | 2023-03-16 |  | PVC | 1943 | Yes |  | 2023-03-16 |  | Non-lead
031452 | #A 100 INDUSTRIAL RD |  | Polytube | Yes |  | 2022-07-15 |  | PVC | 1983 | Yes |  | 2022-07-15 |  | Non-lead
031453 | 2407 N ROOSEVELT BLVD |  | Polytube | Yes |  | 2022-09-16 |  | PVC | 1987 | Yes |  | 2022-09-16 |  | Non-lead
031454 | 19286 HANSEN TRL |  | Polytube | Yes |  | 2023-01-31 |  | PVC | 1981 | Yes |  | 2023-01-31 |  | Non-lead
031455 | 17075 W KINGFISH LN |  | Polytube | Yes |  | 2024-03-28 |  | PVC | 1967 | Yes |  | 2024-03-28 |  | Non-lead
031456 | 22728 BLACKBEARD RD |  | Polytube | Yes |  | 2022-08-26 |  | PVC | 1982 | Yes |  | 2022-08-26 |  | Non-lead
031458 | 17125 WAHOO LN |  | Polytube | Yes |  | 2023-05-04 |  | PVC | 1982 | Yes |  | 2023-05-04 |  | Non-lead
031459 | 60 BAY DR |  | Polytube | Yes |  | 2024-05-30 |  | PVC | 1982 | Yes |  | 2024-05-30 |  | Non-lead
031461 | 861 12TH ST |  | PVC | Yes |  | 2024-01-10 |  | PVC | 1984 | Yes |  | 2022-05-13 |  | Non-lead
031462 | 181 E CARROLL ST |  | PVC | Yes |  | 2022-06-28 |  | PVC | 1952 | Yes |  | 2022-06-28 |  | Non-lead
031463 | 372 STIRRUP KEY BLVD |  | Polytube | Yes |  | 2024-05-16 |  | PVC | 1982 | Yes |  | 2024-05-16 |  | Non-lead
031464 | 354 E SEAVIEW DR |  | Polytube | Yes |  | 2023-04-11 |  | PVC | 1984 | Yes |  | 2023-04-11 |  | Non-lead
031465 | 322 STIRRUP KEY BLVD |  | Polytube | Yes |  | 2023-06-21 |  | PVC | 1982 | Yes |  | 2023-06-21 |  | Non-lead
031467 | 260 1ST ST |  | Polytube | Yes |  | 2024-04-25 |  | PVC | 1983 | Yes |  | 2024-04-25 |  | Non-lead
031468 | MASTER 130 COCO PLUM DR |  | Polytube | Yes |  | 2022-10-22 |  | PVC | 1984 | Yes |  | 2022-10-22 |  | Non-lead
031469 | 142 N INDIES DR |  | Polytube | Yes |  | 2022-10-22 |  | PVC | 1985 | Yes |  | 2022-10-22 |  | Non-lead
031472 | 109 COCO PLUM DR |  | Polytube | Yes |  | 2022-10-22 |  | PVC | 1983 | Yes |  | 2022-10-22 |  | Non-lead
031473 | 3A1 113 STIRRUP KEY WOOD RD |  | Polytube | Yes |  | 2023-05-31 |  | PVC | 1981 | Yes |  | 2023-05-31 |  | Non-lead
031474 | UNIT 3-A2 113 STIRRUP KEY WOOD RD |  | Polytube | Yes |  | 2023-12-01 |  | PVC | 1981 | Yes |  | 2023-12-01 |  | Non-lead
031475 | UNIT 3B1 113 STIRRUP KEY WOOD RD |  | Polytube | Yes |  | 2023-12-08 |  | PVC | 1981 | Yes |  | 2023-12-08 |  | Non-lead
031476 | UNIT 3B2 113 STIRRUP KEY WOOD RD |  | Polytube | Yes |  | 2024-07-18 |  | PVC | 1981 | Yes |  | 2024-07-18 |  | Non-lead
031477 | APT 2A2 111 STIRRUP KEY WOOD RD |  | Polytube | Yes |  | 2023-11-29 |  | PVC | 1981 | Yes |  | 2023-11-29 |  | Non-lead
031478 | APT 2A1 111 STIRRUP KEY WOOD RD |  | Polytube | Yes |  | 2024-05-14 |  | PVC | 1981 | Yes |  | 2024-05-14 |  | Non-lead
031479 | APT 2B2 111 STIRRUP KEY WOODS Rd |  | Polytube | Yes |  | 2023-04-21 |  | PVC | 1981 | Yes |  | 2023-04-21 |  | Non-lead
031480 | 2 B1 111 STIRRUP KEY WOOD RD |  | Polytube | Yes |  | 2023-02-21 |  | PVC | 1981 | Yes |  | 2023-02-21 |  | Non-lead
031481 | 70 PELICAN RD |  | Polytube | Yes |  | 2024-04-17 |  | PVC |  | Yes |  | 2024-04-17 |  | Non-lead
031483 | #1 12550 OVERSEAS HWY |  | Unknown, Non-Lead | No |  |  |  | No Piping | Vacant | No |  |  |  | Non-lead
031485 | 178 S INDIES DR |  | Polytube | Yes |  | 2022-10-22 |  | PVC | 1983 | Yes |  | 2022-10-22 |  | Non-lead
031486 | #UP 1209 BAY ST |  | PVC | Yes |  | 2023-04-26 |  | PVC | 1950 | Yes |  | 2023-04-26 |  | Non-lead
031487 | 22992 HAWKINS LN |  | Polytube | Yes |  | 2022-12-28 |  | PVC | 1982 | Yes |  | 2022-12-28 |  | Non-lead
031488 | 22923 DIRK LN |  | Polytube | Yes |  | 2022-12-28 |  | PVC | 1981 | Yes |  | 2022-12-28 |  | Non-lead
031489 | 31 LAUREL AVE |  | Unknown, Non-Lead | No |  |  |  | No Piping | 1943 | No |  |  |  | Non-lead
031490 | #31 5670 LAUREL AVE |  | Polytube | Yes |  | 2023-03-08 |  | PVC | 1943 | Yes |  | 2023-03-08 |  | Non-lead
031491 | TAMARAC PARK 125 SEA LN |  | Unknown, Non-Lead | No |  |  |  | Unknown, Non-Lead | 2006 | No |  |  |  | Non-lead
031494 | 852 BIG PINE AVE |  | Polytube | Yes |  | 2022-12-08 |  | PVC | 1982 | Yes |  | 2022-12-08 |  | Non-lead
031495 | 3761 GUMBO LIMBO ST |  | Polytube | Yes |  | 2023-01-11 |  | PVC | 1985 | Yes |  | 2023-01-11 |  | Non-lead
031496 | 101 W PLAZA GRANADA |  | Polytube | Yes |  | 2022-06-30 |  | PVC | 1976 | Yes |  | 2022-06-30 |  | Non-lead
031497 | 3931 GORDON RD |  | Polytube | Yes |  | 2023-01-12 |  | PVC | 1982 | Yes |  | 2023-01-12 |  | Non-lead
031498 | UNIT A102 104500 OVERSEAS HWY |  | Copper | Yes |  | 2023-05-04 |  | PVC | 1981 | Yes |  | 2023-05-04 |  | Non-lead
031499 | A-202 104500 OVERSEAS HWY |  | Copper | Yes |  | 2023-05-04 |  | PVC | 1981 | Yes |  | 2023-05-04 |  | Non-lead
031500 | UNIT A302 104500 OVERSEAS HWY |  | Copper | Yes |  | 2023-05-04 |  | PVC | 1981 | Yes |  | 2023-05-04 |  | Non-lead
031501 | A402 104500 OVERSEAS HWY |  | Copper | Yes |  | 2023-05-04 |  | PVC | 1981 | Yes |  | 2023-05-04 |  | Non-lead
031502 | 104500 BLDG A HOUSE ME |  | Polytube | Yes |  | 2024-06-05 |  | PVC | 1981 | Yes |  | 2024-06-05 |  | Non-lead
031503 | UNIT B-102 104500 OVERSEAS HWY |  | Polytube | Yes |  | 2023-05-04 |  | PVC | 1981 | Yes |  | 2023-05-04 |  | Non-lead
031504 | B-202 104500 OVERSEAS HWY |  | Polytube | Yes |  | 2023-05-04 |  | PVC | 1981 | Yes |  | 2023-05-04 |  | Non-lead
031505 | UNIT B302 104500 OVERSEAS BLDG B HWY |  | Copper | Yes |  | 2023-05-04 |  | PVC | 1981 | Yes |  | 2023-05-04 |  | Non-lead
031506 | UNIT B402 104500 OVERSEAS BLDG B HWY |  | Copper | Yes |  | 2023-05-04 |  | PVC | 1981 | Yes |  | 2023-05-04 |  | Non-lead
031507 | BLDG B 104500 HOUSE METER 9&10 |  | Polytube | Yes |  | 2023-05-04 |  | PVC | 1981 | Yes |  | 2023-05-04 |  | Non-lead
031508 | A-203 104500 OVERSEAS HWY |  | Copper | Yes |  | 2023-05-04 |  | PVC | 1981 | Yes |  | 2023-05-04 |  | Non-lead
031509 | A-103 104500 OVERSEAS HWY |  | Copper | Yes |  | 2023-05-04 |  | PVC | 1981 | Yes |  | 2023-05-04 |  | Non-lead
031510 | A-303 104500 OVERSEAS BLDG A HWY |  | Copper | Yes |  | 2023-05-04 |  | PVC | 1981 | Yes |  | 2023-05-04 |  | Non-lead
031511 | A-403 104500 OVERSEAS HWY |  | Copper | Yes |  | 2023-05-04 |  | PVC | 1981 | Yes |  | 2023-05-04 |  | Non-lead
031512 | UNIT B103 104500 OVERSEAS HWY |  | Polytube | Yes |  | 2023-05-04 |  | PVC | 1981 | Yes |  | 2023-05-04 |  | Non-lead
031513 | UNIT B203 104500 OVERSEAS HWY |  | Copper | Yes |  | 2023-05-04 |  | PVC | 1981 | Yes |  | 2023-05-04 |  | Non-lead
031514 | B303 104500 OVERSEAS HWY |  | Polytube | Yes |  | 2023-05-04 |  | PVC | 1981 | Yes |  | 2023-05-04 |  | Non-lead
031515 | B403 104500 OVERSEAS HWY |  | Polytube | Yes |  | 2023-05-04 |  | PVC | 1981 | Yes |  | 2023-05-04 |  | Non-lead
031516 | A-104 104500 OVERSEAS HWY |  | Polytube | Yes |  | 2023-05-04 |  | PVC | 1981 | Yes |  | 2023-05-04 |  | Non-lead
031517 | A204 104500 OVERSEAS HWY |  | Polytube | Yes |  | 2023-05-04 |  | PVC | 1981 | Yes |  | 2023-05-04 |  | Non-lead
031518 | A-304 104500 OVERSEAS HWY |  | Polytube | Yes |  | 2023-05-04 |  | PVC | 1981 | Yes |  | 2023-05-04 |  | Non-lead
031519 | A-404 104500 OVERSEAS HWY |  | Polytube | Yes |  | 2023-05-04 |  | PVC | 1981 | Yes |  | 2023-05-04 |  | Non-lead
031520 | B-104 104500 OVERSEAS BLDG B HWY |  | Polytube | Yes |  | 2023-05-04 |  | PVC | 1981 | Yes |  | 2023-05-04 |  | Non-lead
031521 | B-204 104500 BLDG B APT 204 L |  | Polytube | Yes |  | 2024-08-26 |  | PVC | 1981 | Yes |  | 2024-08-26 |  | Non-lead
031522 | UNIT B304 104500 OVERSEAS HWY |  | Polytube | Yes |  | 2023-05-04 |  | PVC | 1981 | Yes |  | 2023-05-04 |  | Non-lead
031523 | B-404 104500 OVERSEAS HWY |  | Polytube | Yes |  | 2023-05-04 |  | PVC | 1981 | Yes |  | 2023-05-04 |  | Non-lead
031524 | C-201 104500 OVERSEAS HWY |  | Polytube | Yes |  | 2023-05-04 |  | PVC | 1981 | Yes |  | 2023-05-04 |  | Non-lead
031525 | UNIT C101 104500 OVERSEAS HWY |  | Polytube | Yes |  | 2023-05-04 |  | PVC | 1981 | Yes |  | 2023-05-04 |  | Non-lead
031526 | C-301 104500 OVERSEAS HWY |  | Polytube | Yes |  | 2023-05-04 |  | PVC | 1981 | Yes |  | 2023-05-04 |  | Non-lead
031527 | C-202 104500 OVERSEAS HWY |  | Polytube | Yes |  | 2023-05-04 |  | PVC | 1981 | Yes |  | 2023-05-04 |  | Non-lead
031528 | UNIT C102 104500 OVERSEAS HWY |  | Polytube | Yes |  | 2023-05-04 |  | PVC | 1981 | Yes |  | 2023-05-04 |  | Non-lead
031529 | C-302 104500 OVERSEAS HWY |  | Polytube | Yes |  | 2023-09-06 |  | PVC | 1981 | Yes |  | 2023-09-06 |  | Non-lead
031530 | C-402 104500 OVERSEAS HWY |  | Polytube | Yes |  | 2023-05-04 |  | PVC | 1981 | Yes |  | 2023-05-04 |  | Non-lead
031531 | APT C-303 104500 OVERSEAS HWY |  | Polytube | Yes |  | 2023-05-04 |  | PVC | 1981 | Yes |  | 2023-05-04 |  | Non-lead
031532 | UNIT C403 104500 OVERSEAS HWY |  | Polytube | Yes |  | 2022-12-30 |  | PVC | 1981 | Yes |  | 2022-12-30 |  | Non-lead
031533 | C-104 104500 OVERSEAS HWY |  | Polytube | Yes |  | 2023-05-04 |  | PVC | 1981 | Yes |  | 2023-05-04 |  | Non-lead
031534 | BLDG C 104500 OVERSEAS HWY |  | Polytube | Yes |  | 2023-05-04 |  | PVC | 1981 | Yes |  | 2023-05-04 |  | Non-lead
031535 | C-203 104500 OVERSEAS BLDG C UNIT |  | Polytube | Yes |  | 2023-05-04 |  | PVC | 1981 | Yes |  | 2023-05-04 |  | Non-lead
031536 | C-103 104500 OVERSEAS HWY |  | Polytube | Yes |  | 2023-05-04 |  | PVC | 1981 | Yes |  | 2023-05-04 |  | Non-lead
031537 | C-304 104500 OVERSEAS HWY |  | Polytube | Yes |  | 2023-05-04 |  | PVC | 1981 | Yes |  | 2023-05-04 |  | Non-lead
031538 | C-404 104500 OVERSEAS HWY |  | Polytube | Yes |  | 2023-05-04 |  | PVC | 1981 | Yes |  | 2023-05-04 |  | Non-lead
031539 | UNIT C205 104500 OVERSEAS HWY |  | Polytube | Yes |  | 2023-05-03 |  | PVC | 1981 | Yes |  | 2023-05-03 |  | Non-lead
031540 | C-105 104500 OVERSEAS HWY |  | Polytube | Yes |  | 2023-05-04 |  | PVC | 1981 | Yes |  | 2023-05-04 |  | Non-lead
031541 | C-204 104500 OVERSEAS BLDG C APT 2 |  | Polytube | Yes |  | 2024-08-07 |  | PVC | 1981 | Yes |  | 2024-08-07 |  | Non-lead
031542 | C-305 104500 OVERSEAS BLDG C APT 3 |  | Polytube | Yes |  | 2023-05-04 |  | PVC | 1981 | Yes |  | 2023-05-04 |  | Non-lead
031544 | 105 LE SERRA LN |  | Polytube | Yes |  | 2022-07-05 |  | PVC | 1982 | Yes |  | 2022-07-05 |  | Non-lead
031545 | 4 JEAN LAFITTE LN |  | Polytube | Yes |  | 2023-01-30 |  | PVC | 1976 | Yes |  | 2023-01-30 |  | Non-lead
031546 | 9810 DOCKSIDE BLDG 3- AVE |  | PVC | Yes |  | 2023-05-04 |  | PVC | 1981 | Yes |  | 2023-05-04 |  | Non-lead
031547 | 9804 WINDWARD BLDG 1 AVE |  | Polytube | Yes |  | 2023-05-04 |  | PVC | 1981 | Yes |  | 2023-05-04 |  | Non-lead
031548 | 461 BAHIA AVE |  | Polytube | Yes |  | 2022-08-22 |  | PVC | 1994 | Yes |  | 2022-08-22 |  | Non-lead
031549 | UNIT 74 9801 DOCKSIDE DR |  | PVC | Yes |  | 2023-05-04 |  | PVC | 1981 | Yes |  | 2023-05-04 |  | Non-lead
031550 | 137 CASA COURT DR |  | Polytube | Yes |  | 2023-02-10 |  | PVC | 1981 | Yes |  | 2023-02-10 |  | Non-lead
031551 | 230 BISCAYNE BLVD |  | Polytube | Yes |  | 2022-06-30 |  | PVC | 1987 | Yes |  | 2022-06-30 |  | Non-lead
031552 | 33 S BOUNTY LN |  | Polytube | Yes |  | 2023-01-31 |  | PVC | 1981 | Yes |  | 2023-01-31 |  | Non-lead
031553 | 325 SOUND DR |  | Polytube | Yes |  | 2022-11-03 |  | PVC | 1984 | Yes |  | 2022-11-03 |  | Non-lead
031554 | 99353 OVERSEAS HWY |  | Polytube | Yes |  | 2023-01-31 |  | PVC | 1981 | Yes |  | 2023-01-31 |  | Non-lead
031555 | PEN KEY CLUB UNIT 2 82990 OVERSEAS HWY |  | Polytube | Yes |  | 2022-09-23 |  | PVC | 1982 | Yes |  | 2022-09-23 |  | Non-lead
031556 | 68250 OVERSEAS HWY |  | Polytube | Yes |  | 2022-06-08 |  | PVC | 2006 | Yes |  | 2022-06-08 |  | Non-lead
031557 | #1 86500 OVERSEAS HWY |  | Polytube | Yes |  | 2022-06-13 |  | PVC | 1982 | Yes |  | 2022-06-13 |  | Non-lead
031558 | 139 PEARL AVE |  | Polytube | Yes |  | 2024-07-15 |  | PVC | 1982 | Yes |  | 2024-07-15 |  | Non-lead
031559 | 215 W INDIES [UP] RD |  | Polytube | Yes |  | 2022-09-21 |  | PVC | 1981 | Yes |  | 2022-09-21 |  | Non-lead
031560 | 9824 MARINERS UNIT 110 AVE |  | PVC | Yes |  | 2023-05-04 |  | PVC | 1981 | Yes |  | 2023-05-04 |  | Non-lead
031561 | 242 LIGNUMVITAE DR |  | Polytube | Yes |  | 2024-08-08 |  | PVC | 1984 | Yes |  | 2024-08-08 |  | Non-lead
031562 | 1 MICHAEL DR |  | Polytube | Yes |  | 2023-05-04 |  | PVC | 1977 | Yes |  | 2023-05-04 |  | Non-lead
031563 | BAHIA BLDG 6 AVE |  | Polytube | Yes |  | 2023-02-02 |  | PVC | 1983 | Yes |  | 2023-02-02 |  | Non-lead
031564 | APT B BAHIA BLDG 6 AVE |  | Polytube | Yes |  | 2023-02-02 |  | PVC | 1983 | Yes |  | 2023-02-02 |  | Non-lead
031565 | BAHIA BLDG 6 AVE |  | Polytube | Yes |  | 2023-02-02 |  | PVC | 1983 | Yes |  | 2023-02-02 |  | Non-lead
031566 | BLDG 6 417 BAHIA AVE |  | Polytube | Yes |  | 2022-07-08 |  | PVC | 1983 | Yes |  | 2022-07-08 |  | Non-lead
031567 | . CARIBBEAN DR / 417 BAHIA |  | Polytube | Yes |  | 2022-07-08 |  | PVC | 1983 | Yes |  | 2022-07-08 |  | Non-lead
031568 | CARRIBEAN BLD DR |  | Polytube | Yes |  | 2022-11-10 |  | PVC | 1983 | Yes |  | 2022-11-10 |  | Non-lead
031569 | CARRIBEAN DRIVE |  | Polytube | Yes |  | 2022-11-10 |  | PVC | 1983 | Yes |  | 2022-11-10 |  | Non-lead
031570 | APT D CARRIBEAN BLDG 3 DR |  | Polytube | Yes |  | 2022-11-10 |  | PVC | 1983 | Yes |  | 2022-11-10 |  | Non-lead
031571 | 50 ANDROS RD |  | Polytube | Yes |  | 2022-09-26 |  | PVC | 1983 | Yes |  | 2022-09-26 |  | Non-lead
031572 | 1029 ADAMS DR |  | Polytube | Yes |  | 2023-02-08 |  | PVC | 1982 | Yes |  | 2023-02-08 |  | Non-lead
031573 | 633 CUDA LN |  | Polytube | Yes |  | 2022-09-20 |  | PVC | 1969 | Yes |  | 2022-09-20 |  | Non-lead
031574 | 67901 OVERSEAS HWY |  | PVC | Yes |  | 2022-06-30 |  | PVC | 1982 | Yes |  | 2022-06-30 |  | Non-Lead
031575 | 125 MADEIRA CT |  | Polytube | Yes |  | 2022-06-30 |  | PVC | 1978 | Yes |  | 2022-06-30 |  | Non-lead
031576 | 109 MILANO DR |  | Polytube | Yes |  | 2022-06-10 |  | PVC | 1987 | Yes |  | 2022-06-10 |  | Non-lead
031578 | 215 OLEANDER ST |  | Polytube | Yes |  | 2022-11-14 |  | PVC | 1985 | Yes |  | 2022-11-14 |  | Non-lead
031579 | 109 CORTEZ DR |  | Polytube | Yes |  | 2022-07-07 |  | PVC | 1982 | Yes |  | 2022-07-07 |  | Non-lead
031580 | 52 N BLACKWATER LN |  | Polytube | Yes |  | 2023-05-04 |  | PVC | 1981 | Yes |  | 2023-05-04 |  | Non-lead
031582 | 56 N MARLIN AVE |  | Polytube | Yes |  | 2022-07-25 |  | PVC | 1982 | Yes |  | 2022-07-25 |  | Non-lead
031583 | 28 AVENUE B |  | Polytube | Yes |  | 2023-01-05 |  | PVC | 1984 | Yes |  | 2023-01-05 |  | Non-lead
031585 | 101 VALENCIA DR |  | Polytube | Yes |  | 2023-06-16 |  | PVC | 1985 | Yes |  | 2023-06-16 |  | Non-lead
031588 | 29 SEASIDE SO 1/2 O AVE |  | Polytube | Yes |  | 2022-07-20 |  | PVC | 1982 | Yes |  | 2022-07-20 |  | Non-lead
031589 | 191 EL CAPITAN DR |  | Polytube | Yes |  | 2022-06-30 |  | PVC | 1982 | Yes |  | 2022-06-30 |  | Non-lead
031590 | 189 EL CAPITAN DR |  | Polytube | Yes |  | 2022-06-30 |  | PVC | 1982 | Yes |  | 2022-06-30 |  | Non-lead
031591 | 153 JOJEAN WAY |  | Polytube | Yes |  | 2023-01-30 |  | PVC | 1974 | Yes |  | 2023-01-30 |  | Non-lead
031592 | 149 INDIAN MOUND TR |  | Polytube | Yes |  | 2022-06-03 |  | PVC | 1963 | Yes |  | 2022-06-03 |  | Non-lead
031593 | 197 CAMELOT DR |  | Polytube | Yes |  | 2022-07-12 |  | PVC | 1982 | Yes |  | 2022-07-12 |  | Non-lead
031594 | 240 LIGNUMVITAE DR |  | Polytube | Yes |  | 2023-02-08 |  | PVC | 1984 | Yes |  | 2023-02-08 |  | Non-lead
031595 | 17 164 BLUE HARBOR DR |  | Polytube | Yes |  | 2021-07-12 |  | PVC | 1982 | Yes |  | 2021-07-12 |  | Non-lead
031596 | 217 W INDIES RD |  | Polytube | Yes |  | 2022-07-21 |  | PVC | 1982 | Yes |  | 2022-07-21 |  | Non-lead
031597 | 219 W INDIES RD |  | Polytube | Yes |  | 2022-07-21 |  | PVC | 1982 | Yes |  | 2022-07-21 |  | Non-lead
031598 | 22958 DRAKE LANE |  | Polytube | Yes |  | 2022-11-07 |  | PVC | 1981 | Yes |  | 2022-11-07 |  | Non-lead
031601 | 3617 FOX ST |  | Polytube | No |  |  |  | PVC | 1981 | No |  |  |  | Non-lead
031602 | APT UP 308 PEACON LN |  | Polytube | Yes |  | 2023-02-01 |  | PVC | 1933 | Yes |  | 2023-02-01 |  | Non-lead
031603 | 27378 ST VINCENT LN |  | Polytube | Yes |  | 2022-08-26 |  | PVC | 1982 | Yes |  | 2022-08-26 |  | Non-lead
031604 | 103500 OVERSEAS HWY |  | Copper | Yes |  | 2023-02-21 |  | PVC |  | Yes |  | 2023-02-21 |  | Non-lead
031605 | 837 BAY DR |  | Unknown | Yes |  | 2023-04-24 |  | Unknown | 1983 | Yes |  | 2023-04-24 |  | Lead Status Unknown
031606 | 5600 MALONEY AVE |  | Polytube | Yes |  | 2023-03-08 |  | PVC | 1963 | Yes |  | 2023-03-08 |  | Non-lead
031607 | 813 HAWKSBILL LANE |  | Polytube | Yes |  | 2023-01-18 |  | PVC | 1982 | Yes |  | 2023-01-18 |  | Non-lead
031608 | 29521 INDEPENDENCE AVE |  | Polytube | Yes |  | 2022-12-05 |  | PVC | 1983 | Yes |  | 2022-12-05 |  | Non-lead
031610 | 27440 W INDIES DR |  | Polytube | Yes |  | 2023-11-20 |  | PVC | 1982 | Yes |  | 2023-11-20 |  | Non-lead
031611 | 2A AQUAMARINE DR |  | Polytube | Yes |  | 2022-08-17 |  | PVC | 1981 | Yes |  | 2022-08-17 |  | Non-lead
031612 | APT 3 2B AQUAMARINE Dr |  | Polytube | Yes |  | 2022-08-17 |  | PVC | 1981 | Yes |  | 2022-08-17 |  | Non-lead
031613 | L124 17122 STARFISH LN W |  | Polytube | Yes |  | 2022-08-24 |  | PVC | 1982 | Yes |  | 2022-08-24 |  | Non-lead
031617 | #9 12550 OVERSEAS HWY |  | Unknown, Non-Lead | No |  |  |  | Unknown, Non-Lead | 2018 | No |  |  |  | Non-lead
031618 | #10 12550 OVERSEAS HWY |  | Unknown, Non-Lead | No |  |  |  | No Piping | 1961 | No |  |  |  | Non-lead
031619 | 12/ 12550 OVERSEAS HWY |  | Unknown, Non-Lead | No |  |  |  | No Piping | Vacant | No |  |  |  | Non-lead
031620 | #15 12550 OVERSEAS HWY |  | Unknown, Non-Lead | No |  |  |  | No Piping | Vacant | No |  |  |  | Non-lead
031621 | #18 12550 OVERSEAS HWY |  | Unknown, Non-Lead | No |  |  |  | No Piping | Vacant | No |  |  |  | Non-lead
031622 | #19 12550 OVERSEAS HWY |  | Unknown, Non-Lead | No |  |  |  | No Piping | Vacant | No |  |  |  | Non-lead
031624 | #20 12550 OVERSEAS HWY |  | Unknown, Non-Lead | No |  |  |  | No Piping | Vacant | No |  |  |  | Non-lead
031625 | #21 12550 OVERSEAS HWY |  | Unknown, Non-Lead | No |  |  |  | No Piping | Vacant | No |  |  |  | Non-lead
031626 | #22 12550 OVERSEAS HWY |  | Unknown, Non-Lead | No |  |  |  | No Piping | Vacant | No |  |  |  | Non-lead
031628 | LSIDE 496 88TH OCEAN ST |  | Polytube | Yes |  | 2023-01-24 |  | PVC | 1957 | Yes |  | 2023-01-24 |  | Non-lead
031629 | 670 BARRY RD |  | Polytube | Yes |  | 2023-07-24 |  | PVC | 1985 | Yes |  | 2023-07-24 |  | Non-lead
031630 | 27476 MARTINIQUE LN |  | Polytube | Yes |  | 2022-10-13 |  | PVC | 1982 | Yes |  | 2022-10-13 |  | Non-lead
031631 | #8 21074 HAMILTON RD AVE |  | Polytube | Yes |  | 2022-12-28 |  | PVC | 1971 | Yes |  | 2022-12-28 |  | Non-lead
031632 | 959 E CARIBBEAN DR |  | Polytube | Yes |  | 2023-04-24 |  | PVC | 1984 | Yes |  | 2023-04-24 |  | Non-lead
031633 | 368 STIRRUP KEY BLVD |  | Polytube | Yes |  | 2023-01-27 |  | PVC | 1980 | Yes |  | 2023-01-27 |  | Non-lead
031634 | 2246 SAN MARCO DR |  | Polytube | Yes |  | 2022-11-30 |  | PVC | 1983 | Yes |  | 2022-11-30 |  | Non-lead
031635 | 368 E SEAVIEW DR |  | Polytube | Yes |  | 2022-06-10 |  | PVC | 1984 | Yes |  | 2022-06-10 |  | Non-lead
031636 | 297 N ANGLERS DR |  | Polytube | Yes |  | 2022-06-28 |  | PVC | 1980 | Yes |  | 2022-06-28 |  | Non-lead
031637 | 11840 OVERSEAS HWY |  | Cast Iron | Yes |  | 2024-09-24 |  | Cast Iron | 2014 | Yes |  | 2024-09-24 |  | Non-lead
031638 | 1135 W OCEAN DR |  | PVC | Yes |  | 2024-09-04 |  | PVC | 1982 | Yes |  | 2024-09-04 |  | Non-lead
031639 | #13 5701 OVERSEAS HWY |  | PVC | Yes |  | 2022-10-27 |  | PVC | 1979 | Yes |  | 2022-10-27 |  | Non-lead
031640 | 95 COCO PLUM DR |  | PVC | Yes |  | 2024-07-24 |  | PVC | 1985 | Yes |  | 2024-07-24 |  | Non-lead
031641 | B1 109 STIRRUP KEY WOOD RD |  | Polytube | Yes |  | 2023-02-01 |  | PVC | 1981 | Yes |  | 2023-02-01 |  | Non-lead
031642 | B2 109 STIRRUP KEY WOOD RD |  | Polytube | Yes |  | 2023-02-01 |  | PVC | 1981 | Yes |  | 2023-02-01 |  | Non-lead
031643 | A1 109 STIRRUP KEY WOOD RD |  | Polytube | Yes |  | 2023-01-25 |  | PVC | 1981 | Yes |  | 2023-01-25 |  | Non-lead
031644 | 1A2 109 STIRRUP KEY WOOD RD |  | Polytube | Yes |  | 2023-05-25 |  | PVC | 1981 | Yes |  | 2023-05-25 |  | Non-lead
031645 | 318 E SEAVIEW DR |  | Polytube | Yes |  | 2023-11-28 |  | PVC | 1982 | Yes |  | 2023-11-28 |  | Non-lead
031647 | 23051 SNAPPER LN |  | Unknown, Non-Lead | Yes |  | 2017-08-23 |  | PVC | 2019 | Yes |  | 2017-08-23 |  | Non-lead
031648 | 416 1/2 GREENE ST |  | Polytube | Yes |  | 2022-09-07 |  | Polytube | 1930 | Yes |  | 2022-09-07 |  | Non-Lead
031649 | 29106 GUAVA LANE |  | Polytube | Yes |  | 2022-12-14 |  | PVC | 1982 | Yes |  | 2022-12-14 |  | Non-lead
031650 | 3845 3854 GEORGE ROAD AKA |  | Polytube | Yes |  | 2023-03-27 |  | PVC | 1982 | Yes |  | 2023-03-27 |  | Non-lead
031651 | 101 FIRST TERR |  | Polytube | Yes |  | 2022-10-17 |  | PVC | 1982 | Yes |  | 2022-10-17 |  | Non-lead
031652 | 328 THIRD RD |  | Polytube | Yes |  | 2022-10-17 |  | PVC | 1982 | Yes |  | 2022-10-17 |  | Non-lead
031653 | 252 BAY DR |  | Polytube | Yes |  | 2023-01-30 |  | PVC | 1982 | Yes |  | 2023-01-30 |  | Non-lead
031654 | 115 FIRST TERR |  | Polytube | Yes |  | 2022-10-17 |  | PVC | 1982 | Yes |  | 2022-10-17 |  | Non-lead
031655 | 145 GIARDINO DR |  | Polytube | Yes |  | 2022-06-10 |  | PVC | 1983 | Yes |  | 2022-06-10 |  | Non-lead
031656 | 128 PLANTATION DR |  | Polytube | Yes |  | 2022-06-14 |  | PVC | 1983 | Yes |  | 2022-06-14 |  | Non-lead
031657 | 166 NORMANDY DR |  | Unknown, Non-Lead | Yes |  | 2022-03-16 |  | Unknown, Non-Lead | 1992 | Yes |  | 2022-03-16 |  | Non-lead
031658 | 215 JOHNNY RD |  | Polytube | Yes |  | 2022-05-20 |  | PVC | 1982 | Yes |  | 2022-05-20 |  | Non-lead
031659 | 187 HIBISCUS ST |  | Polytube | Yes |  | 2024-07-29 |  | PVC | 1974 | Yes |  | 2024-07-29 |  | Non-lead
031660 | 130 MOCKINGBIRD RD |  | Polytube | Yes |  | 2022-06-09 |  | PVC | 1983 | Yes |  | 2022-06-09 |  | Non-lead
031661 | WEST 496 CARIBBEAN DR |  | Unknown, Non-Lead | Yes |  | 2020-07-23 |  | Unknown, Non-Lead | 1995 | Yes |  | 2020-07-23 |  | Non-lead
031662 | 498 CARIBBEAN DR |  | Polytube | Yes |  | 2022-07-11 |  | PVC | 1986 | Yes |  | 2022-07-11 |  | Non-lead
031663 | 148 PACIFIC AVE |  | Polytube | Yes |  | 2022-09-23 |  | PVC | 1985 | Yes |  | 2022-09-23 |  | Non-lead
031664 | 9849 LEEWARD UNIT 82 AVE |  | PVC | Yes |  | 2023-05-04 |  | PVC | 1981 | Yes |  | 2023-05-04 |  | Non-lead
031665 | 901 S RUBY DR |  | Polytube | Yes |  | 2023-02-02 |  | PVC | 1982 | Yes |  | 2023-02-02 |  | Non-lead
031666 | 918 S RUBY DR |  | Polytube | Yes |  | 2023-02-02 |  | PVC | 1982 | Yes |  | 2023-02-02 |  | Non-lead
031667 | 569 GORDON CIR |  | Unknown, Non-Lead | Yes |  | 2022-03-16 |  | Unknown, Non-Lead | 2012 | Yes |  | 2022-03-16 |  | Non-lead
031668 | 102 BEE ST |  | Polytube | Yes |  | 2023-01-12 |  | PVC | 1982 | Yes |  | 2023-01-12 |  | Non-lead
031669 | 126 MOCKINGBIRD RD |  | Polytube | Yes |  | 2022-07-13 |  | PVC | 1983 | Yes |  | 2022-07-13 |  | Non-lead
031671 | 895 ELLEN DR |  | Polytube | Yes |  | 2023-02-09 |  | PVC | 1982 | Yes |  | 2023-02-09 |  | Non-lead
031672 | 160 OCEAN LN |  | Polytube | Yes |  | 2022-07-11 |  | PVC |  | Yes |  | 2022-07-11 |  | Non-lead
031673 | IRRIGATION 160 OCEAN LN |  | Polytube | Yes |  | 2022-03-31 |  | PVC |  | Yes |  | 2022-03-31 |  | Non-lead
031674 | 372 BAHIA AVE |  | Polytube | Yes |  | 2022-07-07 |  | PVC | 1982 | Yes |  | 2022-07-07 |  | Non-lead
031675 | 219 SECOND ST |  | Polytube | Yes |  | 2022-10-17 |  | PVC | 1982 | Yes |  | 2022-10-17 |  | Non-lead
031676 | 257 KING AVE |  | Polytube | Yes |  | 2022-10-24 |  | PVC | 1967 | Yes |  | 2022-10-24 |  | Non-lead
031677 | 317 NORTH DR |  | Polytube | Yes |  | 2022-02-28 |  | PVC | 1982 | Yes |  | 2022-02-28 |  | Non-lead
031678 | 103 MARINA AVE |  | Polytube | Yes |  | 2022-06-17 |  | PVC | 1982 | Yes |  | 2022-06-17 |  | Non-lead
031679 | 239 JASMINE ST |  | Polytube | Yes |  | 2023-10-13 |  | PVC | 1982 | Yes |  | 2023-10-13 |  | Non-lead
031680 | 403 MAHOGANY CIR |  | Polytube | Yes |  | 2023-01-31 |  | PVC | 1983 | Yes |  | 2023-01-31 |  | Non-lead
031681 | 317 SOUND DR |  | Polytube | Yes |  | 2023-02-01 |  | PVC | 1983 | Yes |  | 2023-02-01 |  | Non-lead
031682 | SANDPEBB 80450 OVERSEAS HWY |  | PVC | Yes |  | 2022-06-23 |  | PVC | 1983 | Yes |  | 2022-06-23 |  | Non-lead
031683 | 126 REDWING RD |  | Unknown | Yes |  | 2024-06-06 |  | Unknown | 1982 | Yes |  | 2024-06-06 |  | Lead Status Unknown
031684 | 15 BUTTONWOOD DR |  | Polytube | Yes |  | 2022-11-17 |  | PVC | 1982 | Yes |  | 2022-11-17 |  | Non-lead
031685 | 1402 SUFFOLK CIRCLE |  | Polytube | Yes |  | 2024-07-12 |  | PVC | 2005 | Yes |  | 2024-07-12 |  | Non-lead
031686 | 95704 OVERSEAS HWY |  | Copper | Yes |  | 2022-07-21 |  | PVC | 1985 | Yes |  | 2022-07-21 |  | Non-lead
031687 | 95702 OVERSEAS HWY |  | Copper | Yes |  | 2022-07-21 |  | PVC | 1985 | Yes |  | 2022-07-21 |  | Non-lead
031688 | 152 PEACE AVE |  | Polytube | Yes |  | 2022-07-19 |  | PVC | 1982 | Yes |  | 2022-07-19 |  | Non-lead
031689 | 132 KEY HEIGHTS DR |  | Polytube | Yes |  | 2022-06-14 |  | PVC | 1984 | Yes |  | 2022-06-14 |  | Non-lead
031690 | 1009 SNAPPER LN |  | Polytube | Yes |  | 2022-09-20 |  | PVC | 1982 | Yes |  | 2022-09-20 |  | Non-lead
031691 | 141 LESERRA LN |  | Polytube | Yes |  | 2022-07-05 |  | PVC | 1983 | Yes |  | 2022-07-05 |  | Non-lead
031692 | 136 FIRST RD |  | Polytube | Yes |  | 2023-10-25 |  | PVC | 1983 | Yes |  | 2023-10-25 |  | Non-lead
031693 | 136 HILSON CT |  | Polytube | Yes |  | 2022-05-19 |  | PVC | 1982 | Yes |  | 2022-05-19 |  | Non-lead
031694 | 467 BAHIA AVE |  | Copper | Yes |  | 2022-07-07 |  | PVC | 1983 | Yes |  | 2022-07-07 |  | Non-lead
031695 | 554 PALM DR |  | Polytube | Yes |  | 2023-02-08 |  | PVC | 1982 | Yes |  | 2023-02-08 |  | Non-lead
031696 | 250 ALLEN AVE |  | Unknown, Non-Lead | No |  |  |  | Unknown, Non-Lead | 1994 | No |  |  |  | Non-lead
031697 | 128 CAMELOT DR |  | Unknown, Non-Lead | No |  |  |  | Unknown, Non-Lead | 2007 | No |  |  |  | Non-lead
031698 | 57 N BOUNTY LN |  | Polytube | Yes |  | 2023-01-30 |  | PVC | 1982 | Yes |  | 2023-01-30 |  | Non-lead
031699 | 127 CASA COURT DR |  | Polytube | Yes |  | 2022-07-20 |  | PVC | 1981 | Yes |  | 2022-07-20 |  | Non-lead
031700 | 125 CASA CT |  | Polytube | Yes |  | 2022-07-20 |  | PVC | 1981 | Yes |  | 2022-07-20 |  | Non-lead
031701 | 135 CASA CT DR |  | Polytube | Yes |  | 2024-06-04 |  | PVC | 1981 | Yes |  | 2024-06-04 |  | Non-lead
031702 | 133 CASA COURT DR |  | Polytube | Yes |  | 2022-07-20 |  | PVC | 1981 | Yes |  | 2022-07-20 |  | Non-lead
031703 | 24 N BOUNTY LANE |  | Polytube | Yes |  | 2023-09-11 |  | PVC | 1982 | Yes |  | 2023-09-11 |  | Non-lead
031704 | 221 JAMES AVE |  | Polytube | Yes |  | 2022-12-12 |  | PVC | 1969 | Yes |  | 2022-12-12 |  | Non-lead
031705 | 504 GIEGER CIRCLE |  | Polytube | Yes |  | 2023-01-31 |  | PVC | 1980 | Yes |  | 2023-01-31 |  | Non-lead
031706 | 225 BURGUNDY DR |  | Polytube | Yes |  | 2023-02-09 |  | PVC | 1984 | Yes |  | 2023-02-09 |  | Non-lead
031707 | 207 S COCONUT PALM BLVD |  | Polytube | Yes |  | 2023-02-21 |  | PVC | 1960 | Yes |  | 2023-02-21 |  | Non-lead
031708 | 119 FIRST TER |  | Polytube | Yes |  | 2023-10-16 |  | PVC | 1982 | Yes |  | 2023-10-16 |  | Non-lead
031709 | 113 PEACE AVE |  | Polytube | Yes |  | 2022-07-19 |  | PVC | 1982 | Yes |  | 2022-07-19 |  | Non-lead
031710 | 137 COLUMBUS DR |  | Polytube | Yes |  | 2022-07-07 |  | PVC | 1982 | Yes |  | 2022-07-07 |  | Non-lead
031711 | 203 S COCONUT PALM BLVD |  | Polytube | Yes |  | 2022-06-14 |  | PVC | 1982 | Yes |  | 2022-06-14 |  | Non-lead
031712 | 145 DOVE LAKE DR |  | Unknown, Non-Lead | Yes |  | 2021-10-06 |  | Unknown, Non-Lead | 2018 | Yes |  | 2021-10-06 |  | Non-lead
031713 | 132 GULFSIDE DR |  | Polytube | Yes |  | 2023-01-04 |  | PVC | 1988 | Yes |  | 2023-01-04 |  | Non-lead
031715 | 195 KAHIKI DR |  | Polytube | Yes |  | 2022-06-15 |  | PVC | 1982 | Yes |  | 2022-06-15 |  | Non-lead
031716 | 11 CORAL WAY |  | Polytube | Yes |  | 2022-07-25 |  | PVC | 1985 | Yes |  | 2022-07-25 |  | Non-lead
031717 | 722 MICHAEL DR |  | Polytube | Yes |  | 2023-05-04 |  | PVC | 1973 | Yes |  | 2023-05-04 |  | Non-lead
031718 | 210 NAVAJO ST |  | Polytube | Yes |  | 2022-06-03 |  | PVC | 1984 | Yes |  | 2022-06-03 |  | Non-lead
031719 | 127 MANGROVE LN |  | Polytube | Yes |  | 2023-08-15 |  | PVC | 1982 | Yes |  | 2023-08-15 |  | Non-lead
031720 | 126 THIRD LANE |  | Polytube | Yes |  | 2023-09-07 |  | PVC | 1987 | Yes |  | 2023-09-07 |  | Non-lead
031721 | 139 AZALEA ST |  | Polytube | Yes |  | 2022-06-16 |  | PVC | 1984 | Yes |  | 2022-06-16 |  | Non-lead
031722 | 110 PUEBLO ST |  | Polytube | Yes |  | 2022-06-02 |  | PVC | 1982 | Yes |  | 2022-06-02 |  | Non-lead
031723 | 160 MOHAWK ST |  | Polytube | Yes |  | 2022-05-31 |  | PVC | 1984 | Yes |  | 2022-05-31 |  | Non-lead
031724 | 482 GORDON CIR |  | Polytube | Yes |  | 2023-05-04 |  | PVC | 1981 | Yes |  | 2023-05-04 |  | Non-lead
031725 | 212 CORAL RD |  | Polytube | Yes |  | 2022-06-10 |  | PVC | 1982 | Yes |  | 2022-06-10 |  | Non-lead
031726 | 2906 VENETIAN DR |  | Polytube | Yes |  | 2023-04-24 |  | Copper | 1982 | Yes |  | 2023-04-24 |  | Non-lead
031727 | 31237 HIBISCUS DR |  | Polytube | Yes |  | 2024-04-15 |  | PVC | 1982 | Yes |  | 2024-04-15 |  | Non-lead
031728 | UNIT 216 3312 NORTHSIDE DR |  | Copper | Yes |  | 2022-06-08 |  | Copper | 1980 | Yes |  | 2022-06-08 |  | Non-lead
031729 | 110 STAR LN |  | Polytube | Yes |  | 2022-06-28 |  | PVC | 1980 | Yes |  | 2022-06-28 |  | Non-lead
031730 | 2035 LONG BEACH RD |  | Unknown, Non-Lead | Yes |  | 2024-07-01 |  | PVC | 1990 | Yes |  | 2024-07-01 |  | Non-lead
031731 | SLIP D05 1801 N ROOSEVELT BLVD |  | PVC | Yes |  | 2022-07-12 |  | PVC | 1983 | Yes |  | 2022-07-12 |  | Non-lead
031732 | D10 10TH AVE |  | Polytube | Yes |  | 2023-11-29 |  | None |  | Yes |  | 2023-11-29 |  | Non-lead
031733 | SLIP M08 1801 N ROOSEVELT BLVD |  | PVC | Yes |  | 2024-05-15 |  | None | 1983 | Yes |  | 2024-05-15 |  | Non-lead
031734 | 20736 5TH AVENUE WEST |  | Polytube | Yes |  | 2024-07-23 |  | PVC | 1983 | Yes |  | 2024-07-23 |  | Non-lead
031735 | 22926 BLUEGILL LN |  | Polytube | Yes |  | 2022-09-22 |  | PVC | 1987 | Yes |  | 2022-09-22 |  | Non-lead
031736 | 533 LAFITTE RD |  | Polytube | Yes |  | 2023-01-23 |  | PVC | 1983 | Yes |  | 2023-01-23 |  | Non-lead
031737 | 20966 W 8TH AVE |  | Polytube | Yes |  | 2022-10-31 |  | PVC | 1982 | Yes |  | 2022-10-31 |  | Non-lead
031738 | 3865 SUNSET DR |  | Polytube | Yes |  | 2023-01-11 |  | PVC | 1983 | Yes |  | 2023-01-11 |  | Non-lead
031739 | 93351 OVERSEAS HWY |  | Polytube | Yes |  | 2022-07-11 |  | PVC | 1982 | Yes |  | 2022-07-11 |  | Non-lead
031740 | 22338 JOLLY ROGER DR |  | Polytube | Yes |  | 2022-11-08 |  | PVC | 1983 | Yes |  | 2022-11-08 |  | Non-lead
031741 | #2E 95 E COCO PLUM DR |  | Unknown | Yes |  | 2022-10-22 |  | None | 1982 | Yes |  | 2022-10-22 |  | No Service Line
031742 | #1A 95 COCO PLUM DR |  | Unknown | Yes |  | 2022-10-22 |  | None | 1982 | Yes |  | 2022-10-22 |  | No Service Line
031743 | 413 SOMBRERO RD |  | Polytube | Yes |  | 2022-06-22 |  | PVC | 1982 | Yes |  | 2022-06-22 |  | Non-lead
031744 | 50 COCO PLUM DR |  | Polytube | Yes |  | 2022-10-22 |  | PVC | 1983 | Yes |  | 2022-10-22 |  | Non-lead
031745 | 213 PARRISH DRIVE |  | Polytube | Yes |  | 2022-08-04 |  | PVC | 1982 | Yes |  | 2022-08-04 |  | Non-lead
031746 | 57568 BAILEY ST |  | Polytube | Yes |  | 2023-09-12 |  | PVC | 1982 | Yes |  | 2023-09-12 |  | Non-lead
031747 | 57578 BAILEY ST |  | Polytube | Yes |  | 2022-10-22 |  | PVC | 1982 | Yes |  | 2022-10-22 |  | Non-lead
031748 | 1132 CALLE ENSENADA |  | Polytube | Yes |  | 2023-12-22 |  | PVC | 1982 | Yes |  | 2023-12-22 |  | Non-lead
031749 | 9956 AVIATION BLVD |  | Polytube | Yes |  | 2023-02-01 |  | PVC | 1983 | Yes |  | 2023-02-01 |  | Non-lead
031750 | 9954 AVIATION BLVD |  | Polytube | Yes |  | 2024-04-30 |  | PVC | 1983 | Yes |  | 2024-04-30 |  | Non-lead
031751 | UNIT 2A 95 COCO PLUM DR |  | Unknown | Yes |  | 2022-10-22 |  | None | 1982 | Yes |  | 2022-10-22 |  | No Service Line
031752 | UNIT 2C 95 COCO PLUM DR |  | Unknown | Yes |  | 2022-10-22 |  | None | 1982 | Yes |  | 2022-10-22 |  | No Service Line
031753 | 10875 OVERSEAS HWY |  | Polytube | Yes |  | 2024-06-11 |  | PVC | 1962 | Yes |  | 2024-06-11 |  | Non-lead
031754 | 581 12TH ST |  | Polytube | Yes |  | 2022-10-22 |  | PVC | 1982 | Yes |  | 2022-10-22 |  | Non-lead
031755 | 398 GUAVA |  | Polytube | Yes |  | 2022-10-22 |  | PVC | 1982 | Yes |  | 2022-10-22 |  | Non-lead
031757 | 353 STIRRUP KEY BLVD |  | Polytube | Yes |  | 2023-01-26 |  | PVC | 1982 | Yes |  | 2023-01-26 |  | Non-lead
031758 | UNIT 1 95 COCO PLUM DR |  | Unknown | Yes |  | 2022-10-22 |  | None | 1980 | Yes |  | 2022-10-22 |  | No Service Line
031759 | 58885 OVERSEAS HWY |  | Polytube | Yes |  | 2022-08-02 |  | PVC | 1982 | Yes |  | 2022-08-02 |  | Non-lead
031760 | 101 E OCEAN Dr |  | Polytube | Yes |  | 2024-03-05 |  | PVC | 1983 | Yes |  | 2024-03-05 |  | Non-lead
031761 | #2 95 COCO PLUM DR |  | Unknown | Yes |  | 2022-10-22 |  | None | 1982 | Yes |  | 2022-10-22 |  | No Service Line
031762 | 95 COCO PLUM DR |  | Unknown | Yes |  | 2022-10-22 |  | None | 1982 | Yes |  | 2022-10-22 |  | No Service Line
031763 | 11499 OVERSEAS HWY |  | Unknown | Yes |  | 2022-08-22 |  | PVC | 1983 | Yes |  | 2022-08-22 |  | Non-lead
031764 | MEDICAL ARTS 3303 OVERSEAS HWY |  | Unknown | Yes |  | 2024-09-12 |  | Unknown | 1986 | Yes |  | 2024-09-12 |  | Lead Status Unknown
031765 | UNIT 1 95 COCO PLUM DR |  | Unknown | Yes |  | 2022-10-22 |  | None | 1982 | Yes |  | 2022-10-22 |  | No Service Line
031766 | UNIT 19 1616 ATLANTIC BLVD |  | PVC | Yes |  | 2023-04-26 |  | PVC | 1980 | Yes |  | 2023-04-26 |  | Non-lead
031767 | APT UP 717 LOVE LN |  | Polytube | Yes |  | 2023-03-06 |  | PVC | 1933 | Yes |  | 2023-03-06 |  | Non-lead
031768 | WEST 20748 6TH AVE |  | Polytube | Yes |  | 2022-10-31 |  | PVC | 1983 | Yes |  | 2022-10-31 |  | Non-lead
031769 | GATE LEFT XFER STA BLIMP RD |  | Polytube | Yes |  | 2023-12-22 |  | PVC |  | Yes |  | 2023-12-22 |  | Non-lead
031770 | 27333 ANTIGUA LN |  | Polytube | Yes |  | 2024-06-28 |  | PVC | 1982 | Yes |  | 2024-06-28 |  | Non-lead
031771 | 21059 5TH AVE EAST AVE |  | Polytube | Yes |  | 2022-10-31 |  | PVC | 1983 | Yes |  | 2022-10-31 |  | Non-lead
031772 | 931 TOPPINO DR |  | Unknown, Non-Lead | No |  |  |  | Unknown, Non-Lead | 1990 | No |  |  |  | Non-lead
031773 | 187 INDUSTRIAL RD |  | Polytube | Yes |  | 2023-05-18 |  | PVC | 1985 | Yes |  | 2023-05-18 |  | Non-lead
031774 | UNIT 11 1616 ATLANTIC BLVD |  | PVC | Yes |  | 2023-04-26 |  | PVC | 1980 | Yes |  | 2023-04-26 |  | Non-lead
031775 | 23067 SAILFISH LT 6 BK 8 LN |  | Polytube | Yes |  | 2022-11-09 |  | PVC | 1984 | Yes |  | 2022-11-09 |  | Non-lead
031776 | 29171 GUAVA LN |  | Polytube | Yes |  | 2023-06-21 |  | PVC | 1981 | Yes |  | 2023-06-21 |  | Non-lead
031777 | 29464 FORRESTAL AVE |  | Polytube | Yes |  | 2024-04-22 |  | PVC | 1982 | Yes |  | 2024-04-22 |  | Non-lead
031778 | 261 W INDIES DR |  | Polytube | Yes |  | 2023-05-04 |  | PVC | 1983 | Yes |  | 2023-05-04 |  | Non-lead
031779 | APT FRONT 806 ELIZABETH ST |  | Polytube | Yes |  | 2023-01-03 |  | PVC | 1938 | Yes |  | 2023-01-03 |  | Non-lead
031780 | SLIP M27 1801 N ROOSEVELT BLVD |  | PVC | Yes |  | 2022-07-12 |  | PVC | 1983 | Yes |  | 2022-07-12 |  | Non-lead
031781 | 333 FLEMING ST |  | Polytube | Yes |  | 2022-06-08 |  | PVC | 1939 | Yes |  | 2022-06-08 |  | Non-lead
031782 | 5 CYPRESS TER |  | Polytube | Yes |  | 2022-11-09 |  | Copper | 1982 | Yes |  | 2022-11-09 |  | Non-lead
031783 | 2 JAY LN |  | Polytube | Yes |  | 2022-09-23 |  | PVC | 1982 | Yes |  | 2022-09-23 |  | Non-lead
031784 | 705 PALM AVE |  | Polytube | Yes |  | 2024-04-17 |  | PVC | 1982 | Yes |  | 2024-04-17 |  | Non-lead
031785 | 150 TAMPA DR |  | Polytube | Yes |  | 2022-06-10 |  | PVC | 1986 | Yes |  | 2022-06-10 |  | Non-lead
031786 | 121 1ST TERR |  | Unknown, Non-Lead | Yes |  | 2022-07-29 |  | Unknown, Non-Lead | 1988 | Yes |  | 2022-07-29 |  | Non-lead
031787 | 242 OLEANDER DR |  | Polytube | Yes |  | 2023-02-13 |  | PVC | 1963 | Yes |  | 2023-02-13 |  | Non-lead
031788 | 199 NORMANDY DR |  | Polytube | Yes |  | 2023-01-10 |  | PVC | 1982 | Yes |  | 2023-01-10 |  | Non-lead
031789 | 110 COSTA BRAVO |  | Polytube | Yes |  | 2022-06-30 |  | PVC | 1974 | Yes |  | 2022-06-30 |  | Non-lead
031790 | 111 COSTA BRAVO DR |  | Polytube | Yes |  | 2022-06-30 |  | PVC | 1974 | Yes |  | 2022-06-30 |  | Non-lead
031791 | 112 COSTA BRAVO |  | Polytube | Yes |  | 2022-06-30 |  | PVC | 1974 | Yes |  | 2022-06-30 |  | Non-lead
031792 | 113 COSTA BRAVO DR |  | Polytube | Yes |  | 2022-06-30 |  | PVC | 1974 | Yes |  | 2022-06-30 |  | Non-lead
031793 | 176 BAHAMA AVE |  | Unknown, Non-Lead | Yes |  | 2023-06-22 |  | Unknown, Non-Lead | 2012 | Yes |  | 2023-06-22 |  | Non-lead
031794 | 9 BONEFISH AVE |  | Unknown, Non-Lead | Yes |  | 2020-06-04 |  | Unknown, Non-Lead | 1996 | Yes |  | 2020-06-04 |  | Non-lead
031796 | 239 TARPON ST |  | Polytube | Yes |  | 2023-02-06 |  | PVC | 1983 | Yes |  | 2023-02-06 |  | Non-lead
031797 | 40 S ANDROS RD |  | Unknown, Non-Lead | Yes |  | 2017-05-30 |  | Unknown, Non-Lead | 1995 | Yes |  | 2017-05-30 |  | Non-lead
031798 | 40 S ANDROS RD |  | Polytube | Yes |  | 2022-09-26 |  | PVC | 1986 | Yes |  | 2022-09-26 |  | Non-lead
031799 | 301 BUTTONWOOD SHORES DR |  | Polytube | Yes |  | 2024-09-10 |  | PVC | 1982 | Yes |  | 2024-09-10 |  | Non-lead
031800 | 140 PLANTATION RD |  | Polytube | Yes |  | 2022-08-26 |  | PVC | 1999 | Yes |  | 2022-08-26 |  | Non-lead
031801 | 227 NAVAJO ST |  | Polytube | Yes |  | 2022-06-03 |  | PVC | 1983 | Yes |  | 2022-06-03 |  | Non-lead
031802 | 117 FIRST TERR |  | Polytube | Yes |  | 2022-10-27 |  | PVC | 1982 | Yes |  | 2022-10-27 |  | Non-lead
031803 | B10 194 PLANTATION BLVD |  | Polytube | Yes |  | 2022-06-03 |  | PVC | 1961 | Yes |  | 2022-06-03 |  | Non-lead
031804 | UNIT 1 91200 OVERSEAS (TAV TOWNE) HWY |  | Unknown | Yes |  | 2023-11-21 |  | Unknown |  | Yes |  | 2023-11-21 |  | Lead Status Unknown
031805 | 57 AVENUE A |  | Polytube | Yes |  | 2022-09-29 |  | PVC | 1972 | Yes |  | 2022-09-29 |  | Non-lead
031806 | 790 BOSTWICK DR |  | Polytube | No |  |  |  | PVC | 1985 | No |  |  |  | Non-lead
031807 | 167 OJIBWAY AVE |  | Polytube | Yes |  | 2022-06-03 |  | PVC | 1982 | Yes |  | 2022-06-03 |  | Non-lead
031808 | 126 S LAYTON DR |  | Polytube | Yes |  | 2022-08-25 |  | PVC | 1975 | Yes |  | 2022-08-25 |  | Non-lead
031809 | 130 PACIFIC AVE |  | Polytube | Yes |  | 2022-07-21 |  | PVC | 1983 | Yes |  | 2022-07-21 |  | Non-lead
031810 | 91 TREASURE BLVD |  | Polytube | Yes |  | 2023-02-01 |  | PVC | 1981 | Yes |  | 2023-02-01 |  | Non-lead
031811 | 903 S JADE DR |  | Polytube | Yes |  | 2023-02-02 |  | PVC | 1979 | Yes |  | 2023-02-02 |  | Non-lead
031812 | 776 MICHAEL LB DR |  | Polytube | Yes |  | 2023-05-04 |  | PVC | 1982 | Yes |  | 2023-05-04 |  | Non-lead
031813 | L60 147 STARFISH LN |  | Polytube | Yes |  | 2022-07-19 |  | PVC | 1982 | Yes |  | 2022-07-19 |  | Non-lead
031814 | 192 LAPALOMA RD |  | Polytube | Yes |  | 2023-02-07 |  | PVC | 1982 | Yes |  | 2023-02-07 |  | Non-lead
031815 | A 957 PLANTATION RD |  | Polytube | Yes |  | 2023-05-04 |  | PVC | 1982 | Yes |  | 2023-05-04 |  | Non-lead
031816 | 223 EL CAPITAN DR |  | Polytube | Yes |  | 2022-06-30 |  | PVC | 1982 | Yes |  | 2022-06-30 |  | Non-lead
031817 | 221 EL CAPITAN DR |  | Polytube | Yes |  | 2022-06-30 |  | PVC | 1982 | Yes |  | 2022-06-30 |  | Non-lead
031818 | MARINERS CLUB 97501 OVERSEAS HWY |  | Unknown, Non-Lead | Yes |  | 2023-12-06 |  | Cast Iron | 2003 | Yes |  | 2023-12-06 |  | Unknown
031819 | 48 PLAZA DEL SOL |  | Polytube | Yes |  | 2022-06-30 |  | PVC | 1983 | Yes |  | 2022-06-30 |  | Non-lead
031821 | 53 N BOUNTY LN |  | Polytube | Yes |  | 2023-01-31 |  | PVC | 1981 | Yes |  | 2023-01-31 |  | Non-lead
031822 | 758 LARGO RD |  | Polytube | Yes |  | 2023-08-09 |  | Polytube | 1969 | Yes |  | 2023-08-09 |  | Non-lead
031823 | 254 NORMANDY DR |  | Unknown, Non-Lead | Yes |  | 2022-11-09 |  | Unknown, Non-Lead | 1989 | Yes |  | 2022-11-09 |  | Non-lead
031824 | 35 CHANNEL DR |  | Polytube | Yes |  | 2022-11-29 |  | PVC | 1982 | Yes |  | 2022-11-29 |  | Non-lead
031825 | P/TR-B 81001 OVERSEAS HWY |  | Polytube | Yes |  | 2022-05-16 |  | PVC | 1982 | Yes |  | 2022-05-16 |  | Non-lead
031826 | 166 PEARL AVE |  | Polytube | Yes |  | 2022-06-09 |  | PVC | 1983 | Yes |  | 2022-06-09 |  | Non-lead
031827 | 851 NARRAGANSETT LN |  | Copper | Yes |  | 2023-12-21 |  | PVC | 1982 | Yes |  | 2023-12-21 |  | Non-lead
031828 | 148 SAN REMO DR |  | Polytube | Yes |  | 2022-06-07 |  | PVC | 1984 | Yes |  | 2022-06-07 |  | Non-lead
031829 | 154 INDIAN MOUND TR |  | Polytube | Yes |  | 2023-11-15 |  | PVC | 1969 | Yes |  | 2023-11-15 |  | Non-lead
031830 | PART OF TRACT A . CORAL RD |  | Polytube | Yes |  | 2022-06-10 |  | PVC | 1965 | Yes |  | 2022-06-10 |  | Non-lead
031831 | 462 BOWIE LANE |  | Polytube | Yes |  | 2024-01-19 |  | PVC | 1982 | Yes |  | 2024-01-19 |  | Non-lead
031832 | CNR BAY DR 95230 OVERSEAS HWY |  | Polytube | Yes |  | 2022-07-21 |  | PVC | 1982 | Yes |  | 2022-07-21 |  | Non-lead
031833 | 228 BUTTONWOOD AVE |  | Polytube | Yes |  | 2023-02-01 |  | PVC | 1974 | Yes |  | 2023-02-01 |  | Non-lead
031834 | 14 S ANDROS RD |  | Polytube | Yes |  | 2022-09-26 |  | PVC | 1982 | Yes |  | 2022-09-26 |  | Non-lead
031835 | 825 S RUBY DR |  | Polytube | Yes |  | 2024-02-08 |  | PVC | 1983 | Yes |  | 2024-02-08 |  | Non-lead
031836 | 505 GEIGER CR |  | Polytube | Yes |  | 2023-01-31 |  | PVC | 1985 | Yes |  | 2023-01-31 |  | Non-lead
031837 | 11 PAMELA ST |  | Polytube | Yes |  | 2022-10-17 |  | PVC | 1984 | Yes |  | 2022-10-17 |  | Non-lead
031838 | 308 ST THOMAS AVE |  | Polytube | Yes |  | 2022-11-10 |  | PVC | 1985 | Yes |  | 2022-11-10 |  | Non-lead
031839 | 127 VALJEAN WAY |  | Polytube | Yes |  | 2022-07-19 |  | PVC | 1978 | Yes |  | 2022-07-19 |  | Non-lead
031840 | 167 GULFVIEW DR |  | Polytube | Yes |  | 2022-10-07 |  | PVC | 1985 | Yes |  | 2022-10-07 |  | Non-lead
031841 | 757 MUSA DR |  | Polytube | Yes |  | 2023-02-09 |  | PVC | 1982 | Yes |  | 2023-02-09 |  | Non-lead
031842 | 104535 OVERSEAS HWY |  | Polytube | Yes |  | 2022-10-13 |  | PVC | 1983 | Yes |  | 2022-10-13 |  | Non-lead
031843 | 397 POMPANO DR |  | Polytube | Yes |  | 2022-10-24 |  | PVC | 1982 | Yes |  | 2022-10-24 |  | Non-lead
031844 | 851 ELLEN DR |  | Polytube | Yes |  | 2023-02-09 |  | PVC | 1963 | Yes |  | 2023-02-09 |  | Non-lead
031845 | 1117 GRAND ST |  | Polytube | Yes |  | 2023-02-01 |  | PVC | 1982 | Yes |  | 2023-02-01 |  | Non-lead
031846 | 124 KEY HEIGHTS DR |  | Polytube | Yes |  | 2024-05-08 |  | PVC | 1983 | Yes |  | 2024-05-08 |  | Non-lead
031847 | 136 GUMBO LIMBO DR |  | Polytube | Yes |  | 2023-02-08 |  | PVC | 1986 | Yes |  | 2023-02-08 |  | Non-lead
031848 | UNIT 1 382 LAGUNA AVE |  | Unknown, Non-Lead | Yes |  | 2019-09-26 |  | PVC | 1999 | Yes |  | 2019-09-26 |  | Non-lead
031849 | UNIT 2 382 LAGUNA AVE |  | Unknown, Non-Lead | Yes |  | 2021-02-03 |  | Unknown, Non-Lead | 1999 | Yes |  | 2021-02-03 |  | Non-lead
031850 | 107 PELICAN RD |  | Polytube | Yes |  | 2022-06-09 |  | PVC | 1975 | Yes |  | 2022-06-09 |  | Non-lead
031851 | 1110 VENETIAN BLVD |  | Polytube | Yes |  | 2023-08-15 |  | PVC | 1983 | Yes |  | 2023-08-15 |  | Non-lead
031852 | 214 BUTTONWOOD AVE |  | Polytube | Yes |  | 2023-01-19 |  | PVC | 1988 | Yes |  | 2023-01-19 |  | Non-lead
031853 | 30 SNAPPER AVE |  | Polytube | Yes |  | 2022-10-31 |  | PVC | 1982 | Yes |  | 2022-10-31 |  | Non-lead
031854 | 439 PALM DR |  | Polytube | Yes |  | 2022-06-29 |  | PVC | 1983 | Yes |  | 2022-06-29 |  | Non-lead
031855 | APT 1 68020 OVERSEAS HWY |  | Polytube | Yes |  | 2022-06-27 |  | PVC | 1982 | Yes |  | 2022-06-27 |  | Non-lead
031856 | APT 2 68020 OVERSEAS HWY |  | Polytube | Yes |  | 2023-09-11 |  | PVC | 1982 | Yes |  | 2023-09-11 |  | Non-lead
031857 | APT 3 68020 OVERSEAS HWY |  | Polytube | Yes |  | 2022-06-27 |  | PVC | 1982 | Yes |  | 2022-06-27 |  | Non-lead
031858 | APT 5 68020 OVERSEAS HWY |  | Polytube | Yes |  | 2022-06-27 |  | PVC | 1982 | Yes |  | 2022-06-27 |  | Non-lead
031859 | APT 6 68020 OVERSEAS HWY |  | Polytube | Yes |  | 2022-06-27 |  | PVC | 1982 | Yes |  | 2022-06-27 |  | Non-lead
031860 | APT 7 68020 OVERSEAS HWY |  | Polytube | Yes |  | 2024-09-04 |  | PVC | 1982 | Yes |  | 2024-09-04 |  | Non-lead
031861 | APT 8 68020 OVERSEAS HWY |  | Polytube | Yes |  | 2022-06-27 |  | PVC | 1982 | Yes |  | 2022-06-27 |  | Non-lead
031862 | 720 GALE PL |  | Unknown, Non-Lead | Yes |  | 2024-03-27 |  | Unknown, Non-Lead | 2017 | Yes |  | 2024-03-27 |  | Non-lead
031863 | 133 PALM LN |  | Polytube | Yes |  | 2023-12-18 |  | PVC | 1983 | Yes |  | 2023-12-18 |  | Non-lead
031864 | 112 SUNSET LN |  | Polytube | Yes |  | 2022-07-19 |  | PVC | 1981 | Yes |  | 2022-07-19 |  | Non-lead
031865 | 128 LA PALOMA RD |  | Polytube | Yes |  | 2023-02-07 |  | Copper | 1982 | Yes |  | 2023-02-07 |  | Non-lead
031866 | 246 CAMELOT DR |  | Unknown, Non-Lead | Yes |  | 2021-05-26 |  | Unknown, Non-Lead | 2021 | Yes |  | 2021-05-26 |  | Non-lead
031867 | 106 INDIAN AVE |  | Polytube | Yes |  | 2023-07-12 |  | PVC | 1983 | Yes |  | 2023-07-12 |  | Non-lead
031868 | 198 LORELANE PL |  | Unknown, Non-Lead | Yes |  | 2023-03-28 |  | Unknown, Non-Lead | 1994 | Yes |  | 2023-03-28 |  | Non-lead
031869 | 100 POINT PLEASANT |  | Polytube | Yes |  | 2023-01-30 |  | PVC | 1982 | Yes |  | 2023-01-30 |  | Non-lead
031870 | 100 MARINA AVE |  | Copper | Yes |  | 2022-11-29 |  | PVC | 1983 | Yes |  | 2022-11-29 |  | Non-lead
031871 | 128 SAN JUAN DR |  | Polytube | Yes |  | 2022-06-13 |  | PVC | 1984 | Yes |  | 2022-06-13 |  | Non-lead
031872 | 101660 OVERSEAS HWY |  | Polytube | Yes |  | 2022-12-02 |  | PVC | 1986 | Yes |  | 2022-12-02 |  | Non-lead
031873 | 156 OCEAN SHORES DR |  | Polytube | Yes |  | 2023-02-01 |  | PVC | 1985 | Yes |  | 2023-02-01 |  | Non-lead
031874 | 106280 OVERSEAS HWY |  | Polytube | Yes |  | 2023-06-07 |  | PVC | 2005 | Yes |  | 2023-06-07 |  | Non-lead
031875 | 167 GARDENIA ST |  | Polytube | Yes |  | 2022-06-16 |  | PVC | 1960 | Yes |  | 2022-06-16 |  | Non-lead
031876 | 823 S RUBY DR |  | Polytube | Yes |  | 2023-02-02 |  | PVC | 1983 | Yes |  | 2023-02-02 |  | Non-lead
031877 | 21 SEXTON COVE RD |  | Polytube | Yes |  | 2022-10-04 |  | PVC | 1984 | Yes |  | 2022-10-04 |  | Non-lead
031878 | 216 CORAL RD |  | Polytube | Yes |  | 2022-06-10 |  | PVC | 1982 | Yes |  | 2022-06-10 |  | Non-lead
031879 | 260 THOMAS ST |  | Polytube | Yes |  | 2022-11-10 |  | PVC | 1983 | Yes |  | 2022-11-10 |  | Non-lead
031880 | 156 VALENCIA DR |  | Polytube | Yes |  | 2022-06-15 |  | PVC | 1985 | Yes |  | 2022-06-15 |  | Non-lead
031881 | 89210 OVERSEAS HWY IRRIGATION |  | Polytube | Yes |  | 2022-05-26 |  | PVC | 1982 | Yes |  | 2022-05-26 |  | Non-lead
031882 | 604 PORTIA CIRCLE LO |  | Polytube | Yes |  | 2022-08-01 |  | PVC | 1983 | Yes |  | 2022-08-01 |  | Non-lead
031883 | 245 BURGUNDY DR |  | Polytube | Yes |  | 2023-02-09 |  | PVC | 1976 | Yes |  | 2023-02-09 |  | Non-lead
031884 | 387 LAGUNA AVE |  | Polytube | Yes |  | 2022-07-07 |  | PVC | 1983 | Yes |  | 2022-07-07 |  | Non-lead
031885 | 1551 CORAL CT |  | Polytube | Yes |  | 2022-07-12 |  | PVC | 1982 | Yes |  | 2022-07-12 |  | Non-lead
031887 | 943 LOGGERHEAD LN |  | Polytube | Yes |  | 2023-01-13 |  | PVC | 1982 | Yes |  | 2023-01-13 |  | Non-lead
031888 | 208 DUVAL ST |  | Polytube | Yes |  | 2022-11-30 |  | PVC | 1953 | Yes |  | 2022-11-30 |  | Non-lead
031889 | 30449 POINCIANA RD |  | Polytube | Yes |  | 2022-11-15 |  | PVC | 1982 | Yes |  | 2022-11-15 |  | Non-lead
031892 | 27433 ANGUILA LN |  | Polytube | Yes |  | 2022-07-25 |  | PVC | 1982 | Yes |  | 2022-07-25 |  | Non-lead
031893 | 100 5TH ST |  | Polytube | Yes |  | 2023-03-08 |  | PVC | 1982 | Yes |  | 2023-03-08 |  | Non-lead
031894 | 2805 VENETIAN DR |  | Polytube | Yes |  | 2023-04-24 |  | PVC | 1976 | Yes |  | 2023-04-24 |  | Non-lead
031895 | 29648 RANGER RD |  | Polytube | Yes |  | 2022-12-01 |  | PVC | 1980 | Yes |  | 2022-12-01 |  | Non-lead
031896 | #3 1121 WATSON ST |  | Polytube | Yes |  | 2023-03-23 |  | PVC | 1938 | Yes |  | 2023-03-23 |  | Non-lead
031897 | 682 BLACKBEARD RD |  | Unknown, Non-Lead | No |  |  |  | Unknown, Non-Lead | 1993 | No |  |  |  | Non-lead
031898 | 1117 WATSON ST |  | Polytube | Yes |  | 2023-03-23 |  | PVC | 1958 | Yes |  | 2023-03-23 |  | Non-lead
031899 | 30086 ANGELFISH RD |  | Polytube | Yes |  | 2022-12-08 |  | PVC | 1982 | Yes |  | 2022-12-08 |  | Non-lead
031900 | 560 SAWYER DR |  | Polytube | Yes |  | 2022-11-09 |  | PVC | 1982 | Yes |  | 2022-11-09 |  | Non-lead
031901 | 31229 AVENUE F |  | Polytube | Yes |  | 2022-10-27 |  | PVC | 1982 | Yes |  | 2022-10-27 |  | Non-lead
031902 | ADMIN BLDG 242 WHITE ST |  | Polytube | Yes |  | 2023-04-24 |  | PVC | 1941 | Yes |  | 2023-04-24 |  | Non-lead
031903 | 1454 KENNEDY DR |  | Copper | Yes |  | 2023-05-04 |  | PVC | 1982 | Yes |  | 2023-05-04 |  | Non-lead
031904 | 1434 KENNEDY DR |  | Copper | Yes |  | 2023-05-04 |  | PVC | 1982 | Yes |  | 2023-05-04 |  | Non-lead
031905 | APT UP 1625 BERTHA ST |  | Polytube | Yes |  | 2022-09-22 |  | Copper | 1968 | Yes |  | 2022-09-22 |  | Non-lead
031906 | 2819 VENETIAN DR |  | Polytube | Yes |  | 2023-04-24 |  | PVC | 1982 | Yes |  | 2023-04-24 |  | Non-lead
031907 | 1450 KENNEDY DR |  | Copper | Yes |  | 2023-05-04 |  | PVC | 1982 | Yes |  | 2023-05-04 |  | Non-lead
031908 | 1448 KENNEDY DR |  | Copper | Yes |  | 2023-03-24 |  | PVC | 1982 | Yes |  | 2023-03-24 |  | Non-lead
031909 | 31460 D AVE |  | Unknown, Non-Lead | Yes |  | 2018-08-07 |  | Unknown, Non-Lead | 1991 | Yes |  | 2018-08-07 |  | Non-lead
031910 | 810 WHITEHEAD ST |  | Polytube | Yes |  | 2024-04-08 |  | PVC | 1933 | Yes |  | 2024-04-08 |  | Non-lead
031911 | 1460 KENNEDY DR |  | PVC | Yes |  | 2023-05-04 |  | Copper | 1982 | Yes |  | 2023-05-04 |  | Non-lead
031912 | 31 UNIT MOTEL 17075 OVERSEAS HWY |  | Polytube | Yes |  | 2023-05-04 |  | PVC | 1968 | Yes |  | 2023-05-04 |  | Non-lead
031913 | 711 W OCEAN DR |  | Polytube | Yes |  | 2022-12-02 |  | PVC | 1983 | Yes |  | 2022-12-02 |  | Non-lead
031914 | 22524 LAFITTE DR |  | Polytube | Yes |  | 2022-11-09 |  | PVC | 1982 | Yes |  | 2022-11-09 |  | Non-lead
031915 | 22526 LAFITTE DR |  | Polytube | Yes |  | 2022-11-09 |  | PVC | 1982 | Yes |  | 2022-11-09 |  | Non-lead
031916 | LOT 20 20 CALLE UNO |  | Unknown, Non-Lead | Yes |  | 2024-07-01 |  | Unknown, Non-Lead | 1995 | Yes |  | 2024-07-01 |  | Non-lead
031917 | 18 CALLE UNO |  | Unknown, Non-Lead | Yes |  | 2019-11-21 |  | Unknown, Non-Lead | 1995 | Yes |  | 2019-11-21 |  | Non-lead
031919 | 160 JOHN ST |  | Polytube | Yes |  | 2023-04-25 |  | PVC | 1961 | Yes |  | 2023-04-25 |  | Non-lead
031921 | #8 140 JOHN ST |  | Unknown | Yes |  | 2017-08-24 |  | PVC |  | Yes |  | 2017-08-24 |  | Non-lead
031922 | JOHN ST |  | Unknown, Non-Lead | No |  |  |  | No Piping | Vacant | No |  |  |  | Non-lead
031923 | 29525 FLYING CLOUD AVE |  | Polytube | Yes |  | 2022-12-01 |  | PVC | 1982 | Yes |  | 2022-12-01 |  | Non-lead
031924 | 10 CALLE UNO |  | Unknown, Non-Lead | No |  |  |  | Unknown, Non-Lead | 1997 | No |  |  |  | Non-lead
031925 | 17 CALLE UNO |  | Unknown, Non-Lead | No |  |  |  | Unknown, Non-Lead | 2000 | No |  |  |  | Non-lead
031926 | LT2 2 CALLE UNO |  | Unknown, Non-Lead | Yes |  | 2024-05-31 |  | Unknown, Non-Lead | 2002 | Yes |  | 2024-05-31 |  | Non-lead
031927 | 11 CALLE UNO |  | Unknown, Non-Lead | Yes |  | 2024-02-28 |  | Unknown, Non-Lead | 2002 | Yes |  | 2024-02-28 |  | Non-lead
031928 | 28 CALLE UNO |  | Polytube | Yes |  | 2022-07-06 |  | PVC | 1983 | Yes |  | 2022-07-06 |  | Non-lead
031929 | 22 CALLE UNO |  | Polytube | Yes |  | 2024-04-02 |  | PVC | 1980 | Yes |  | 2024-04-02 |  | Non-lead
031930 | 23 CALLE UNO |  | Polytube | Yes |  | 2022-07-06 |  | PVC | 1982 | Yes |  | 2022-07-06 |  | Non-lead
031931 | 24 CALLE UNO |  | Polytube | Yes |  | 2022-07-06 |  | PVC | 1982 | Yes |  | 2022-07-06 |  | Non-lead
031932 | 25 CALLE UNO |  | Polytube | Yes |  | 2022-07-06 |  | PVC | 1981 | Yes |  | 2022-07-06 |  | Non-lead
031933 | 26 CALLE UNO |  | Polytube | Yes |  | 2024-06-10 |  | PVC | 1981 | Yes |  | 2024-06-10 |  | Non-lead
031934 | 27 CALLE UNO |  | Polytube | Yes |  | 2023-08-28 |  | PVC | 1987 | Yes |  | 2023-08-28 |  | Non-lead
031935 | 5 CALLE UNO |  | Unknown, Non-Lead | Yes |  | 2024-06-03 |  | Unknown, Non-Lead | 2000 | Yes |  | 2024-06-03 |  | Non-lead
031936 | 12 CALLE UNO |  | Unknown, Non-Lead | No |  |  |  | Unknown, Non-Lead | 2013 | No |  |  |  | Non-lead
031937 | 1 CALLE UNO |  | Polytube | Yes |  | 2022-07-06 |  | PVC | 1977 | Yes |  | 2022-07-06 |  | Non-lead
031938 | 14 CALLE UNO |  | Polytube | Yes |  | 2023-10-27 |  | PVC | 1976 | Yes |  | 2023-10-27 |  | Non-lead
031939 | 3 CALLE UNO |  | Polytube | Yes |  | 2022-07-29 |  | PVC | 1980 | Yes |  | 2022-07-29 |  | Non-lead
031940 | 4 CALLE UNO |  | Unknown, Non-Lead | No |  |  |  | Unknown, Non-Lead | 1991 | No |  |  |  | Non-lead
031941 | 6 CALLE UNO |  | Polytube | Yes |  | 2024-08-31 |  | PVC | 1980 | Yes |  | 2024-08-31 |  | Non-lead
031942 | 7 CALLE UNO |  | Unknown, Non-Lead | Yes |  | 2024-08-28 |  | Unknown, Non-Lead | 1989 | Yes |  | 2024-08-28 |  | Non-lead
031943 | 9 CALLE UNO |  | Polytube | Yes |  | 2022-07-06 |  | PVC | 1972 | Yes |  | 2022-07-06 |  | Non-lead
031944 | 13 CALLE UNO |  | Polytube | Yes |  | 2022-08-24 |  | PVC | 1979 | Yes |  | 2022-08-24 |  | Non-lead
031945 | 15 CALLE UNO |  | Polytube | Yes |  | 2022-10-03 |  | PVC | 1989 | Yes |  | 2022-10-03 |  | Non-lead
031946 | 16 CALLE UNO |  | Polytube | Yes |  | 2024-07-01 |  | PVC | 1982 | Yes |  | 2024-07-01 |  | Non-lead
031947 | 19 CALLE UNO |  | Polytube | Yes |  | 2019-07-16 |  | PVC | 1995 | Yes |  | 2019-07-16 |  | Non-lead
031948 | 21 CALLE UNO |  | Polytube | Yes |  | 2022-07-06 |  | PVC | 1981 | Yes |  | 2022-07-06 |  | Non-lead
031949 | L2 2 CALLE DOS |  | Polytube | Yes |  | 2022-07-06 |  | PVC | 1981 | Yes |  | 2022-07-06 |  | Non-lead
031950 | 3 CALLE DOS |  | Polytube | Yes |  | 2022-07-06 |  | PVC | 1981 | Yes |  | 2022-07-06 |  | Non-lead
031952 | 29654 CONSTITUTION AVE |  | Polytube | Yes |  | 2023-07-21 |  | PVC | 1963 | Yes |  | 2023-07-21 |  | Non-lead
031953 | 19551 AZTEC ST |  | Polytube | Yes |  | 2023-01-13 |  | PVC | 1983 | Yes |  | 2023-01-13 |  | Non-lead
031954 | 30200 OVERSEAS HWY |  | Polytube | Yes |  | 2024-08-23 |  | PVC | 1970 | Yes |  | 2024-08-23 |  | Non-lead
031955 | 30200 OVERSEAS HWY |  | Unknown, Non-Lead | No |  |  |  | No Piping | 1970 | No |  |  |  | Non-lead
031956 | UNIT 3 30136 OVERSEAS HWY |  | Polytube | Yes |  | 2024-08-23 |  | PVC | 1970 | Yes |  | 2024-08-23 |  | Non-lead
031957 | UNIT 4 30200 OVERSEAS HWY |  | Polytube | Yes |  | 2023-04-19 |  | PVC | 1970 | Yes |  | 2023-04-19 |  | Non-lead
031958 | 317 SAWYER DR |  | Polytube | Yes |  | 2022-08-24 |  | PVC | 1982 | Yes |  | 2022-08-24 |  | Non-lead
031959 | UNIT REAR 30200 OVERSEAS HWY |  | Polytube | Yes |  | 2022-12-08 |  | PVC | 1970 | Yes |  | 2022-12-08 |  | Non-lead
031960 | 128 BIMINI DR |  | Unknown, Non-Lead | No |  |  |  | Unknown, Non-Lead | 2009 | No |  |  |  | Non-lead
031961 | OCEAN 433 122ND ST |  | Polytube | Yes |  | 2022-12-22 |  | PVC | 1983 | Yes |  | 2022-12-22 |  | Non-lead
031962 | 661 10TH ST |  | Polytube | Yes |  | 2022-10-22 |  | PVC | 1983 | Yes |  | 2022-10-22 |  | Non-lead
031963 | RS 671 10TH ST |  | Polytube | Yes |  | 2022-10-22 |  | PVC | 1970 | Yes |  | 2022-10-22 |  | Non-lead
031964 | 515 AVENIDA PRIMICER |  | Polytube | Yes |  | 2024-06-10 |  | PVC | 1983 | Yes |  | 2024-06-10 |  | Non-lead
031965 | 366 STIRRUP KEY BLVD |  | Polytube | Yes |  | 2023-01-30 |  | PVC | 1982 | Yes |  | 2023-01-30 |  | Non-lead
031966 | 58875 OVERSEAS HWY |  | Polytube | Yes |  | 2024-07-03 |  | PVC | 1982 | Yes |  | 2024-07-03 |  | Non-lead
031967 | 118 MOCKINGBIRD LANE |  | Polytube | Yes |  | 2024-01-31 |  | PVC | 1983 | Yes |  | 2024-01-31 |  | Non-lead
031968 | 110 AVENUE A |  | Polytube | Yes |  | 2022-10-22 |  | PVC | 1972 | Yes |  | 2022-10-22 |  | Non-lead
031969 | 1C 95 COCO PLUM - UNIT DR |  | Unknown | Yes |  | 2022-10-22 |  | None | 1982 | Yes |  | 2022-10-22 |  | No Service Line
031971 | APT A 106 CHANNEL RD |  | Polytube | Yes |  | 2022-06-23 |  | PVC | 1983 | Yes |  | 2022-06-23 |  | Non-lead
031972 | APT B 106 CHANNEL DR |  | Polytube | Yes |  | 2024-04-18 |  | PVC | 1983 | Yes |  | 2024-04-18 |  | Non-lead
031974 | BACK 350 43RD GULF ST |  | Polytube | Yes |  | 2023-02-10 |  | PVC | 1950 | Yes |  | 2023-02-10 |  | Non-lead
031975 | 409 HARBOUR DR |  | Unknown, Non-Lead | Yes |  | 2021-12-03 |  | Unknown, Non-Lead | 2002 | Yes |  | 2021-12-03 |  | Non-lead
031976 | 140 BIMINI DR |  | Polytube | Yes |  | 2022-10-22 |  | PVC | 1983 | Yes |  | 2022-10-22 |  | Non-lead
031977 | 151 94TH STREET OCEA |  | Polytube | Yes |  | 2024-10-03 |  | PVC | 1958 | Yes |  | 2024-10-03 |  | Non-lead
031978 | MASTER 15 72ND ST OCEAN |  | Polytube | Yes |  | 2024-06-21 |  | Unknown | 1961 | Yes |  | 2024-06-21 |  | Lead Status Unknown
031979 | 2000 OVERSEAS HWY |  | Polytube | Yes |  | 2022-11-16 |  | PVC | 1983 | Yes |  | 2022-11-16 |  | Non-lead
031980 | 27436 CAYMAN LN |  | Polytube | Yes |  | 2023-05-04 |  | PVC | 1983 | Yes |  | 2023-05-04 |  | Non-lead
031981 | 29178 GUAVA LANE |  | Polytube | Yes |  | 2022-12-14 |  | PVC | 1982 | Yes |  | 2022-12-14 |  | Non-lead
031982 | 21025 HAMILTON DR |  | Polytube | Yes |  | 2024-07-24 |  | PVC | 1983 | Yes |  | 2024-07-24 |  | Non-lead
031983 | 545 IXORA DR |  | Polytube | Yes |  | 2023-01-13 |  | PVC | 1982 | Yes |  | 2023-01-13 |  | Non-lead
031984 | 27139 ANGELFISH RD |  | Polytube | Yes |  | 2022-07-25 |  | PVC | 1972 | Yes |  | 2022-07-25 |  | Non-lead
031985 | 3854 SUNSET DR |  | Polytube | Yes |  | 2023-01-11 |  | PVC | 1983 | Yes |  | 2023-01-11 |  | Non-lead
031986 | 17155 HIBISCUS LN |  | Polytube | Yes |  | 2023-05-04 |  | PVC | 1982 | Yes |  | 2023-05-04 |  | Non-lead
031987 | 29527 CONSTITUTION AVE |  | Polytube | Yes |  | 2022-12-01 |  | PVC | 1982 | Yes |  | 2022-12-01 |  | Non-lead
031988 | APT B 29529 CONSTITUTION AVE |  | Polytube | Yes |  | 2022-12-01 |  | PVC | 1982 | Yes |  | 2022-12-01 |  | Non-lead
031989 | 0 BAY DR |  | Polytube | No |  |  |  | PVC | 2014 | No |  |  |  | Non-lead
031990 | 406 AVE A |  | Unknown, Non-Lead | Yes |  | 2018-07-26 |  | Unknown, Non-Lead | 2016 | Yes |  | 2018-07-26 |  | Non-lead
031991 | 30772 PALM DR |  | Polytube | Yes |  | 2024-07-31 |  | PVC | 1984 | Yes |  | 2024-07-31 |  | Non-lead
031992 | 1740 BAYVIEW DR |  | Polytube | Yes |  | 2023-04-18 |  | PVC | 2021 | Yes |  | 2023-04-18 |  | Non-lead
031993 | APT 1 1805 ATLANTIC BLVD |  | Polytube | Yes |  | 2022-09-22 |  | PVC | 1977 | Yes |  | 2022-09-22 |  | Non-lead
031994 | APT 2 1805 ATLANTIC BLVD |  | Polytube | Yes |  | 2022-09-22 |  | PVC | 1977 | Yes |  | 2022-09-22 |  | Non-lead
031995 | 22823 BLUEGILL LN |  | Polytube | Yes |  | 2022-09-22 |  | PVC | 1982 | Yes |  | 2022-09-22 |  | Non-lead
031996 | 1446 KENNEDY DR |  | Copper | Yes |  | 2023-05-04 |  | PVC | 1982 | Yes |  | 2023-05-04 |  | Non-lead
031998 | 3755 PINE ST |  | Polytube | Yes |  | 2024-02-09 |  | PVC | 1982 | Yes |  | 2024-02-09 |  | Non-lead
031999 | 560 HAMMOCK DR |  | Unknown, Non-Lead | Yes |  | 2020-04-22 |  | Unknown, Non-Lead | 2008 | Yes |  | 2020-04-22 |  | Non-lead
032000 | 3652 LANDERS ST |  | Polytube | Yes |  | 2023-01-11 |  | PVC | 1982 | Yes |  | 2023-01-11 |  | Non-lead
032001 | #A DWN 714 ELIZABETH ST |  | Polytube | Yes |  | 2023-01-03 |  | PVC | 1982 | Yes |  | 2023-01-03 |  | Non-lead
032002 | APT B DOWN 714 ELIZABETH ST |  | Polytube | Yes |  | 2023-01-03 |  | PVC | 1982 | Yes |  | 2023-01-03 |  | Non-lead
032003 | APT C FRONT 714 ELIZABETH ST |  | Copper | Yes |  | 2022-06-10 |  | PVC | 1982 | Yes |  | 2022-06-10 |  | Non-lead
032004 | #5 1452 KENNEDY DR |  | Polytube | Yes |  | 2023-07-18 |  | PVC | 1982 | Yes |  | 2023-07-18 |  | Non-lead
032005 | SLIP T14 1801 N ROOSEVELT BLVD |  | PVC | Yes |  | 2022-07-11 |  | PVC | 1983 | Yes |  | 2022-07-11 |  | Non-lead
032006 | 1444 KENNEDY DR |  | Unknown, Non-Lead | No |  |  |  | Unknown, Non-Lead | 1988 | No |  |  |  | Non-lead
032007 | 102181 OVERSEAS HWY |  | Polytube | Yes |  | 2023-02-08 |  | PVC | 1987 | Yes |  | 2023-02-08 |  | Non-lead
032008 | #2 1458 KENNEDY DR |  | Polytube | Yes |  | 2023-05-04 |  | PVC | 1982 | Yes |  | 2023-05-04 |  | Non-lead
032009 | B1L21 444 E CARRIBBEAN DR |  | Unknown, Non-Lead | No |  |  |  | Unknown, Non-Lead | 2004 | No |  |  |  | Non-lead
032010 | 17137 BONITA LN W |  | Unknown, Non-Lead | No |  |  |  | Unknown, Non-Lead | 2003 | No |  |  |  | Non-lead
032011 | 19831 DATE PALM DR |  | Polytube | Yes |  | 2023-03-29 |  | PVC | 1983 | Yes |  | 2023-03-29 |  | Non-lead
032012 | 1249 B AVE |  | Polytube | Yes |  | 2024-05-03 |  | PVC | 1952 | Yes |  | 2024-05-03 |  | Non-lead
032013 | 31352 E AVE |  | Polytube | Yes |  | 2024-05-23 |  | PVC | 1983 | Yes |  | 2024-05-23 |  | Non-lead
032014 | 138 YARDARM RD |  | Polytube | Yes |  | 2022-12-28 |  | PVC | 1982 | Yes |  | 2022-12-28 |  | Non-lead
032015 | UNIT 1 3619 LOUISA ST |  | Polytube | Yes |  | 2023-09-28 |  | PVC | 1948 | Yes |  | 2023-09-28 |  | Non-lead
032016 | 3979 GORDON RD |  | Polytube | Yes |  | 2023-01-12 |  | PVC | 1983 | Yes |  | 2023-01-12 |  | Non-lead
032017 | 5151 LOGGERHEAD LN |  | Polytube | Yes |  | 2023-11-27 |  | Polytube | 1983 | Yes |  | 2023-11-27 |  | Non-Lead
032018 | 103 PATRICIA LANE |  | Polytube | Yes |  | 2024-01-11 |  | PVC | 1983 | Yes |  | 2024-01-11 |  | Non-lead
032019 | 112 CHANNEL DR |  | Polytube | Yes |  | 2023-01-27 |  | PVC | 1983 | Yes |  | 2023-01-27 |  | Non-lead
032020 | 59151 OVERSEAS HWY |  | PVC | Yes |  | 2022-12-21 |  | PVC | 1953 | Yes |  | 2022-12-21 |  | Non-lead
032021 | 419 121ST GULF ST |  | Polytube | Yes |  | 2022-08-16 |  | PVC | 1999 | Yes |  | 2022-08-16 |  | Non-lead
032022 | 380 11TH ST |  | Polytube | Yes |  | 2022-10-22 |  | PVC | 1984 | Yes |  | 2022-10-22 |  | Non-lead
032023 | RSIDE 380 10TH ST |  | Polytube | Yes |  | 2022-10-22 |  | PVC | 1984 | Yes |  | 2022-10-22 |  | Non-lead
032024 | 390 10TH St |  | Polytube | Yes |  | 2023-05-17 |  | PVC | 1984 | Yes |  | 2023-05-17 |  | Non-lead
032025 | OCEAN 1200 E 63RD ST |  | Polytube | Yes |  | 2023-03-15 |  | PVC | 1983 | Yes |  | 2023-03-15 |  | Non-lead
032026 | 2201 SOMBRERO BCH RD |  | Polytube | Yes |  | 2022-07-08 |  | Polytube | 1983 | Yes |  | 2022-07-08 |  | Non-Lead
032027 | 351 12TH ST |  | Polytube | Yes |  | 2022-10-22 |  | PVC | 1983 | Yes |  | 2022-10-22 |  | Non-lead
032028 | 984 OCOTILLO LANE |  | Polytube | Yes |  | 2022-05-27 |  | PVC | 1983 | Yes |  | 2022-05-27 |  | Non-lead
032029 | STIRRUP KEY BLVD |  | Polytube | Yes |  | 2024-05-16 |  | PVC |  | Yes |  | 2024-05-16 |  | Non-lead
032030 | STIRRUP KEY BLVD |  | Polytube | Yes |  | 2024-04-10 |  | Copper |  | Yes |  | 2024-04-10 |  | Non-lead
032031 | 314 E SEAVIEW CIR |  | Polytube | Yes |  | 2024-04-24 |  | PVC | 1983 | Yes |  | 2024-04-24 |  | Non-lead
032032 | 73 CUNNINGHAM LN |  | Polytube | Yes |  | 2023-06-12 |  | PVC | 1973 | Yes |  | 2023-06-12 |  | Non-lead
032033 | 700 122ND OCEAN ST |  | Polytube | Yes |  | 2022-09-08 |  | PVC | 1968 | Yes |  | 2022-09-08 |  | Non-lead
032034 | 280 5TH ST |  | Polytube | Yes |  | 2023-05-24 |  | PVC | 1983 | Yes |  | 2023-05-24 |  | Non-lead
032035 | 300 5TH ST |  | Polytube | Yes |  | 2022-10-22 |  | PVC | 1983 | Yes |  | 2022-10-22 |  | Non-lead
032036 | 417 SOMBRERO BEACH Rd |  | Polytube | Yes |  | 2022-12-02 |  | PVC | 1984 | Yes |  | 2022-12-02 |  | Non-lead
032037 | 94 CALLE ENSUENO |  | Polytube | Yes |  | 2024-05-16 |  | PVC | 1983 | Yes |  | 2024-05-16 |  | Non-lead
032038 | 58815 OVERSEAS HWY |  | Polytube | Yes |  | 2022-11-14 |  | PVC | 1984 | Yes |  | 2022-11-14 |  | Non-lead
032039 | 902 CAMINO REAL |  | Polytube | Yes |  | 2022-06-16 |  | PVC | 1983 | Yes |  | 2022-06-16 |  | Non-lead
032040 | 1901 S ROOSEVELT BLVD |  | Polytube | Yes |  | 2022-06-24 |  | PVC | 1984 | Yes |  | 2022-06-24 |  | Non-lead
032041 | 915 EISENHOWER DR |  | Polytube | Yes |  | 2022-09-07 |  | Unknown | 1983 | Yes |  | 2022-09-07 |  | Lead Status Unknown
032042 | 22534 LA FITTE DR |  | Unknown, Non-Lead | Yes |  | 2023-05-04 |  | No Piping | 1982 | Yes |  | 2023-05-04 |  | Non-lead
032048 | 2 BLUEWATER DR |  | Polytube | Yes |  | 2022-07-07 |  | Polytube | 1972 | Yes |  | 2022-07-07 |  | Non-lead
032049 | 27315 BARBUDA LN |  | Polytube | Yes |  | 2022-10-13 |  | PVC | 1982 | Yes |  | 2022-10-13 |  | Non-lead
032050 | 27359 VINCENT LN |  | Polytube | Yes |  | 2023-05-04 |  | PVC | 1982 | Yes |  | 2023-05-04 |  | Non-lead
032051 | 141 LEONI DR |  | Polytube | Yes |  | 2022-06-08 |  | PVC | 1985 | Yes |  | 2022-06-08 |  | Non-lead
032052 | 218 W INDIES RD |  | Polytube | Yes |  | 2022-09-21 |  | PVC | 1982 | Yes |  | 2022-09-21 |  | Non-lead
032053 | 100 W PLAZA DEL LAGO L |  | Unknown, Non-Lead | Yes |  | 2022-01-21 |  | Unknown, Non-Lead | 1989 | Yes |  | 2022-01-21 |  | Non-lead
032054 | 127 BLUE HARBOR DR |  | Polytube | Yes |  | 2022-05-16 |  | PVC | 1982 | Yes |  | 2022-05-16 |  | Non-lead
032055 | 140 INDIAN AVE |  | Polytube | Yes |  | 2022-07-19 |  | PVC | 1983 | Yes |  | 2022-07-19 |  | Non-lead
032056 | 155 PLANTATION AVE |  | Polytube | Yes |  | 2022-06-09 |  | PVC | 1983 | Yes |  | 2022-06-09 |  | Non-lead
032057 | B2 57 N BAY HARBOR DR |  | Polytube | Yes |  | 2022-05-26 |  | PVC | 1982 | Yes |  | 2022-05-26 |  | Non-lead
032058 | 195 ATLANTIC CIRCLE DR |  | Polytube | Yes |  | 2023-01-31 |  | PVC | 1983 | Yes |  | 2023-01-31 |  | Non-lead
032059 | 215 TIDE AVE |  | Polytube | Yes |  | 2022-06-13 |  | PVC | 1983 | Yes |  | 2022-06-13 |  | Non-lead
032060 | 129 DOVE LAKE DR |  | Polytube | Yes |  | 2022-07-20 |  | PVC | 1983 | Yes |  | 2022-07-20 |  | Non-lead
032062 | 1012 SNAPPER LN |  | Polytube | Yes |  | 2022-10-11 |  | PVC | 1982 | Yes |  | 2022-10-11 |  | Non-lead
032063 | 129 SABAL AVE |  | Polytube | Yes |  | 2023-09-07 |  | PVC | 1982 | Yes |  | 2023-09-07 |  | Non-lead
032064 | 217 SECOND ST |  | Polytube | Yes |  | 2023-02-27 |  | PVC | 1997 | Yes |  | 2023-02-27 |  | Non-lead
032065 | 114 SAN JUAN DR |  | Polytube | Yes |  | 2022-06-10 |  | PVC | 1983 | Yes |  | 2022-06-10 |  | Non-lead
032066 | 8 CALLE UNO |  | Polytube | Yes |  | 2022-07-06 |  | PVC | 1980 | Yes |  | 2022-07-06 |  | Non-lead
032067 | 122 PEG LEG LN |  | Polytube | Yes |  | 2023-01-13 |  | PVC | 1985 | Yes |  | 2023-01-13 |  | Non-lead
032068 | 3816 DONNA RD |  | Polytube | Yes |  | 2019-04-29 |  | PVC | 1980 | Yes |  | 2019-04-29 |  | Non-lead
032070 | 330 W INDIES DR |  | Unknown, Non-Lead | Yes |  | 2018-03-06 |  | PVC | 2021 | Yes |  | 2018-03-06 |  | Non-lead
032071 | UNIT 12 1438 KENNEDY DR |  | Copper | Yes |  | 2023-05-04 |  | PVC | 1982 | Yes |  | 2023-05-04 |  | Non-lead
032072 | APT A 7 AQUAMARINE DR |  | Polytube | Yes |  | 2022-08-17 |  | PVC | 1986 | Yes |  | 2022-08-17 |  | Non-lead
032073 | APT B 7 AQUAMARINE DR |  | Polytube | Yes |  | 2023-10-13 |  | PVC | 1983 | Yes |  | 2023-10-13 |  | Non-lead
032075 | 5100 SUNCREST RD |  | Polytube | Yes |  | 2023-03-14 |  | PVC | 1983 | Yes |  | 2023-03-14 |  | Non-lead
032076 | 907 VIRGINIA ST |  | Polytube | Yes |  | 2023-03-29 |  | PVC | 1963 | Yes |  | 2023-03-29 |  | Non-lead
032077 | 1501 SOMBRERO BLVD |  | Polytube | Yes |  | 2023-12-20 |  | Copper | 1984 | Yes |  | 2023-12-20 |  | Non-lead
032078 | UNIT 11 103200 OVERSEAS HWY |  | Polytube | Yes |  | 2023-12-21 |  | PVC | 1983 | Yes |  | 2023-12-21 |  | Non-lead
032079 | UNIT 10 103200 OVERSEAS TRACT A HWY |  | Polytube | Yes |  | 2023-12-21 |  | PVC | 1983 | Yes |  | 2023-12-21 |  | Non-lead
032080 | TR A SEC #9 103200 OVERSEAS HWY |  | PVC | Yes |  | 2023-12-21 |  | PVC | 1983 | Yes |  | 2023-12-21 |  | Non-lead
032081 | TR/A S2-#8 103200 OVERSEAS HWY |  | Polytube | Yes |  | 2023-12-21 |  | PVC | 1983 | Yes |  | 2023-12-21 |  | Non-lead
032082 | SUITE 7 103200 OVERSEAS HWY |  | Polytube | Yes |  | 2023-12-21 |  | PVC | 1983 | Yes |  | 2023-12-21 |  | Non-lead
032083 | UNIT 6 103200 OVERSEAS HWY |  | Polytube | Yes |  | 2023-12-21 |  | PVC | 1983 | Yes |  | 2023-12-21 |  | Non-lead
032084 | UNIT 5 103200 OVERSEAS HWY |  | Polytube | Yes |  | 2023-12-21 |  | PVC | 1983 | Yes |  | 2023-12-21 |  | Non-lead
032085 | UNIT 4 103200 OVERSEAS HWY |  | Polytube | Yes |  | 2023-12-21 |  | PVC | 1983 | Yes |  | 2023-12-21 |  | Non-lead
032087 | #2 103200 CENTRAL PLAZA TR |  | Polytube | Yes |  | 2023-12-21 |  | PVC | 1983 | Yes |  | 2023-12-21 |  | Non-lead
032088 | UNIT 12 103200 OVERSEAS TR A S2 HWY |  | Polytube | Yes |  | 2023-12-21 |  | PVC | 1983 | Yes |  | 2023-12-21 |  | Non-lead
032089 | 189 N COCONUT PALM BLVD |  | Polytube | Yes |  | 2022-06-14 |  | PVC | 1960 | Yes |  | 2022-06-14 |  | Non-lead
032090 | 510 OLDSMAR |  | Polytube | Yes |  | 2023-05-04 |  | PVC | 1979 | Yes |  | 2023-05-04 |  | Non-lead
032091 | 118 POINT PLEASANT L DR |  | Polytube | Yes |  | 2022-11-28 |  | PVC | 1984 | Yes |  | 2022-11-28 |  | Non-lead
032092 | SIDE B 220 W INDIES RD |  | Polytube | Yes |  | 2022-09-21 |  | PVC | 1982 | Yes |  | 2022-09-21 |  | Non-lead
032093 | 146 PACIFIC AVE |  | Polytube | Yes |  | 2022-07-20 |  | PVC | 1983 | Yes |  | 2022-07-20 |  | Non-lead
032094 | 139 BESSIE RD |  | Polytube | Yes |  | 2022-05-17 |  | PVC | 1983 | Yes |  | 2022-05-17 |  | Non-lead
032095 | 158 PEARL AVE |  | Polytube | Yes |  | 2022-06-13 |  | PVC | 1983 | Yes |  | 2022-06-13 |  | Non-lead
032096 | 26 EAGLE DR |  | Polytube | Yes |  | 2023-04-25 |  | PVC | 1974 | Yes |  | 2023-04-25 |  | Non-lead
032097 | 1008 CRANE ST |  | Polytube | Yes |  | 2023-02-09 |  | PVC | 1983 | Yes |  | 2023-02-09 |  | Non-lead
032098 | 13 SEXTON COVE RD |  | Polytube | Yes |  | 2023-05-04 |  | PVC | 1984 | Yes |  | 2023-05-04 |  | Non-lead
032099 | 175 WRENN ST |  | Polytube | Yes |  | 2020-01-13 |  | PVC | 1983 | Yes |  | 2020-01-13 |  | Non-lead
032100 | 51 N BAY HARBOR DR |  | Polytube | Yes |  | 2022-07-21 |  | PVC | 1983 | Yes |  | 2022-07-21 |  | Non-lead
032101 | 27 SNAPPER AVE |  | Polytube | Yes |  | 2022-10-31 |  | PVC | 1983 | Yes |  | 2022-10-31 |  | Non-lead
032102 | APT A 15 ATLANTIC BLVD |  | Polytube | Yes |  | 2022-06-30 |  | PVC | 1984 | Yes |  | 2022-06-30 |  | Non-lead
032103 | 15 ATLANTIC #B AVE |  | Unknown | Yes |  | 2022-06-30 |  | Unknown | 1984 | Yes |  | 2022-06-30 |  | Lead Status Unknown
032104 | 446 LIME DR |  | Polytube | Yes |  | 2023-02-02 |  | PVC | 1983 | Yes |  | 2023-02-02 |  | Non-lead
032105 | 444 LIME DR |  | Polytube | Yes |  | 2023-02-02 |  | PVC | 1983 | Yes |  | 2023-02-02 |  | Non-lead
032106 | 144 INDIAN AVE |  | Unknown, Non-Lead | Yes |  | 2022-04-06 |  | Unknown, Non-Lead | 1988 | Yes |  | 2022-04-06 |  | Non-lead
032107 | 104 MANGROVE LN |  | Polytube | Yes |  | 2022-07-19 |  | PVC | 1980 | Yes |  | 2022-07-19 |  | Non-lead
032108 | 947 PLANTATION RD |  | Polytube | Yes |  | 2024-03-05 |  | PVC | 1980 | Yes |  | 2024-03-05 |  | Non-lead
032109 | 1112 VENETIAN BLVD |  | Polytube | Yes |  | 2017-08-28 |  | PVC | 1990 | Yes |  | 2017-08-28 |  | Non-lead
032110 | 122 DOVE CREEK DR |  | Polytube | Yes |  | 2022-07-20 |  | PVC | 1983 | Yes |  | 2022-07-20 |  | Non-lead
032111 | 555 ST CROIX PL |  | Polytube | Yes |  | 2022-07-26 |  | PVC | 1972 | Yes |  | 2022-07-26 |  | Non-lead
032112 | 139 STARFISH LN |  | Polytube | Yes |  | 2022-07-19 |  | PVC | 1983 | Yes |  | 2022-07-19 |  | Non-lead
032113 | 122 N ROLLING HILL RD |  | Polytube | Yes |  | 2022-06-15 |  | PVC | 1983 | Yes |  | 2022-06-15 |  | Non-lead
032114 | 144 LAPALOMA RD |  | Unknown, Non-Lead | Yes |  | 2019-05-24 |  | Unknown, Non-Lead | 1999 | Yes |  | 2019-05-24 |  | Non-lead
032115 | 126 KEY HEIGHTS DR |  | Polytube | Yes |  | 2024-04-19 |  | PVC | 1983 | Yes |  | 2024-04-19 |  | Non-lead
032116 | 42 SEXTON COVE RD |  | Polytube | Yes |  | 2023-05-04 |  | PVC | 1983 | Yes |  | 2023-05-04 |  | Non-lead
032117 | APT A 1103 GRAND ST |  | Polytube | Yes |  | 2023-02-01 |  | PVC | 1972 | Yes |  | 2023-02-01 |  | Non-lead
032118 | APT B 1103 GRAND ST |  | Polytube | Yes |  | 2023-02-01 |  | PVC | 1983 | Yes |  | 2023-02-01 |  | Non-lead
032119 | 522 CARIBBEAN DR |  | Polytube | Yes |  | 2022-07-08 |  | PVC | 1983 | Yes |  | 2022-07-08 |  | Non-lead
032120 | L209 113 PONCE DE LEON BLVD |  | Unknown, Non-Lead | Yes |  | 2021-12-15 |  | PVC | 1989 | Yes |  | 2021-12-15 |  | Non-lead
032121 | APT APT 1 85361 OVERSEAS HWY |  | Unknown | Yes |  | 2022-06-28 |  | PVC | 1969 | Yes |  | 2022-06-28 |  | Lead Status Unknown
032122 | APT #4 85361 OVERSEAS HWY |  | Unknown | Yes |  | 2022-06-28 |  | PVC | 1969 | Yes |  | 2022-06-28 |  | Lead Status Unknown
032123 | APT #2 85361 OVERSEAS HWY |  | Unknown | Yes |  | 2022-06-28 |  | PVC | 1969 | Yes |  | 2022-06-28 |  | Lead Status Unknown
032124 | APT #8 85361 OVERSEAS HWY |  | Unknown | Yes |  | 2022-06-28 |  | PVC | 1969 | Yes |  | 2022-06-28 |  | Lead Status Unknown
032125 | APT 3 85361 OVERSEAS HWY |  | Polytube | Yes |  | 2023-08-22 |  | PVC | 1969 | Yes |  | 2023-08-22 |  | Non-lead
032126 | UNIT SANDBAR 6 85361 OVERSEAS HWY |  | Unknown | Yes |  | 2023-08-22 |  | PVC | 1969 | Yes |  | 2023-08-22 |  | Lead Status Unknown
032127 | APT #5 85361 OVERSEAS HWY |  | Unknown | Yes |  | 2022-06-28 |  | PVC | 1969 | Yes |  | 2022-06-28 |  | Lead Status Unknown
032128 | 703 PIRATES RD |  | Polytube | Yes |  | 2023-01-23 |  | PVC | 1983 | Yes |  | 2023-01-23 |  | Non-lead
032129 | SLIP T01 1801 N ROOSEVELT BLVD |  | PVC | Yes |  | 2022-07-11 |  | PVC | 1983 | Yes |  | 2022-07-11 |  | Non-lead
032130 | 1661 GARDENIA LN |  | Polytube | Yes |  | 2022-12-15 |  | PVC | 1983 | Yes |  | 2022-12-15 |  | Non-lead
032131 | #10 LUANI PLAZA |  | Polytube | Yes |  | 2023-05-04 |  | PVC | 1982 | Yes |  | 2023-05-04 |  | Non-lead
032132 | 1/2 1107 DUVAL ST |  | Polytube | Yes |  | 2022-09-26 |  | PVC | 1938 | Yes |  | 2022-09-26 |  | Non-lead
032133 | 23014 WAHOO LN |  | Polytube | Yes |  | 2022-12-28 |  | PVC | 1983 | Yes |  | 2022-12-28 |  | Non-lead
032134 | 215 VENUS LN |  | Polytube | Yes |  | 2022-09-26 |  | PVC | 1980 | Yes |  | 2022-09-26 |  | Non-lead
032135 | 3706 N ROOSEVELT BLVD |  | PVC | Yes |  | 2023-05-04 |  | PVC | 1962 | Yes |  | 2023-05-04 |  | Non-lead
032136 | 3708 N ROOSEVELT (PERRY BLVD |  | Copper | Yes |  | 2023-05-04 |  | PVC | 1983 | Yes |  | 2023-05-04 |  | Non-lead
032137 | UNIT 202 3706 N ROOSEVELT BLVD |  | PVC | Yes |  | 2023-05-04 |  | PVC | 1983 | Yes |  | 2023-05-04 |  | Non-lead
032138 | 3706 N ROOSEVELT BLVD |  | Copper | Yes |  | 2023-05-04 |  | Copper | 1983 | Yes |  | 2023-05-04 |  | Non-lead
032139 | UNIT A 3706 N ROOSEVELT BLVD |  | PVC | Yes |  | 2023-01-05 |  | Copper | 1983 | Yes |  | 2023-01-05 |  | Non-lead
032140 | UNIT K 3706 C N ROOSEVELT BLVD |  | PVC | Yes |  | 2024-08-20 |  | Copper | 1983 | Yes |  | 2024-08-20 |  | Non-lead
032141 | 3710 N ROOSEVELT BLVD |  | PVC | Yes |  | 2023-05-04 |  | Copper | 1983 | Yes |  | 2023-05-04 |  | Non-lead
032142 | UNIT D 3706 N ROOSEVELT BLVD |  | PVC | Yes |  | 2023-05-04 |  | Copper | 1983 | Yes |  | 2023-05-04 |  | Non-lead
032143 | 3714 N ROOSEVELT BLVD |  | PVC | Yes |  | 2023-05-04 |  | Copper | 1983 | Yes |  | 2023-05-04 |  | Non-lead
032144 | UNIT E 3706 N ROOSEVELT BLVD |  | PVC | Yes |  | 2023-08-23 |  | Copper | 1983 | Yes |  | 2023-08-23 |  | Non-lead
032145 | UNIT F 3706 N ROOSEVELT BLVD |  | PVC | Yes |  | 2024-08-20 |  | Copper | 1983 | Yes |  | 2024-08-20 |  | Non-lead
032146 | 3716 N ROOSEVELT BLVD |  | PVC | Yes |  | 2023-05-04 |  | Copper | 1983 | Yes |  | 2023-05-04 |  | Non-lead
032147 | UNIT G 3706 N ROOSEVELT BLVD |  | PVC | Yes |  | 2024-08-20 |  | Copper | 1983 | Yes |  | 2024-08-20 |  | Non-lead
032148 | UNIT F 3718 N ROOSEVELT BLVD |  | PVC | Yes |  | 2023-05-04 |  | Copper | 1983 | Yes |  | 2023-05-04 |  | Non-lead
032149 | UNIT O 207 3706 N ROOSEVELT BLVD |  | PVC | Yes |  | 2022-06-03 |  | Copper | 1983 | Yes |  | 2022-06-03 |  | Non-lead
032150 | UNIT 8 3720 N ROOSEVELT BLVD |  | PVC | Yes |  | 2023-05-04 |  | Copper | 1983 | Yes |  | 2023-05-04 |  | Non-lead
032151 | 3722 N ROOSEVELT BLVD |  | PVC | Yes |  | 2022-10-12 |  | Copper | 1983 | Yes |  | 2022-10-12 |  | Non-lead
032152 | STE I 3706 N ROOSEVELT BLVD |  | PVC | Yes |  | 2022-05-20 |  | Copper | 1983 | Yes |  | 2022-05-20 |  | Non-lead
032153 | UNIT C 3712 N ROOSEVELT BLVD |  | PVC | Yes |  | 2023-05-04 |  | Copper | 1983 | Yes |  | 2023-05-04 |  | Non-lead
032154 | 29161 IROQUOIS ST |  | Polytube | Yes |  | 2024-07-29 |  | PVC | 1983 | Yes |  | 2024-07-29 |  | Non-lead
032155 | 1348 OCEAN DR |  | Polytube | Yes |  | 2023-04-25 |  | PVC | 1982 | Yes |  | 2023-04-25 |  | Non-lead
032156 | ADJACENT TO #1 6450 COLLEGE RD |  | Unknown, Non-Lead | Yes |  | 2023-10-18 |  | Unknown, Non-Lead | 1996 | Yes |  | 2023-10-18 |  | Non-lead
032157 | 71 COUNTY RD |  | Polytube | Yes |  | 2023-10-17 |  | PVC | 1983 | Yes |  | 2023-10-17 |  | Non-lead
032158 | 19541 AZTEC ST |  | Polytube | Yes |  | 2023-01-13 |  | PVC | 1983 | Yes |  | 2023-01-13 |  | Non-lead
032159 | 27324 BARBUDA LANE |  | Polytube | Yes |  | 2022-10-13 |  | PVC | 1983 | Yes |  | 2022-10-13 |  | Non-lead
032160 | 828 CARIBBEAN EAST DR |  | Polytube | Yes |  | 2023-04-03 |  | PVC | 1983 | Yes |  | 2023-04-03 |  | Non-lead
032161 | 29683 RANGER AVE |  | Polytube | Yes |  | 2022-12-01 |  | PVC | 1983 | Yes |  | 2022-12-01 |  | Non-lead
032163 | 61 W CAHILL CT |  | Polytube | Yes |  | 2022-05-20 |  | PVC | 1994 | Yes |  | 2022-05-20 |  | Non-lead
032164 | 24753 PARK DR |  | Polytube | Yes |  | 2023-04-25 |  | PVC | 1983 | Yes |  | 2023-04-25 |  | Non-lead
032165 | APT 07 85351 OVERSEAS Hwy |  | Unknown | Yes |  | 2022-06-28 |  | PVC | 1969 | Yes |  | 2022-06-28 |  | Lead Status Unknown
032166 | COMMON AREA 85361 OVERSEAS HWY |  | Unknown | Yes |  | 2022-06-28 |  | PVC | 1969 | Yes |  | 2022-06-28 |  | Lead Status Unknown
032167 | 187 FONTAINE DR |  | Polytube | Yes |  | 2022-06-14 |  | PVC | 1984 | Yes |  | 2022-06-14 |  | Non-lead
032168 | 23 EAGLE DR |  | Polytube | Yes |  | 2023-04-06 |  | PVC | 1973 | Yes |  | 2023-04-06 |  | Non-lead
032169 | 14 MARLIN AVE |  | Polytube | Yes |  | 2022-11-07 |  | PVC | 1983 | Yes |  | 2022-11-07 |  | Non-lead
032170 | 135 HOOD AVE |  | Polytube | Yes |  | 2023-10-12 |  | PVC | 1982 | Yes |  | 2023-10-12 |  | Non-lead
032171 | 28 EAGLE DR |  | Polytube | Yes |  | 2023-05-04 |  | PVC | 1974 | Yes |  | 2023-05-04 |  | Non-lead
032172 | 108 BEE ST |  | Polytube | Yes |  | 2023-01-12 |  | PVC | 1985 | Yes |  | 2023-01-12 |  | Non-lead
032173 | 226 AZALEA ST |  | Polytube | Yes |  | 2022-06-16 |  | PVC | 1984 | Yes |  | 2022-06-16 |  | Non-lead
032174 | 168 OCEAN DR |  | Polytube | Yes |  | 2022-06-14 |  | PVC | 1983 | Yes |  | 2022-06-14 |  | Non-lead
032175 | APT 1 218 GULF ST |  | Polytube | Yes |  | 2022-06-22 |  | PVC | 1958 | Yes |  | 2022-06-22 |  | Non-lead
032176 | LEFT SOUTH 80951 STATE ROAD 905 |  | PVC | Yes |  | 2022-06-22 |  | PVC | 1963 | Yes |  | 2022-06-22 |  | Non-lead
032177 | 230 HISPANOLA RD |  | Polytube | Yes |  | 2022-07-20 |  | PVC | 1980 | Yes |  | 2022-07-20 |  | Non-lead
032178 | 7 LAKE SHORE DR |  | Polytube | Yes |  | 2023-09-27 |  | PVC | 1983 | Yes |  | 2023-09-27 |  | Non-lead
032179 | 156 ORANGE BLOSSOM L DR |  | Polytube | Yes |  | 2022-05-17 |  | PVC | 1984 | Yes |  | 2022-05-17 |  | Non-lead
032180 | 128 GUMBO LIMBO DR |  | Polytube | Yes |  | 2023-02-08 |  | PVC | 1975 | Yes |  | 2023-02-08 |  | Non-lead
032181 | 423 LAGUNA AVE |  | Polytube | Yes |  | 2022-06-30 |  | PVC | 1985 | Yes |  | 2022-06-30 |  | Non-lead
032182 | 331 THIRD RD |  | Polytube | Yes |  | 2022-10-27 |  | PVC | 1983 | Yes |  | 2022-10-27 |  | Non-lead
032183 | 8 EAGLE DR |  | Polytube | Yes |  | 2023-05-04 |  | PVC | 1982 | Yes |  | 2023-05-04 |  | Non-lead
032184 | APT FRONT A 213 ATLANTIC BLVD |  | Polytube | Yes |  | 2024-09-30 |  | PVC | 1987 | Yes |  | 2024-09-30 |  | Non-lead
032185 | 163 COCOA DR |  | Polytube | Yes |  | 2023-05-09 |  | PVC | 1984 | Yes |  | 2023-05-09 |  | Non-lead
032186 | 10 JUDY PL |  | Polytube | Yes |  | 2023-02-08 |  | PVC | 1958 | Yes |  | 2023-02-08 |  | Non-lead
032187 | 129 OCEAN LN |  | PVC | Yes |  | 2022-11-03 |  | PVC | 2021 | Yes |  | 2022-11-03 |  | Non-lead
032188 | 260 KEY HONEY LN |  | Polytube | Yes |  | 2023-02-02 |  | PVC | 1987 | Yes |  | 2023-02-02 |  | Non-lead
032189 | 402 MAHOGANY CIR |  | Polytube | Yes |  | 2023-08-31 |  | PVC | 1976 | Yes |  | 2023-08-31 |  | Non-lead
032190 | 124 OLD FASHION RD |  | Polytube | Yes |  | 2022-05-19 |  | PVC | 1994 | Yes |  | 2022-05-19 |  | Non-lead
032191 | 107 VILLA BELLA DR |  | Polytube | Yes |  | 2022-06-10 |  | PVC | 1974 | Yes |  | 2022-06-10 |  | Non-lead
032192 | 158 TAMPA DR |  | Polytube | Yes |  | 2022-06-10 |  | PVC | 1983 | Yes |  | 2022-06-10 |  | Non-lead
032193 | 116 SUNSET LN |  | Polytube | Yes |  | 2022-07-19 |  | PVC | 1981 | Yes |  | 2022-07-19 |  | Non-lead
032194 | 878 LAPALOMA RD |  | Polytube | Yes |  | 2023-02-03 |  | PVC | 1982 | Yes |  | 2023-02-03 |  | Non-lead
032195 | 128 VALJEAN WAY |  | Polytube | Yes |  | 2022-07-19 |  | PVC | 1983 | Yes |  | 2022-07-19 |  | Non-lead
032196 | 141 OJIBWAY AVE |  | Polytube | Yes |  | 2022-06-03 |  | PVC | 1984 | Yes |  | 2022-06-03 |  | Non-lead
032197 | 171 TAMPA DR |  | Polytube | Yes |  | 2022-06-10 |  | PVC | 1984 | Yes |  | 2022-06-10 |  | Non-lead
032198 | 101 MADERIA CT |  | Unknown, Non-Lead | Yes |  | 2024-01-10 |  | Unknown, Non-Lead | 1995 | Yes |  | 2024-01-10 |  | Non-lead
032199 | UNIT 4A 417 BAHIA AVE |  | Polytube | Yes |  | 2022-07-08 |  | PVC | 1983 | Yes |  | 2022-07-08 |  | Non-lead
032200 | UNIT 4B 417 BAHIA AVE |  | Polytube | Yes |  | 2022-07-08 |  | PVC | 1983 | Yes |  | 2022-07-08 |  | Non-lead
032201 | UNIT 4C 417 BAHIA AVE |  | Polytube | Yes |  | 2022-07-08 |  | PVC | 1983 | Yes |  | 2022-07-08 |  | Non-lead
032202 | 4D 417 BAHIA AVE |  | Polytube | Yes |  | 2022-07-08 |  | PVC | 1983 | Yes |  | 2022-07-08 |  | Non-lead
032203 | 75061 OVERSEAS HWY |  | Polytube | Yes |  | 2022-07-07 |  | PVC | 1983 | Yes |  | 2022-07-07 |  | Non-lead
032204 | 75141 OVERSEAS HWY |  | Polytube | Yes |  | 2022-07-07 |  | PVC | 1987 | Yes |  | 2022-07-07 |  | Non-lead
032205 | 1529 SHAW DR |  | Polytube | Yes |  | 2023-02-09 |  | PVC | 1984 | Yes |  | 2023-02-09 |  | Non-lead
032206 | 112 PEACE AVE |  | Polytube | Yes |  | 2022-07-20 |  | PVC | 1983 | Yes |  | 2022-07-20 |  | Non-lead
032207 | 103530 OVERSEAS HWY LTS |  | Copper | Yes |  | 2023-05-04 |  | PVC | 1983 | Yes |  | 2023-05-04 |  | Non-lead
032208 | #2 101 BUTTONWOOD LN |  | Polytube | Yes |  | 2022-06-27 |  | PVC | 1984 | Yes |  | 2022-06-27 |  | Non-lead
032209 | 876 LAPALOMA RD |  | Polytube | Yes |  | 2023-05-04 |  | PVC | 1983 | Yes |  | 2023-05-04 |  | Non-lead
032210 | 195 PLANTATION AVE |  | Polytube | Yes |  | 2022-06-09 |  | PVC | 1987 | Yes |  | 2022-06-09 |  | Non-lead
032211 | 1 HIBISCUS AVE/OCE DR |  | Polytube | Yes |  | 2022-10-03 |  | PVC | 1983 | Yes |  | 2022-10-03 |  | Non-lead
032212 | 821 S RUBY DR |  | Polytube | Yes |  | 2023-02-02 |  | PVC | 1982 | Yes |  | 2023-02-02 |  | Non-lead
032213 | 110 BAYVIEW DR |  | Polytube | Yes |  | 2023-05-04 |  | PVC | 1968 | Yes |  | 2023-05-04 |  | Non-lead
032214 | 158 BISCAYNE BLVD |  | Polytube | Yes |  | 2022-06-30 |  | PVC | 1984 | Yes |  | 2022-06-30 |  | Non-lead
032215 | 185 OJIBWAY AVE |  | Polytube | Yes |  | 2022-06-03 |  | PVC | 1975 | Yes |  | 2022-06-03 |  | Non-lead
032216 | 105 GALLEON RD |  | Polytube | Yes |  | 2022-06-10 |  | PVC | 1983 | Yes |  | 2022-06-10 |  | Non-lead
032217 | 1013 HIALEAH LANE |  | Polytube | Yes |  | 2023-05-04 |  | PVC | 1974 | Yes |  | 2023-05-04 |  | Non-lead
032218 | 150 PALERMO DR |  | Polytube | Yes |  | 2022-06-08 |  | PVC | 1981 | Yes |  | 2022-06-08 |  | Non-lead
032219 | 822 NARAGANSETT |  | Polytube | Yes |  | 2023-05-04 |  | PVC | 1983 | Yes |  | 2023-05-04 |  | Non-lead
032220 | 7 OCEAN DR |  | Polytube | Yes |  | 2022-10-03 |  | PVC | 1983 | Yes |  | 2022-10-03 |  | Non-lead
032221 | 168 IROQUOIS DR |  | Polytube | Yes |  | 2022-06-28 |  | PVC | 1983 | Yes |  | 2022-06-28 |  | Non-lead
032222 | 24 GRASSY RD |  | Unknown, Non-Lead | Yes |  | 2017-05-23 |  | Unknown, Non-Lead | 1993 | Yes |  | 2017-05-23 |  | Non-lead
032223 | 81541 OLD HWY |  | Polytube | Yes |  | 2022-06-22 |  | PVC | 1983 | Yes |  | 2022-06-22 |  | Non-lead
032224 | 133 GIARDINO DR |  | Polytube | Yes |  | 2022-06-10 |  | Polytube | 1983 | Yes |  | 2022-06-10 |  | Non-lead
032225 | 241 TREASURE HARBOR RD |  | Polytube | Yes |  | 2022-06-21 |  | PVC | 1984 | Yes |  | 2022-06-21 |  | Non-lead
032226 | 12 EAGLE DR |  | Polytube | Yes |  | 2023-05-04 |  | PVC | 1986 | Yes |  | 2023-05-04 |  | Non-lead
032227 | 128 RIVIERA DR |  | Polytube | Yes |  | 2022-08-26 |  | PVC | 1983 | Yes |  | 2022-08-26 |  | Non-lead
032228 | 355 OLEANDER |  | Unknown, Non-Lead | Yes |  | 2020-06-29 |  | Unknown, Non-Lead | 2014 | Yes |  | 2020-06-29 |  | Non-lead
032229 | 926 S SILVER CR |  | Polytube | Yes |  | 2023-02-02 |  | PVC | 1981 | Yes |  | 2023-02-02 |  | Non-lead
032230 | 139 BAYVIEW ISLE DR |  | Polytube | Yes |  | 2022-05-19 |  | PVC | 1983 | Yes |  | 2022-05-19 |  | Non-lead
032231 | 110 SEMINOLE BLVD |  | Polytube | Yes |  | 2022-06-03 |  | PVC | 1983 | Yes |  | 2022-06-03 |  | Non-lead
032232 | 114 SEMINOLE BLVD |  | Polytube | Yes |  | 2022-06-03 |  | PVC | 1983 | Yes |  | 2022-06-03 |  | Non-lead
032233 | 118 SEMINOLE BLVD |  | Polytube | Yes |  | 2022-12-01 |  | PVC | 1983 | Yes |  | 2022-12-01 |  | Non-lead
032234 | 122 SEMINOLE BLVD |  | Polytube | Yes |  | 2022-06-03 |  | PVC | 1983 | Yes |  | 2022-06-03 |  | Non-lead
032235 | 414 BOWIE LANE |  | Polytube | Yes |  | 2023-02-07 |  | PVC | 1972 | Yes |  | 2023-02-07 |  | Non-lead
032236 | 818 EGRET LN |  | Polytube | Yes |  | 2023-02-08 |  | Copper | 1983 | Yes |  | 2023-02-08 |  | Non-lead
032237 | 810 LARGO RD |  | Polytube | Yes |  | 2022-08-24 |  | PVC | 1963 | Yes |  | 2022-08-24 |  | Non-lead
032238 | 124 PLANTATION DR |  | Polytube | Yes |  | 2022-06-14 |  | PVC | 1985 | Yes |  | 2022-06-14 |  | Non-lead
032239 | 14 POINCIANA DR |  | Polytube | Yes |  | 2022-11-17 |  | PVC | 1983 | Yes |  | 2022-11-17 |  | Non-lead
032240 | 22 BUTTONWOOD DR |  | Polytube | Yes |  | 2022-11-28 |  | PVC | 1983 | Yes |  | 2022-11-28 |  | Non-lead
032241 | 24 EAGLE DR |  | Polytube | Yes |  | 2023-05-04 |  | PVC | 1976 | Yes |  | 2023-05-04 |  | Non-lead
032242 | 134 BUTTONWOOD SHORES DR |  | Polytube | Yes |  | 2022-11-29 |  | PVC | 1984 | Yes |  | 2022-11-29 |  | Non-lead
032243 | 866 NARRAGANSETT LN |  | Copper | Yes |  | 2023-03-03 |  | PVC | 1972 | Yes |  | 2023-03-03 |  | Non-lead
032244 | 108 PEACE AVE |  | Polytube | Yes |  | 2022-07-19 |  | PVC | 1981 | Yes |  | 2022-07-19 |  | Non-lead
032245 | 109 SANDY COVE RD |  | Unknown, Non-Lead | Yes |  | 2021-11-08 |  | Unknown, Non-Lead | 1988 | Yes |  | 2021-11-08 |  | Non-lead
032246 | 17 SEXTON COVE RD |  | Polytube | Yes |  | 2023-05-30 |  | PVC | 1984 | Yes |  | 2023-05-30 |  | Non-lead
032247 | 154 COLUMBUS DR |  | Polytube | Yes |  | 2022-07-07 |  | PVC | 1983 | Yes |  | 2022-07-07 |  | Non-lead
032248 | 357 MAHOGANY AVE |  | Polytube | Yes |  | 2023-02-08 |  | PVC | 1983 | Yes |  | 2023-02-08 |  | Non-lead
032249 | 282 BURGUNDY DR |  | Polytube | Yes |  | 2023-02-09 |  | PVC | 1987 | Yes |  | 2023-02-09 |  | Non-lead
032250 | #1 102965 OVERSEAS HWY US |  | Polytube | Yes |  | 2022-11-03 |  | PVC | 1983 | Yes |  | 2022-11-03 |  | Non-lead
032251 | 89475 OLD HWY PT GOVT |  | Unknown | Yes |  | 2022-06-21 |  | Unknown | 1984 | Yes |  | 2022-06-21 |  | Lead Status Unknown
032252 | 97600 OVERSEAS HWY |  | Polytube | Yes |  | 2023-05-04 |  | PVC | 1984 | Yes |  | 2023-05-04 |  | Non-lead
032253 | 160 CASA COURT DR |  | Polytube | Yes |  | 2022-07-20 |  | PVC | 1984 | Yes |  | 2022-07-20 |  | Non-lead
032254 | 162 CASA COURT DR |  | Polytube | Yes |  | 2022-07-20 |  | PVC | 1984 | Yes |  | 2022-07-20 |  | Non-lead
032255 | 281 BOUGANVILLA ST |  | Polytube | Yes |  | 2022-06-15 |  | PVC | 1963 | Yes |  | 2022-06-15 |  | Non-lead
032256 | 3 EAGLE DR |  | Polytube | Yes |  | 2023-05-04 |  | PVC | 1984 | Yes |  | 2023-05-04 |  | Non-lead
032257 | L21-22 100210 OVERSEAS HWY |  | Polytube | Yes |  | 2024-02-06 |  | PVC | 1983 | Yes |  | 2024-02-06 |  | Non-lead
032258 | 234 HISPANOLA RD |  | Polytube | Yes |  | 2022-07-20 |  | PVC | 1985 | Yes |  | 2022-07-20 |  | Non-lead
032259 | 101 SAN JUAN DR |  | Polytube | Yes |  | 2024-08-22 |  | PVC | 1993 | Yes |  | 2024-08-22 |  | Non-lead
032260 | 109 OCEAN LN |  | Polytube | Yes |  | 2022-07-05 |  | PVC | 1970 | Yes |  | 2022-07-05 |  | Non-lead
032261 | 169 CORAL AVE |  | Polytube | Yes |  | 2022-06-13 |  | PVC | 1984 | Yes |  | 2022-06-13 |  | Non-lead
032262 | 195 GARDEN ST |  | Polytube | Yes |  | 2023-06-14 |  | PVC | 1957 | Yes |  | 2023-06-14 |  | Non-lead
032263 | 150 OCALA DR |  | Polytube | Yes |  | 2022-06-09 |  | PVC | 1983 | Yes |  | 2022-06-09 |  | Non-lead
032264 | 101 GALLEON RD |  | Polytube | Yes |  | 2022-06-10 |  | PVC | 1983 | Yes |  | 2022-06-10 |  | Non-lead
032265 | 730 BIG PINE AVE |  | Polytube | Yes |  | 2023-02-21 |  | PVC | 1984 | Yes |  | 2023-02-21 |  | Non-lead
032266 | 1036 BIG PINE AVE |  | Polytube | Yes |  | 2022-10-25 |  | PVC | 1983 | Yes |  | 2022-10-25 |  | Non-lead
032267 | 27360 ST CROIX LN |  | Polytube | Yes |  | 2023-05-04 |  | PVC | 1983 | Yes |  | 2023-05-04 |  | Non-lead
032268 | 669 CORTE DEL BRISAS |  | Polytube | Yes |  | 2022-12-19 |  | PVC | 1983 | Yes |  | 2022-12-19 |  | Non-lead
032269 | #1 5101 OVERSEAS HWY |  | Polytube | Yes |  | 2024-02-26 |  | PVC | 1959 | Yes |  | 2024-02-26 |  | Non-lead
032270 | 810 62ND OCEAN ST |  | Polytube | Yes |  | 2023-03-15 |  | PVC | 1983 | Yes |  | 2023-03-15 |  | Non-lead
032271 | LS 728 92ND OCEAN ST |  | Polytube | Yes |  | 2023-08-03 |  | PVC | 1976 | Yes |  | 2023-08-03 |  | Non-lead
032272 | 373 STIRRUP KEY BLVD |  | Polytube | Yes |  | 2023-01-24 |  | PVC | 1984 | Yes |  | 2023-01-24 |  | Non-lead
032273 | 112 N INDIES DR |  | PVC | Yes |  | 2022-10-22 |  | PVC | 1983 | Yes |  | 2022-10-22 |  | Non-lead
032274 | 118 JAMAICA RD |  | Polytube | Yes |  | 2023-11-06 |  | PVC | 1983 | Yes |  | 2023-11-06 |  | Non-lead
032275 | 420 11TH ST |  | Polytube | Yes |  | 2022-10-22 |  | PVC | 1983 | Yes |  | 2022-10-22 |  | Non-lead
032276 | 404 HARBOUR DR |  | Polytube | Yes |  | 2022-11-17 |  | PVC | 1984 | Yes |  | 2022-11-17 |  | Non-lead
032277 | 860 85TH OCEAN ST |  | Polytube | Yes |  | 2022-07-18 |  | PVC | 1983 | Yes |  | 2022-07-18 |  | Non-lead
032278 | 84 TINGLERS LANE |  | Polytube | Yes |  | 2022-05-31 |  | PVC | 1984 | Yes |  | 2022-05-31 |  | Non-lead
032279 | 306 E SEAVIEW DR |  | Polytube | Yes |  | 2022-10-22 |  | PVC | 1983 | Yes |  | 2022-10-22 |  | Non-lead
032280 | 702 COPA D'ORO |  | Polytube | Yes |  | 2023-02-22 |  | PVC | 2002 | Yes |  | 2023-02-22 |  | Non-lead
032283 | 27364 DOMINICA LN |  | Polytube | Yes |  | 2023-10-17 |  | Copper | 1983 | Yes |  | 2023-10-17 |  | Non-lead
032284 | B3L19 24215 W CARRIBBEAN DR |  | Polytube | Yes |  | 2023-04-24 |  | PVC | 1983 | Yes |  | 2023-04-24 |  | Non-lead
032285 | 27411 ST CROIX LN |  | Polytube | Yes |  | 2022-09-26 |  | PVC | 1984 | Yes |  | 2022-09-26 |  | Non-lead
032286 | 18 BLUE WATER DR |  | Polytube | Yes |  | 2022-07-07 |  | PVC | 1983 | Yes |  | 2022-07-07 |  | Non-lead
032287 | 683 SAWYER DR |  | Polytube | Yes |  | 2023-05-05 |  | PVC | 1985 | Yes |  | 2023-05-05 |  | Non-lead
032288 | 0 DUVAL ST |  | Polytube | Yes |  | 2022-10-28 |  | PVC | 1984 | Yes |  | 2022-10-28 |  | Non-lead
032289 | 113 SUN LN |  | Polytube | Yes |  | 2024-04-23 |  | PVC | 1982 | Yes |  | 2024-04-23 |  | Non-lead
032290 | 17166 WAHOO LN |  | Polytube | Yes |  | 2024-10-07 |  | PVC | 1982 | Yes |  | 2024-10-07 |  | Non-lead
032291 | APT 1 934 TRUMAN AVE |  | Unknown | Yes |  | 2023-03-23 |  | PVC | 1983 | Yes |  | 2023-03-23 |  | Lead Status Unknown
032292 | APT 4 934 TRUMAN AVE |  | Unknown | Yes |  | 2023-03-23 |  | PVC | 1983 | Yes |  | 2023-03-23 |  | Lead Status Unknown
032293 | APT 3 934 TRUMAN AVE |  | Unknown | Yes |  | 2023-03-23 |  | PVC | 1983 | Yes |  | 2023-03-23 |  | Lead Status Unknown
032294 | APT 2 934 TRUMAN AVE |  | Polytube | Yes |  | 2023-03-28 |  | PVC | 1983 | Yes |  | 2023-03-28 |  | Non-lead
032295 | 934 TRUMAN AVE |  | Polytube | Yes |  | 2019-05-13 |  | PVC | 1983 | Yes |  | 2019-05-13 |  | Non-lead
032296 | 214 JULIA ST |  | Polytube | Yes |  | 2022-06-23 |  | Copper | 1984 | Yes |  | 2022-06-23 |  | Non-lead
032297 | 5860 COLLEGE RD |  | Unknown, Non-Lead | Yes |  | 2023-05-04 |  | No Piping | 1985 | Yes |  | 2023-05-04 |  | Non-lead
032298 | SLIP T13 1801 N ROOSEVELT BLVD |  | PVC | Yes |  | 2024-04-03 |  | PVC | 1983 | Yes |  | 2024-04-03 |  | Non-lead
032299 | 3641 FOX ST |  | Polytube | Yes |  | 2023-01-11 |  | PVC | 1983 | Yes |  | 2023-01-11 |  | Non-lead
032300 | 1200 KENNEDY DR |  | Unknown, Non-Lead | No |  |  |  | No Piping | 1985 | No |  |  |  | Non-lead
032301 | 84731 OLD RD |  | Polytube | Yes |  | 2022-08-17 |  | PVC | 1984 | Yes |  | 2022-08-17 |  | Non-lead
032302 | 22872 JOHN SILVER LANE |  | Polytube | Yes |  | 2022-11-07 |  | PVC | 1983 | Yes |  | 2022-11-07 |  | Non-lead
032303 | 570 LA FITTE RD |  | Unknown, Non-Lead | Yes |  | 2020-01-31 |  | PVC | 2020 | Yes |  | 2020-01-31 |  | Non-lead
032304 | 66 WESTSHORE DR |  | Polytube | Yes |  | 2024-04-29 |  | PVC | 1984 | Yes |  | 2024-04-29 |  | Non-lead
032305 | 425 FRONT ST |  | Polytube | Yes |  | 2022-10-28 |  | PVC | 1976 | Yes |  | 2022-10-28 |  | Non-lead
032306 | 841 FLAGSHIP DR |  | Polytube | Yes |  | 2023-04-25 |  | PVC | 1984 | Yes |  | 2023-04-25 |  | Non-lead
032307 | 30384 CARDINAL LNE |  | Polytube | Yes |  | 2022-11-16 |  | PVC | 1983 | Yes |  | 2022-11-16 |  | Non-lead
032308 | 22933 ANNE BONNY LN |  | Polytube | Yes |  | 2022-11-09 |  | PVC | 1983 | Yes |  | 2022-11-09 |  | Non-lead
032309 | 29080 CEDAR DR |  | Polytube | Yes |  | 2022-12-21 |  | PVC | 1983 | Yes |  | 2022-12-21 |  | Non-lead
032310 | 19881 DATE PALM DR |  | Polytube | Yes |  | 2022-10-13 |  | PVC | 1984 | Yes |  | 2022-10-13 |  | Non-lead
032311 | UNIT 1 140 COCO PLUM BEACH DR |  | Polytube | Yes |  | 2022-10-22 |  | PVC | 1981 | Yes |  | 2022-10-22 |  | Non-lead
032312 | UNIT 2 140 COCO PLUM DR |  | Polytube | Yes |  | 2023-07-07 |  | PVC | 1981 | Yes |  | 2023-07-07 |  | Non-lead
032313 | #3 140 COCO PLUM DR |  | Polytube | Yes |  | 2022-10-22 |  | PVC | 1981 | Yes |  | 2022-10-22 |  | Non-lead
032314 | APT 4 140 COCO PLUM BEACH DR |  | Polytube | Yes |  | 2024-09-05 |  | PVC | 1981 | Yes |  | 2024-09-05 |  | Non-lead
032315 | 27439 HAITI LN |  | Polytube | Yes |  | 2022-08-23 |  | PVC | 1983 | Yes |  | 2022-08-23 |  | Non-lead
032316 | 1342 OCEAN DR |  | Polytube | Yes |  | 2023-04-25 |  | PVC | 1983 | Yes |  | 2023-04-25 |  | Non-lead
032317 | 320 SOMBRERO BEACH Rd |  | Copper | Yes |  | 2022-06-24 |  | Cast Iron |  | Yes |  | 2022-06-24 |  | Non-lead
032318 | 27318 HAITI LN |  | Polytube | Yes |  | 2023-05-04 |  | PVC | 1983 | Yes |  | 2023-05-04 |  | Non-lead
032319 | 1800 H AVE |  | Polytube | Yes |  | 2024-08-21 |  | PVC | 1984 | Yes |  | 2024-08-21 |  | Non-lead
032320 | #16 5701 OVERSEAS HWY |  | PVC | Yes |  | 2022-11-16 |  | PVC | 1979 | Yes |  | 2022-11-16 |  | Non-lead
032321 | 1280 73RD OCEAN ST |  | Polytube | Yes |  | 2023-11-27 |  | PVC | 1983 | Yes |  | 2023-11-27 |  | Non-lead
032322 | 2557 SOMBRERO BLVD |  | Polytube | Yes |  | 2022-07-08 |  | Polytube | 1983 | Yes |  | 2022-07-08 |  | Non-Lead
032323 | 5101 OVERSEAS HWY |  | Polytube | Yes |  | 2023-11-14 |  | PVC | 1959 | Yes |  | 2023-11-14 |  | Non-lead
032324 | 475 122ND OCEAN ST |  | Polytube | Yes |  | 2022-12-09 |  | PVC | 1983 | Yes |  | 2022-12-09 |  | Non-lead
032325 | FRNT OFFICE 12690 OVERSEAS HWY |  | Polytube | Yes |  | 2024-02-14 |  | PVC | 1983 | Yes |  | 2024-02-14 |  | Non-lead
032326 | 121 BRIAN RD |  | Polytube | Yes |  | 2023-01-25 |  | PVC | 1983 | Yes |  | 2023-01-25 |  | Non-lead
032327 | 374 E SEAVIEW DR |  | Polytube | Yes |  | 2022-10-22 |  | PVC | 1984 | Yes |  | 2022-10-22 |  | Non-lead
032328 | 11215 OVERSEAS HWY |  | Polytube | Yes |  | 2023-10-19 |  | Polytube | 1983 | Yes |  | 2023-10-19 |  | Non-Lead
032329 | SR CITZEN BLDG |  | Polytube | Yes |  | 2023-02-07 |  | Polytube | 1975 | Yes |  | 2023-02-07 |  | Non-lead
032330 | 521 12TH ST |  | Polytube | Yes |  | 2024-04-12 |  | PVC | 1984 | Yes |  | 2024-04-12 |  | Non-lead
032331 | 920 SHELTER BAY Dr |  | Polytube | Yes |  | 2022-10-22 |  | PVC | 1984 | Yes |  | 2022-10-22 |  | Non-lead
032332 | 58458 OVERSEAS HWY |  | Polytube | Yes |  | 2023-02-09 |  | PVC |  | Yes |  | 2023-02-09 |  | Non-lead
032333 | 122 CALLE ENSUENO |  | Polytube | Yes |  | 2023-03-22 |  | PVC | 1984 | Yes |  | 2023-03-22 |  | Non-lead
032334 | 320 11TH ST |  | Polytube | Yes |  | 2022-10-22 |  | PVC | 1984 | Yes |  | 2022-10-22 |  | Non-lead
032335 | 352 E SEAVIEW DR |  | PVC | Yes |  | 2024-05-16 |  | Polytube | 1984 | Yes |  | 2024-05-16 |  | Non-lead
032336 | 541 12TH ST |  | Polytube | Yes |  | 2022-10-22 |  | PVC | 1984 | Yes |  | 2022-10-22 |  | Non-lead
032337 | 240 4TH ST |  | Unknown, Non-Lead | Yes |  | 2019-06-06 |  | PVC | 1992 | Yes |  | 2019-06-06 |  | Non-lead
032338 | 58078 MORTON ST |  | Polytube | Yes |  | 2022-10-22 |  | PVC | 1982 | Yes |  | 2022-10-22 |  | Non-lead
032339 | 316 E SEAVIEW DR |  | Polytube | Yes |  | 2023-04-06 |  | PVC | 1982 | Yes |  | 2023-04-06 |  | Non-lead
032340 | 973 OCOTILLO LN |  | Polytube | Yes |  | 2022-05-27 |  | PVC | 1984 | Yes |  | 2022-05-27 |  | Non-lead
032341 | 116 BIMINI DR |  | Polytube | Yes |  | 2024-01-18 |  | PVC | 1984 | Yes |  | 2024-01-18 |  | Non-lead
032342 | 1663 BAYVIEW DR |  | Polytube | Yes |  | 2022-05-18 |  | PVC | 2006 | Yes |  | 2022-05-18 |  | Non-lead
032343 | APT 2 LS GO 28121 GATO RD |  | Polytube | Yes |  | 2023-01-26 |  | PVC | 1983 | Yes |  | 2023-01-26 |  | Non-lead
032344 | 28121 GATO RD |  | Polytube | Yes |  | 2024-06-04 |  | PVC | 1983 | Yes |  | 2024-06-04 |  | Non-lead
032345 | 477 DROST DR |  | Polytube | Yes |  | 2022-11-07 |  | PVC | 1983 | Yes |  | 2022-11-07 |  | Non-lead
032346 | B14L8&9 477 DROST DR |  | Polytube | Yes |  | 2023-01-04 |  | PVC | 1983 | Yes |  | 2023-01-04 |  | Non-lead
032347 | 22949 GASPARILLA LN |  | Polytube | Yes |  | 2022-11-07 |  | PVC | 1983 | Yes |  | 2022-11-07 |  | Non-lead
032348 | 27331 W INDIES DR |  | Polytube | Yes |  | 2023-09-06 |  | PVC | 1984 | Yes |  | 2023-09-06 |  | Non-lead
032349 | 22730 BUCCANEER LN |  | Polytube | Yes |  | 2022-11-18 |  | PVC | 1983 | Yes |  | 2022-11-18 |  | Non-lead
032350 | 1442 LONG BCH RD |  | Polytube | Yes |  | 2024-07-26 |  | PVC | 1985 | Yes |  | 2024-07-26 |  | Non-lead
032351 | 20911 6TH AVE |  | Polytube | Yes |  | 2022-10-31 |  | PVC | 1983 | Yes |  | 2022-10-31 |  | Non-lead
032356 | 109 STAR LN |  | Polytube | Yes |  | 2022-10-24 |  | PVC | 2010 | Yes |  | 2022-10-24 |  | Non-lead
032357 | 22948 LONG BEN LN |  | Polytube | Yes |  | 2022-12-28 |  | PVC | 1983 | Yes |  | 2022-12-28 |  | Non-lead
032358 | 1434 KENNEDY DR |  | Copper | Yes |  | 2023-05-04 |  | PVC | 1982 | Yes |  | 2023-05-04 |  | Non-lead
032359 | 6630 FRONT ST |  | Polytube | Yes |  | 2024-07-30 |  | PVC | 1982 | Yes |  | 2024-07-30 |  | Non-lead
032360 | 875 E SHORE DR |  | Unknown, Non-Lead | Yes |  | 2020-08-11 |  | Unknown, Non-Lead | 2018 | Yes |  | 2020-08-11 |  | Non-lead
032361 | 19681 TEQUESTA ST |  | Polytube | Yes |  | 2023-01-18 |  | PVC | 1943 | Yes |  | 2023-01-18 |  | Non-lead
032362 | 5700 4TH AVE |  | Polytube | Yes |  | 2023-03-07 |  | PVC | 1948 | Yes |  | 2023-03-07 |  | Non-lead
032363 | 29183 CEDAR DR |  | Polytube | Yes |  | 2023-06-05 |  | PVC | 1984 | Yes |  | 2023-06-05 |  | Non-lead
032364 | 1200 BOCA CHICA RD |  | Polytube | Yes |  | 2022-10-17 |  | PVC | 1986 | Yes |  | 2022-10-17 |  | Non-lead
032365 | 30351 OVERSEAS HWY |  | Unknown, Non-Lead | Yes |  | 2021-07-21 |  | Unknown, Non-Lead | 2010 | Yes |  | 2021-07-21 |  | Non-lead
032366 | 381 E CARRIBEAN DR |  | Polytube | Yes |  | 2024-06-20 |  | PVC | 1986 | Yes |  | 2024-06-20 |  | Non-lead
032367 | 27395 ST LUCIE LANE |  | Polytube | Yes |  | 2023-05-04 |  | PVC | 1985 | Yes |  | 2023-05-04 |  | Non-lead
032368 | 34 BLUEWATER DR |  | Polytube | Yes |  | 2022-07-07 |  | PVC | 1983 | Yes |  | 2022-07-07 |  | Non-lead
032369 | SLIP M06 1801 N ROOSEVELT BLVD |  | PVC | Yes |  | 2022-07-12 |  | PVC | 1983 | Yes |  | 2022-07-12 |  | Non-lead
032370 | 767 W SHORE DR |  | Polytube | Yes |  | 2023-04-25 |  | PVC | 1982 | Yes |  | 2023-04-25 |  | Non-lead
032371 | L12 B2 336 SPICA LN |  | Polytube | Yes |  | 2024-02-29 |  | PVC | 1982 | Yes |  | 2024-02-29 |  | Non-lead
032372 | 1232 W SHORE DR |  | Polytube | Yes |  | 2022-12-15 |  | PVC | 1983 | Yes |  | 2022-12-15 |  | Non-lead
032373 | 19 DIAMOND DR |  | Polytube | Yes |  | 2022-12-30 |  | PVC | 1986 | Yes |  | 2022-12-30 |  | Non-lead
032374 | 787 W SHORE DR |  | Polytube | Yes |  | 2023-04-25 |  | PVC | 1984 | Yes |  | 2023-04-25 |  | Non-lead
032375 | 8 ALLAMANDA TER |  | Polytube | Yes |  | 2023-06-23 |  | PVC | 1984 | Yes |  | 2023-06-23 |  | Non-lead
032376 | STORE A 211 DUVAL ST |  | Polytube | Yes |  | 2024-03-04 |  | PVC | 1901 | Yes |  | 2024-03-04 |  | Non-lead
032377 | STORE B 211 DUVAL ST |  | Polytube | Yes |  | 2023-02-08 |  | PVC | 1983 | Yes |  | 2023-02-08 |  | Non-lead
032379 | STORE D 211 DUVAL ST |  | Polytube | Yes |  | 2022-12-02 |  | PVC | 1983 | Yes |  | 2022-12-02 |  | Non-lead
032380 | APT 018A 3314 NORTHSIDE DR |  | PVC | Yes |  | 2022-06-01 |  | PVC | 1985 | Yes |  | 2022-06-01 |  | Non-lead
032381 | 17343 LA BRISA LN |  | Polytube | Yes |  | 2023-05-04 |  | PVC | 1983 | Yes |  | 2023-05-04 |  | Non-lead
032382 | 1800 ATLANTIC BLVD |  | PVC | Yes |  | 2022-10-11 |  | PVC | 1984 | Yes |  | 2022-10-11 |  | Non-lead
032383 | UNIT 20 1616 ATLANTIC BLVD |  | PVC | Yes |  | 2023-07-17 |  | PVC | 1980 | Yes |  | 2023-07-17 |  | Non-lead
032384 | 201 CUTTHROAT DR |  | Polytube | Yes |  | 2022-12-28 |  | PVC | 1983 | Yes |  | 2022-12-28 |  | Non-lead
032385 | 716 E CARRIBEAN DR |  | Polytube | Yes |  | 2023-04-24 |  | PVC | 1983 | Yes |  | 2023-04-24 |  | Non-lead
032386 | 1240 SUGARLOAF BLVD |  | Polytube | Yes |  | 2023-12-29 |  | PVC | 1984 | Yes |  | 2023-12-29 |  | Non-lead
032387 | N BLDG 131 BAS |  | Unknown, Non-Lead | No |  |  |  | Unknown, Non-Lead | 1991 | No |  |  |  | Non-lead
032388 | 25110 KATHERINE ST |  | Polytube | Yes |  | 2023-04-25 |  | PVC | 1982 | Yes |  | 2023-04-25 |  | Non-lead
032389 | 401 AVE E |  | Unknown | Yes |  | 2023-05-04 |  | Unknown | 1948 | Yes |  | 2023-05-04 |  | Lead Status Unknown
032390 | 1073 BUTTONWOOD DR E |  | Polytube | Yes |  | 2023-05-04 |  | PVC | 1984 | Yes |  | 2023-05-04 |  | Non-lead
032391 | 1 GOLF CLUB DR |  | Unknown, Non-Lead | No |  |  |  | Unknown, Non-Lead | 1995 | No |  |  |  | Non-lead
032392 | 68 BAHAMA AVE |  | Polytube | Yes |  | 2022-11-29 |  | PVC | 1984 | Yes |  | 2022-11-29 |  | Non-lead
032393 | 803 GALE PL |  | Polytube | Yes |  | 2024-04-23 |  | PVC | 1984 | Yes |  | 2024-04-23 |  | Non-lead
032394 | 125 GUMBO LIMBO RD |  | Polytube | Yes |  | 2022-06-21 |  | PVC | 1984 | Yes |  | 2022-06-21 |  | Non-lead
032395 | 188 CORAL AVE |  | Polytube | Yes |  | 2022-06-13 |  | PVC | 1984 | Yes |  | 2022-06-13 |  | Non-lead
032396 | UNIT 5A 417 BAHIA AVE |  | Polytube | Yes |  | 2022-07-08 |  | PVC | 1983 | Yes |  | 2022-07-08 |  | Non-lead
032397 | APT 5B 417 BAHIA AVE |  | Polytube | Yes |  | 2022-07-08 |  | PVC | 1983 | Yes |  | 2022-07-08 |  | Non-lead
032398 | UNIT 5C 417 BAHIA AVE |  | Polytube | Yes |  | 2022-07-08 |  | PVC | 1983 | Yes |  | 2022-07-08 |  | Non-lead
032399 | UNIT 5D 417 BAHIA AVE |  | Polytube | Yes |  | 2022-07-08 |  | PVC | 1983 | Yes |  | 2022-07-08 |  | Non-lead
032400 | 127 ROYAL LN |  | Polytube | Yes |  | 2022-12-16 |  | PVC | 1983 | Yes |  | 2022-12-16 |  | Non-lead
032401 | 92 HENRY MORGAN DR |  | Polytube | Yes |  | 2024-01-25 |  | PVC | 1983 | Yes |  | 2024-01-25 |  | Non-lead
032402 | 90 HENRY MORGAN DR |  | Polytube | Yes |  | 2023-02-01 |  | PVC | 1983 | Yes |  | 2023-02-01 |  | Non-lead
032403 | 136 OCEAN DR |  | Polytube | Yes |  | 2022-06-14 |  | PVC | 1983 | Yes |  | 2022-06-14 |  | Non-lead
032404 | 111 VALJEAN LN |  | Polytube | Yes |  | 2022-07-19 |  | PVC | 1971 | Yes |  | 2022-07-19 |  | Non-lead
032405 | 517 CARIBBEAN DR |  | Polytube | Yes |  | 2022-07-08 |  | PVC | 1983 | Yes |  | 2022-07-08 |  | Non-lead
032406 | 141 GUMBO LIMBO |  | Polytube | Yes |  | 2023-02-08 |  | PVC | 1983 | Yes |  | 2023-02-08 |  | Non-lead
032407 | 134 FIRST RD |  | Polytube | Yes |  | 2022-10-17 |  | PVC | 1983 | Yes |  | 2022-10-17 |  | Non-lead
032408 | 222 ANTIGUA RD |  | Polytube | Yes |  | 2022-06-17 |  | PVC | 2018 | Yes |  | 2022-06-17 |  | Non-lead
032409 | 800 S EMERALD DR |  | Polytube | Yes |  | 2023-02-02 |  | PVC | 1980 | Yes |  | 2023-02-02 |  | Non-lead
032410 | 154 TEQUESTA ST |  | Polytube | Yes |  | 2023-02-21 |  | PVC | 1983 | Yes |  | 2023-02-21 |  | Non-lead
032411 | 16 PAMELA ST |  | Polytube | Yes |  | 2022-10-17 |  | PVC | 1983 | Yes |  | 2022-10-17 |  | Non-lead
032412 | 1518 SHAW DR |  | Polytube | Yes |  | 2023-02-09 |  | PVC | 1987 | Yes |  | 2023-02-09 |  | Non-lead
032413 | 68 SNAPPER AVE |  | Polytube | Yes |  | 2022-10-31 |  | PVC | 1984 | Yes |  | 2022-10-31 |  | Non-lead
032414 | 156 KEY HEIGHTS DR |  | Polytube | Yes |  | 2022-06-14 |  | PVC | 1978 | Yes |  | 2022-06-14 |  | Non-lead
032415 | 211 THOMPSONVILLE RD |  | Polytube | Yes |  | 2022-06-03 |  | PVC | 1953 | Yes |  | 2022-06-03 |  | Non-lead
032416 | 598 BEACH RD |  | Polytube | Yes |  | 2022-07-20 |  | PVC | 1985 | Yes |  | 2022-07-20 |  | Non-lead
032417 | 237 SECOND RD |  | Polytube | Yes |  | 2022-10-17 |  | PVC | 1958 | Yes |  | 2022-10-17 |  | Non-lead
032418 | 111 FONTAINE DR |  | Polytube | Yes |  | 2022-06-14 |  | PVC | 1984 | Yes |  | 2022-06-14 |  | Non-lead
032419 | 108 GUMBO LIMBO |  | Polytube | Yes |  | 2023-02-08 |  | PVC | 1986 | Yes |  | 2023-02-08 |  | Non-lead
032420 | 141 SEVERINO DR |  | Polytube | Yes |  | 2022-06-10 |  | PVC | 1984 | Yes |  | 2022-06-10 |  | Non-lead
032421 | 159 HARBOR DR |  | Polytube | Yes |  | 2023-06-29 |  | PVC | 1984 | Yes |  | 2023-06-29 |  | Non-lead
032422 | 164 CORAL RD |  | Polytube | Yes |  | 2022-06-13 |  | PVC | 1972 | Yes |  | 2022-06-13 |  | Non-lead
032423 | 53 CORAL DR |  | Polytube | Yes |  | 2023-02-01 |  | PVC | 1983 | Yes |  | 2023-02-01 |  | Non-lead
032424 | 672 DOLPHIN AVE |  | Polytube | Yes |  | 2022-10-24 |  | PVC | 1986 | Yes |  | 2022-10-24 |  | Non-lead
032425 | 24 TRANSYLVANIA L32 AVE |  | Polytube | Yes |  | 2022-10-31 |  | PVC | 1983 | Yes |  | 2022-10-31 |  | Non-lead
032426 | 17 OSPREY DR |  | Polytube | Yes |  | 2023-05-04 |  | PVC | 1982 | Yes |  | 2023-05-04 |  | Non-lead
032427 | 205 WILDWOOD CIR LOT |  | Polytube | Yes |  | 2023-01-31 |  | PVC | 1969 | Yes |  | 2023-01-31 |  | Non-lead
032428 | 28 OSPREY DR |  | Polytube | Yes |  | 2023-01-05 |  | PVC | 1972 | Yes |  | 2023-01-05 |  | Non-lead
032429 | 795 BOSTWICK ST |  | Unknown, Non-Lead | No |  |  |  | Unknown, Non-Lead | 2015 | No |  |  |  | Non-lead
032430 | 19 OSPREY DR |  | Polytube | Yes |  | 2022-10-05 |  | PVC | 1983 | Yes |  | 2022-10-05 |  | Non-lead
032431 | 20 OSPREY DR |  | Polytube | Yes |  | 2022-10-05 |  | PVC | 1983 | Yes |  | 2022-10-05 |  | Non-lead
032432 | 21 OSPREY DR |  | Polytube | Yes |  | 2022-09-09 |  | PVC | 1983 | Yes |  | 2022-09-09 |  | Non-lead
032433 | 22 OSPREY DR |  | Polytube | Yes |  | 2022-12-08 |  | PVC | 1983 | Yes |  | 2022-12-08 |  | Non-lead
032434 | 75321 OVERSEAS HWY |  | Polytube | Yes |  | 2022-12-22 |  | PVC | 1984 | Yes |  | 2022-12-22 |  | Non-lead
032435 | 48 W PLAZA GRANADA |  | Polytube | Yes |  | 2022-06-30 |  | PVC | 1984 | Yes |  | 2022-06-30 |  | Non-lead
032436 | 1048 ADAMS DR |  | Polytube | Yes |  | 2023-05-16 |  | PVC | 1984 | Yes |  | 2023-05-16 |  | Non-lead
032437 | B2 165 GEORGIA AVE |  | Polytube | Yes |  | 2023-02-14 |  | PVC | 1983 | Yes |  | 2023-02-14 |  | Non-lead
032438 | 129 VENETIAN DR |  | Unknown, Non-Lead | Yes |  | 2021-07-19 |  | PVC | 2017 | Yes |  | 2021-07-19 |  | Non-lead
032439 | 320 BELMONT LN |  | Polytube | Yes |  | 2023-05-04 |  | PVC | 1983 | Yes |  | 2023-05-04 |  | Non-lead
032440 | 812 NARRAGANSETT LN |  | Copper | Yes |  | 2023-05-04 |  | PVC | 1972 | Yes |  | 2023-05-04 |  | Non-lead
032441 | 22951 CAPT KIDD LN |  | Polytube | Yes |  | 2022-11-18 |  | PVC | 1984 | Yes |  | 2022-11-18 |  | Non-lead
032442 | 1428 OCEAN DR |  | Polytube | Yes |  | 2024-01-25 |  | PVC | 1983 | Yes |  | 2024-01-25 |  | Non-lead
032443 | 28558 PEG LEG RD |  | Polytube | Yes |  | 2023-03-31 |  | Polytube | 1984 | Yes |  | 2023-03-31 |  | Non-lead
032444 | 29367 CYPRESS DR |  | Polytube | Yes |  | 2022-06-27 |  | PVC | 1972 | Yes |  | 2022-06-27 |  | Non-lead
032445 | #2A 800 FLEMING ST |  | Polytube | Yes |  | 2024-05-02 |  | PVC | 1910 | Yes |  | 2024-05-02 |  | Non-lead
032446 | APT 2B 800 FLEMING ST |  | Polytube | Yes |  | 2024-05-08 |  | PVC | 1910 | Yes |  | 2024-05-08 |  | Non-lead
032447 | #2C 800 FLEMING ST |  | Polytube | Yes |  | 2024-02-07 |  | PVC | 1910 | Yes |  | 2024-02-07 |  | Non-lead
032448 | #1C 800 FLEMING ST |  | Polytube | Yes |  | 2024-09-20 |  | PVC | 1910 | Yes |  | 2024-09-20 |  | Non-lead
032449 | UNIT 1B 800 FLEMING ST |  | Polytube | Yes |  | 2023-01-04 |  | PVC | 1910 | Yes |  | 2023-01-04 |  | Non-lead
032450 | #1A 800 FLEMING ST |  | Polytube | Yes |  | 2023-01-04 |  | PVC | 1910 | Yes |  | 2023-01-04 |  | Non-lead
032451 | #3A 800 FLEMING ST |  | Polytube | Yes |  | 2023-01-04 |  | PVC | 1910 | Yes |  | 2023-01-04 |  | Non-lead
032452 | UNIT 3B 800 FLEMING ST |  | Polytube | Yes |  | 2024-09-06 |  | PVC | 1910 | Yes |  | 2024-09-06 |  | Non-lead
032453 | #3C 800 FLEMING ST |  | Polytube | Yes |  | 2023-01-04 |  | PVC | 1910 | Yes |  | 2023-01-04 |  | Non-lead
032454 | 3713 GUMBO LIMBO ST |  | Polytube | Yes |  | 2023-01-11 |  | PVC | 1984 | Yes |  | 2023-01-11 |  | Non-lead
032455 | 30535 OVERSEAS HWY |  | Polytube | Yes |  | 2022-12-08 |  | PVC | 1984 | Yes |  | 2022-12-08 |  | Non-lead
032457 | 13 AQUAMARINE DR |  | Polytube | Yes |  | 2022-08-17 |  | PVC | 1985 | Yes |  | 2022-08-17 |  | Non-lead
032458 | 21655 OLD STATE L32 RD |  | Polytube | Yes |  | 2023-08-28 |  | PVC | 1984 | Yes |  | 2023-08-28 |  | Non-lead
032459 | 7 CORMORANT RD |  | Unknown, Non-Lead | Yes |  | 2017-10-19 |  | Unknown, Non-Lead | 1997 | Yes |  | 2017-10-19 |  | Non-lead
032460 | UNIT A 3301 DUCK AVE |  | Copper | Yes |  | 2022-07-12 |  | PVC | 1983 | Yes |  | 2022-07-12 |  | Non-lead
032461 | 27416 CAYMAN LANE |  | Polytube | Yes |  | 2023-05-04 |  | PVC | 1984 | Yes |  | 2023-05-04 |  | Non-lead
032462 | 28584 TORTUGA RD |  | Polytube | Yes |  | 2023-01-23 |  | PVC | 1977 | Yes |  | 2023-01-23 |  | Non-lead
032463 | 1331 HUDGINS DR |  | Polytube | Yes |  | 2023-04-25 |  | PVC | 1983 | Yes |  | 2023-04-25 |  | Non-lead
032465 | 263 VENETIAN WAY |  | Polytube | Yes |  | 2022-07-11 |  | PVC | 1983 | Yes |  | 2022-07-11 |  | Non-lead
032466 | 2100 H AVE |  | Polytube | Yes |  | 2024-08-21 |  | PVC | 1985 | Yes |  | 2024-08-21 |  | Non-lead
032467 | 446 48TH OCEAN ST |  | Polytube | Yes |  | 2023-02-24 |  | PVC | 1987 | Yes |  | 2023-02-24 |  | Non-lead
032468 | 13371 OVERSEAS HWY |  | Polytube | Yes |  | 2022-10-22 |  | PVC | 1984 | Yes |  | 2022-10-22 |  | Non-lead
032469 | 271 LIME AVE |  | Polytube | Yes |  | 2022-10-22 |  | PVC | 1983 | Yes |  | 2022-10-22 |  | Non-lead
032470 | 371 STIRRUP KEY BLVD |  | Polytube | Yes |  | 2023-01-27 |  | PVC | 1984 | Yes |  | 2023-01-27 |  | Non-lead
032471 | 29109 POINSETTIA LN |  | Polytube | Yes |  | 2023-01-10 |  | PVC | 1984 | Yes |  | 2023-01-10 |  | Non-lead
032472 | 105 26TH OCEAN ST |  | Polytube | Yes |  | 2023-01-11 |  | PVC | 1976 | Yes |  | 2023-01-11 |  | Non-lead
032473 | 333 W 63RD OCEAN ST |  | Polytube | Yes |  | 2023-03-15 |  | PVC | 1985 | Yes |  | 2023-03-15 |  | Non-lead
032474 | 1136 BOULEVAR DE PALM |  | Polytube | Yes |  | 2023-10-13 |  | PVC | 1984 | Yes |  | 2023-10-13 |  | Non-lead
032475 | 601 12TH STREET ST |  | Polytube | Yes |  | 2022-10-22 |  | PVC | 1982 | Yes |  | 2022-10-22 |  | Non-lead
032476 | 107 GULFWINDS LANE |  | Polytube | Yes |  | 2023-10-06 |  | PVC | 1984 | Yes |  | 2023-10-06 |  | Non-lead
032477 | 411 12TH ST |  | Polytube | Yes |  | 2023-09-15 |  | PVC | 1984 | Yes |  | 2023-09-15 |  | Non-lead
032478 | 660 11TH ST |  | Polytube | Yes |  | 2022-10-22 |  | PVC | 1984 | Yes |  | 2022-10-22 |  | Non-lead
032479 | 670 11TH ST |  | Polytube | Yes |  | 2022-10-22 |  | PVC | 1984 | Yes |  | 2022-10-22 |  | Non-lead
032480 | 105 PATRICIA LANE |  | Unknown, Non-Lead | Yes |  | 2022-04-05 |  | PVC | 1989 | Yes |  | 2022-04-05 |  | Non-lead
032481 | 1505 COPA D'ORO |  | Polytube | Yes |  | 2023-10-13 |  | PVC | 1984 | Yes |  | 2023-10-13 |  | Non-lead
032482 | 661 12TH ST |  | Polytube | Yes |  | 2022-10-22 |  | PVC | 1987 | Yes |  | 2022-10-22 |  | Non-lead
032483 | 115 SAGUARO LN |  | Copper | Yes |  | 2023-03-22 |  | Copper | 1984 | Yes |  | 2023-03-22 |  | Non-lead
032484 | L23B23 22842 JOHN SILVER LANE |  | Polytube | Yes |  | 2022-11-07 |  | PVC | 1984 | Yes |  | 2022-11-07 |  | Non-lead
032485 | 23062 SNAPPER LANE |  | Polytube | Yes |  | 2022-09-29 |  | PVC | 1986 | Yes |  | 2022-09-29 |  | Non-lead
032486 | 22967 JOHN AVERY LANE |  | Polytube | Yes |  | 2022-12-28 |  | PVC | 1983 | Yes |  | 2022-12-28 |  | Non-lead
032487 | 325 SOUTH POINT DR |  | Polytube | Yes |  | 2022-07-08 |  | PVC | 1984 | Yes |  | 2022-07-08 |  | Non-lead
032488 | 22953 JOHN SILVER LN |  | Polytube | Yes |  | 2024-03-29 |  | PVC | 1983 | Yes |  | 2024-03-29 |  | Non-lead
032489 | 11 CARDINAL LN |  | Polytube | Yes |  | 2022-09-23 |  | PVC | 1983 | Yes |  | 2022-09-23 |  | Non-lead
032490 | 31014 HIBISCUS RD |  | Polytube | Yes |  | 2022-11-14 |  | PVC | 1985 | Yes |  | 2022-11-14 |  | Non-lead
032491 | 22970 SHARP LT 11 BK 4 LN |  | Polytube | Yes |  | 2023-08-28 |  | PVC | 1985 | Yes |  | 2023-08-28 |  | Non-lead
032492 | 27464 GUADALOUPE LN |  | Polytube | Yes |  | 2023-05-04 |  | PVC | 1984 | Yes |  | 2023-05-04 |  | Non-lead
032493 | 947 EAST SHORE DR |  | Polytube | Yes |  | 2023-04-25 |  | PVC | 1983 | Yes |  | 2023-04-25 |  | Non-lead
032494 | 25 FLIPPER ROAD |  | Unknown, Non-Lead | Yes |  | 2019-09-24 |  | PVC | 2003 | Yes |  | 2019-09-24 |  | Non-lead
032495 | REAR 2928 PATTERSON AVE |  | Polytube | Yes |  | 2022-07-20 |  | Copper | 1958 | Yes |  | 2022-07-20 |  | Non-lead
032496 | APT 1 1128 SIMONTON ST |  | Polytube | Yes |  | 2022-10-31 |  | PVC | 1983 | Yes |  | 2022-10-31 |  | Non-lead
032497 | APT 2 1128 SIMONTON ST |  | Polytube | Yes |  | 2022-10-31 |  | PVC | 1983 | Yes |  | 2022-10-31 |  | Non-lead
032499 | APT 4 1128 SIMONTON ST |  | Polytube | Yes |  | 2022-10-31 |  | PVC | 1983 | Yes |  | 2022-10-31 |  | Non-lead
032500 | APT FIRE 200-250 KEY DEER BLVD |  | Unknown, Non-Lead | Yes |  | 2017-01-20 |  | No Piping | 1984 | Yes |  | 2017-01-20 |  | Non-lead
032501 | 29453 INDEPENDENCE AVE |  | Unknown, Non-Lead | Yes |  | 2019-08-01 |  | Unknown, Non-Lead | 2014 | Yes |  | 2019-08-01 |  | Non-lead
032502 | 4 TAMARIND DR |  | Polytube | Yes |  | 2024-06-26 |  | PVC | 1983 | Yes |  | 2024-06-26 |  | Non-lead
032504 | 177 EL CAPITAN DR |  | Polytube | Yes |  | 2022-06-30 |  | PVC | 1984 | Yes |  | 2022-06-30 |  | Non-lead
032505 | 23037 BLUEGILL LN |  | Polytube | Yes |  | 2022-09-22 |  | PVC | 1983 | Yes |  | 2022-09-22 |  | Non-lead
032506 | 3759 SEAGRAPE ST |  | Polytube | Yes |  | 2023-01-11 |  | PVC | 1984 | Yes |  | 2023-01-11 |  | Non-lead
032507 | 22837 PRIVATEER DR |  | Unknown, Non-Lead | No |  |  |  | Unknown, Non-Lead | 1990 | No |  |  |  | Non-lead
032508 | 29121 IROQUOIS ST |  | Polytube | Yes |  | 2023-07-27 |  | PVC | 1984 | Yes |  | 2023-07-27 |  | Non-lead
032509 | 29145 IROQUOIS ST |  | Polytube | Yes |  | 2022-12-14 |  | PVC | 1984 | Yes |  | 2022-12-14 |  | Non-lead
032510 | 6460 FRONT ST |  | Unknown, Non-Lead | Yes |  | 2024-09-19 |  | Unknown, Non-Lead | 2004 | Yes |  | 2024-09-19 |  | Non-lead
032511 | 526 CROTON LANE |  | Polytube | Yes |  | 2022-11-14 |  | PVC | 1984 | Yes |  | 2022-11-14 |  | Non-lead
032512 | 143 BLACKBEARD LANE |  | Polytube | Yes |  | 2022-08-17 |  | PVC | 1968 | Yes |  | 2022-08-17 |  | Non-lead
032513 | 1054 LOGGERHEAD LN |  | Polytube | Yes |  | 2023-01-13 |  | PVC | 1984 | Yes |  | 2023-01-13 |  | Non-lead
032514 | 21620 OVERSEAS HWY |  | Polytube | Yes |  | 2024-03-29 |  | PVC | 1985 | Yes |  | 2024-03-29 |  | Non-lead
032515 | H11 5TH AVE |  | Polytube | Yes |  | 2023-03-08 |  | PVC | 1981 | Yes |  | 2023-03-08 |  | Non-lead
032516 | 1440 ELIZA ST |  | Polytube | Yes |  | 2022-10-18 |  | PVC | 1933 | Yes |  | 2022-10-18 |  | Non-lead
032517 | 198 VENUS LN |  | Polytube | Yes |  | 2023-03-02 |  | PVC | 1982 | Yes |  | 2023-03-02 |  | Non-lead
032518 | 19521 AZTEC ST |  | Polytube | Yes |  | 2023-01-13 |  | PVC | 1983 | Yes |  | 2023-01-13 |  | Non-lead
032519 | LT1B11 21013 7TH AVENUE |  | Unknown, Non-Lead | Yes |  | 2018-08-31 |  | Unknown, Non-Lead | 1990 | Yes |  | 2018-08-31 |  | Non-lead
032520 | 131 HARBOR LN |  | Polytube | Yes |  | 2022-06-15 |  | PVC | 1983 | Yes |  | 2022-06-15 |  | Non-lead
032521 | 157 PLANTATION SHRS DR |  | Polytube | Yes |  | 2022-06-15 |  | PVC | 1985 | Yes |  | 2022-06-15 |  | Non-lead
032522 | 782 BOSTWICK DR |  | Polytube | Yes |  | 2023-11-15 |  | PVC | 1984 | Yes |  | 2023-11-15 |  | Non-lead
032523 | 542 PLANTE ST |  | Polytube | Yes |  | 2022-10-31 |  | PVC | 1984 | Yes |  | 2022-10-31 |  | Non-lead
032524 | 12 S ANDROS RD |  | Polytube | Yes |  | 2023-09-21 |  | PVC | 1984 | Yes |  | 2023-09-21 |  | Non-lead
032525 | 107 VALJEAN LN |  | Polytube | Yes |  | 2022-07-19 |  | PVC | 1971 | Yes |  | 2022-07-19 |  | Non-lead
032526 | 136 SUNSET LANE |  | Polytube | Yes |  | 2022-07-19 |  | PVC | 1982 | Yes |  | 2022-07-19 |  | Non-lead
032527 | 150 PLANTATION AVE |  | Polytube | Yes |  | 2022-06-09 |  | PVC | 1982 | Yes |  | 2022-06-09 |  | Non-lead
032528 | 133 W PLAZA GRANADA |  | Polytube | Yes |  | 2022-06-30 |  | PVC | 1984 | Yes |  | 2022-06-30 |  | Non-lead
032529 | APT 1 FRONT 978 GIBRALTAR RD |  | Polytube | Yes |  | 2023-02-08 |  | PVC | 1984 | Yes |  | 2023-02-08 |  | Non-lead
032530 | APT 2 BACK 978 GIBRALTER RD |  | Polytube | Yes |  | 2023-02-08 |  | PVC | 1984 | Yes |  | 2023-02-08 |  | Non-lead
032531 | 91731 OVERSEAS HWY |  | Polytube | Yes |  | 2023-02-13 |  | PVC | 1928 | Yes |  | 2023-02-13 |  | Non-lead
032532 | 17 PAMELA ST |  | Polytube | Yes |  | 2022-10-17 |  | PVC | 1984 | Yes |  | 2022-10-17 |  | Non-lead
032533 | BLDG 5A B-6A B A |  | Polytube | Yes |  | 2022-09-26 |  | PVC | 1983 | Yes |  | 2022-09-26 |  | Non-lead
032534 | L28 B7 143 MOHAWK ST |  | Polytube | Yes |  | 2022-05-31 |  | PVC | 1983 | Yes |  | 2022-05-31 |  | Non-lead
032535 | 880 LAPALOMA RD |  | Polytube | Yes |  | 2022-10-03 |  | PVC | 1982 | Yes |  | 2022-10-03 |  | Non-lead
032536 | 152 GEORGIA AVE |  | Polytube | Yes |  | 2022-07-18 |  | PVC | 1984 | Yes |  | 2022-07-18 |  | Non-lead
032537 | 29 OSPREY DR |  | Polytube | Yes |  | 2023-05-04 |  | PVC | 1967 | Yes |  | 2023-05-04 |  | Non-lead
032538 | 104 W PLAZA DEL SOL |  | Polytube | Yes |  | 2022-06-30 |  | PVC | 1981 | Yes |  | 2022-06-30 |  | Non-lead
032539 | 212 PEARL AVE |  | Polytube | Yes |  | 2022-06-13 |  | PVC | 1984 | Yes |  | 2022-06-13 |  | Non-lead
032540 | 151 2ND ST |  | Polytube | Yes |  | 2022-07-20 |  | PVC | 1984 | Yes |  | 2022-07-20 |  | Non-lead
032541 | 148 PALO DE ORO DR |  | Polytube | Yes |  | 2023-09-01 |  | PVC | 1985 | Yes |  | 2023-09-01 |  | Non-lead
032542 | 111 SOUTH DR |  | Polytube | Yes |  | 2023-10-16 |  | PVC | 1984 | Yes |  | 2023-10-16 |  | Non-lead
032543 | 233 HIBISCUS ST |  | Polytube | Yes |  | 2022-06-16 |  | PVC | 1984 | Yes |  | 2022-06-16 |  | Non-lead
032544 | 233 CORAL RD |  | Polytube | Yes |  | 2022-06-10 |  | PVC | 1984 | Yes |  | 2022-06-10 |  | Non-lead
032545 | 426 LIME DR |  | Polytube | Yes |  | 2023-02-02 |  | PVC | 1985 | Yes |  | 2023-02-02 |  | Non-lead
032546 | 109 E NAUTILUS DR |  | Polytube | Yes |  | 2022-06-29 |  | PVC | 1983 | Yes |  | 2022-06-29 |  | Non-lead
032547 | 181 BURGUNDY DR |  | Polytube | Yes |  | 2023-02-09 |  | PVC | 1985 | Yes |  | 2023-02-09 |  | Non-lead
032548 | 186 CORAL AVE |  | Unknown, Non-Lead | No |  |  |  | Unknown, Non-Lead | 2021 | No |  |  |  | Non-lead
032549 | 1-10 69401 OVERSEAS Hwy |  | Polytube | Yes |  | 2024-07-26 |  | PVC | 2008 | Yes |  | 2024-07-26 |  | Non-lead
032550 | 27310 W INDIES DR |  | Polytube | Yes |  | 2023-05-04 |  | PVC | 1984 | Yes |  | 2023-05-04 |  | Non-lead
032551 | 26 TAMARIND DR |  | Polytube | Yes |  | 2022-08-16 |  | PVC | 1984 | Yes |  | 2022-08-16 |  | Non-lead
032553 | #5 12550 OVERSEAS HWY |  | Unknown, Non-Lead | No |  |  |  | No Piping | 1959 | No |  |  |  | Non-lead
032554 | 3A UP 12550 OVERSEAS HWY |  | Unknown, Non-Lead | No |  |  |  | No Piping | 1959 | No |  |  |  | Non-lead
032556 | 17064 GREEN TURTLE LN |  | Polytube | Yes |  | 2022-11-22 |  | PVC | 1983 | Yes |  | 2022-11-22 |  | Non-lead
032557 | 19913 DATE PALM DR |  | Polytube | Yes |  | 2023-01-13 |  | PVC | 1984 | Yes |  | 2023-01-13 |  | Non-lead
032558 | 1997 LONG BEACH DR |  | Polytube | Yes |  | 2024-06-05 |  | PVC | 1984 | Yes |  | 2024-06-05 |  | Non-lead
032559 | 29544 CONSTITUTION AVE |  | Polytube | Yes |  | 2022-12-01 |  | PVC | 1983 | Yes |  | 2022-12-01 |  | Non-lead
032560 | 1964 CORAL WAY |  | Polytube | Yes |  | 2023-04-04 |  | PVC | 1984 | Yes |  | 2023-04-04 |  | Non-lead
032561 | 29661 RANGER AVE |  | Polytube | Yes |  | 2022-12-01 |  | PVC | 1984 | Yes |  | 2022-12-01 |  | Non-lead
032562 | 824 THOMAS ST |  | Polytube | Yes |  | 2024-09-05 |  | PVC | 1971 | Yes |  | 2024-09-05 |  | Non-lead
032563 | 3200 FLAGLER AVE |  | Polytube | Yes |  | 2022-07-07 |  | PVC | 1984 | Yes |  | 2022-07-07 |  | Non-lead
032564 | 635 LAFITTE RD |  | Polytube | Yes |  | 2024-03-22 |  | Polytube | 1984 | Yes |  | 2024-03-22 |  | Non-lead
032565 | 5 W SNAPPER POINT DR |  | Polytube | Yes |  | 2023-02-14 |  | PVC | 1982 | Yes |  | 2023-02-14 |  | Non-lead
032566 | 29024 CEDAR DR |  | Polytube | Yes |  | 2023-05-19 |  | PVC | 1984 | Yes |  | 2023-05-19 |  | Non-lead
032567 | 30315 FLAMINGO LANE |  | Polytube | Yes |  | 2022-05-18 |  | PVC | 1984 | Yes |  | 2022-05-18 |  | Non-lead
032568 | 204 VENUS LN |  | Polytube | Yes |  | 2022-09-26 |  | PVC | 1987 | Yes |  | 2022-09-26 |  | Non-lead
032569 | 185 SOUTH POINT DR |  | Polytube | Yes |  | 2022-07-08 |  | PVC | 1984 | Yes |  | 2022-07-08 |  | Non-lead
032571 | 29559 RANGER AVE |  | Polytube | Yes |  | 2024-05-28 |  | PVC | 1984 | Yes |  | 2024-05-28 |  | Non-lead
032572 | 25 HALFWAY RD |  | Unknown, Non-Lead | Yes |  | 2018-04-19 |  | Unknown, Non-Lead | 2011 | Yes |  | 2018-04-19 |  | Non-lead
032573 | 3725 PALMETTO ST |  | Polytube | Yes |  | 2023-01-11 |  | PVC | 1983 | Yes |  | 2023-01-11 |  | Non-lead
032574 | 27320 ST CROIX LANE |  | Polytube | Yes |  | 2023-09-12 |  | PVC | 1984 | Yes |  | 2023-09-12 |  | Non-lead
032575 | 23084 WAHOO LT 12 BK 6 LN |  | Polytube | Yes |  | 2022-12-28 |  | PVC | 1984 | Yes |  | 2022-12-28 |  | Non-lead
032576 | 15 TAMARIND DR |  | Polytube | Yes |  | 2023-07-25 |  | PVC | 1984 | Yes |  | 2023-07-25 |  | Non-lead
032577 | UNIT 17 1616 ATLANTIC BLVD |  | PVC | Yes |  | 2023-10-20 |  | PVC | 1980 | Yes |  | 2023-10-20 |  | Non-lead
032578 | 3665 FOX ST |  | Polytube | Yes |  | 2022-06-27 |  | PVC | 1984 | Yes |  | 2022-06-27 |  | Non-lead
032579 | 3201 EAGLE AVE |  | Polytube | Yes |  | 2022-12-09 |  | PVC | 1984 | Yes |  | 2022-12-09 |  | Non-lead
032580 | 30840 ORTEGA LN |  | Polytube | Yes |  | 2022-11-17 |  | PVC | 1984 | Yes |  | 2022-11-17 |  | Non-lead
032581 | WEST 20976 8TH AVE |  | Polytube | Yes |  | 2022-10-31 |  | PVC | 1985 | Yes |  | 2022-10-31 |  | Non-lead
032582 | CNTY RD SUB STAT RD |  | Unknown, Non-Lead | Yes |  | 2019-01-25 |  | PVC | 2002 | Yes |  | 2019-01-25 |  | Non-lead
032583 | 22750 BUCCANNER LN |  | Polytube | Yes |  | 2022-11-18 |  | PVC | 1984 | Yes |  | 2022-11-18 |  | Non-lead
032584 | 3606 GULFSTREAM ST |  | Polytube | Yes |  | 2023-01-11 |  | PVC | 1984 | Yes |  | 2023-01-11 |  | Non-lead
032585 | 23055 TARPON LN |  | Polytube | Yes |  | 2022-12-28 |  | PVC | 1984 | Yes |  | 2022-12-28 |  | Non-lead
032586 | 1617 WHITE ST |  | Polytube | Yes |  | 2022-09-08 |  | PVC | 1983 | Yes |  | 2022-09-08 |  | Non-lead
032587 | MARINA VILL COND |  | Polytube | Yes |  | 2022-09-26 |  | PVC | 1978 | Yes |  | 2022-09-26 |  | Non-lead
032588 | 498 OLDSMAR LN |  | Unknown, Non-Lead | No |  |  |  | Unknown, Non-Lead | 2007 | No |  |  |  | Non-lead
032589 | 169 GULFVIEW DR |  | Polytube | Yes |  | 2022-06-29 |  | PVC | 1985 | Yes |  | 2022-06-29 |  | Non-lead
032590 | 503 N RUBY AVE |  | PVC | Yes |  | 2023-02-02 |  | PVC | 1983 | Yes |  | 2023-02-02 |  | Non-lead
032591 | 123 STARFISH LN |  | Polytube | Yes |  | 2022-07-19 |  | PVC | 1984 | Yes |  | 2022-07-19 |  | Non-lead
032592 | 141 LAKE RD |  | Polytube | Yes |  | 2022-06-14 |  | PVC | 1985 | Yes |  | 2022-06-14 |  | Non-lead
032593 | 75030 OVERSEAS HWY |  | Polytube | Yes |  | 2022-07-05 |  | PVC | 1984 | Yes |  | 2022-07-05 |  | Non-lead
032594 | 365 CRANE ST |  | Polytube | Yes |  | 2023-05-04 |  | PVC | 1981 | Yes |  | 2023-05-04 |  | Non-lead
032595 | 140 PEACE AVE |  | Polytube | Yes |  | 2022-07-19 |  | PVC | 1984 | Yes |  | 2022-07-19 |  | Non-lead
032596 | 423 S COCONUT PALM BLVD |  | Polytube | Yes |  | 2022-06-13 |  | PVC | 1985 | Yes |  | 2022-06-13 |  | Non-lead
032597 | 815 S JADE DR |  | Polytube | Yes |  | 2023-02-02 |  | PVC | 1987 | Yes |  | 2023-02-02 |  | Non-lead
032598 | 152 SEVERINO DR |  | Polytube | Yes |  | 2023-08-22 |  | PVC | 1984 | Yes |  | 2023-08-22 |  | Non-lead
032599 | 3 N BEACH 1/2 TR OF RD |  | Polytube | Yes |  | 2023-01-31 |  | Polytube | 1984 | Yes |  | 2023-01-31 |  | Non-lead
032600 | 239 SECOND RD |  | Polytube | Yes |  | 2022-10-17 |  | PVC | 1983 | Yes |  | 2022-10-17 |  | Non-lead
032601 | 149 BURGUNDY DR |  | Polytube | Yes |  | 2023-02-09 |  | PVC | 1976 | Yes |  | 2023-02-09 |  | Non-lead
032602 | 39 S BRIDGE LN |  | Polytube | Yes |  | 2024-05-09 |  | PVC | 1985 | Yes |  | 2024-05-09 |  | Non-lead
032603 | 172 OCEAN SHORES DR |  | Polytube | Yes |  | 2023-02-01 |  | PVC | 1984 | Yes |  | 2023-02-01 |  | Non-lead
032604 | 4 HARBOR ISLAND Dr |  | Polytube | Yes |  | 2022-09-22 |  | PVC | 1984 | Yes |  | 2022-09-22 |  | Non-lead
032605 | 81185 OLD Hwy |  | Polytube | Yes |  | 2022-06-22 |  | PVC | 1958 | Yes |  | 2022-06-22 |  | Non-lead
032606 | 206 JOHNNY RD |  | Unknown, Non-Lead | Yes |  | 2024-08-22 |  | Unknown, Non-Lead | 1990 | Yes |  | 2024-08-22 |  | Non-lead
032607 | 75026 OVERSEAS HWY |  | Polytube | Yes |  | 2022-07-05 |  | PVC | 1984 | Yes |  | 2022-07-05 |  | Non-lead
032608 | 51 BAHAMA AVE |  | Polytube | Yes |  | 2022-12-14 |  | PVC | 1984 | Yes |  | 2022-12-14 |  | Non-lead
032609 | 105 FIRST TERR |  | Polytube | Yes |  | 2022-10-17 |  | PVC | 1985 | Yes |  | 2022-10-17 |  | Non-lead
032610 | 145 SAN REMO DR |  | Polytube | Yes |  | 2022-06-07 |  | PVC | 1984 | Yes |  | 2022-06-07 |  | Non-lead
032611 | 147 MOHAWK ST |  | Polytube | Yes |  | 2022-05-31 |  | PVC | 1983 | Yes |  | 2022-05-31 |  | Non-lead
032612 | 218 CAMELOT DR |  | Polytube | Yes |  | 2022-07-12 |  | PVC | 1979 | Yes |  | 2022-07-12 |  | Non-lead
032613 | 12 PERKY RD |  | Polytube | Yes |  | 2022-10-03 |  | PVC | 1984 | Yes |  | 2022-10-03 |  | Non-lead
032614 | 123 LONG KEY LAKE DR |  | Polytube | Yes |  | 2022-05-20 |  | PVC | 1984 | Yes |  | 2022-05-20 |  | Non-lead
032615 | 800 MADRID RD |  | Polytube | Yes |  | 2023-05-08 |  | PVC | 1984 | Yes |  | 2023-05-08 |  | Non-lead
032616 | 329 MAHOGANY DR |  | Polytube | Yes |  | 2023-02-08 |  | PVC | 1984 | Yes |  | 2023-02-08 |  | Non-lead
032617 | 33-34 MOORINGS |  | Polytube | Yes |  | 2022-09-21 |  | PVC | 1983 | Yes |  | 2022-09-21 |  | Non-lead
032618 | 31-32 MOORINGS |  | Polytube | Yes |  | 2022-08-02 |  | PVC | 1983 | Yes |  | 2022-08-02 |  | Non-lead
032619 | 100 VILLA BELLA DR |  | Polytube | Yes |  | 2022-06-10 |  | PVC | 1984 | Yes |  | 2022-06-10 |  | Non-lead
032620 | 418 BOWIE LANE |  | Polytube | Yes |  | 2023-05-04 |  | PVC | 1984 | Yes |  | 2023-05-04 |  | Non-lead
032621 | 163 JOJEAN WAY |  | Polytube | Yes |  | 2023-01-30 |  | PVC | 1984 | Yes |  | 2023-01-30 |  | Non-lead
032622 | 161 JO JEAN WAY |  | Polytube | Yes |  | 2023-01-30 |  | PVC | 1984 | Yes |  | 2023-01-30 |  | Non-lead
032623 | 82213 OVERSEAS HWY |  | Polytube | Yes |  | 2022-06-28 |  | PVC |  | Yes |  | 2022-06-28 |  | Non-lead
032624 | 113 LONG BEN DR |  | Polytube | Yes |  | 2023-01-31 |  | PVC | 1984 | Yes |  | 2023-01-31 |  | Non-lead
032625 | 768 LARGO RD |  | Unknown, Non-Lead | Yes |  | 2020-12-07 |  | Unknown, Non-Lead | 2004 | Yes |  | 2020-12-07 |  | Non-lead
032626 | 75160 OVERSEAS HWY |  | Polytube | Yes |  | 2022-07-05 |  | PVC | 1984 | Yes |  | 2022-07-05 |  | Non-lead
032627 | 709 WASHINGTON ST |  | Polytube | Yes |  | 2023-04-24 |  | PVC | 1958 | Yes |  | 2023-04-24 |  | Non-lead
032628 | 105 SOUTH POINT DR |  | Polytube | Yes |  | 2022-07-08 |  | PVC | 1984 | Yes |  | 2022-07-08 |  | Non-lead
032629 | 31026 G AVE |  | Unknown, Non-Lead | Yes |  | 2020-06-29 |  | Unknown, Non-Lead | 2020 | Yes |  | 2020-06-29 |  | Non-lead
032630 | 201 E OCEAN DR |  | Polytube | Yes |  | 2022-10-22 |  | PVC | 1987 | Yes |  | 2022-10-22 |  | Non-lead
032631 | 16 HARBOR GREEN DR |  | Polytube | Yes |  | 2022-09-22 |  | PVC | 1984 | Yes |  | 2022-09-22 |  | Non-lead
032632 | 22822 BUCCANER LANE |  | Polytube | Yes |  | 2022-11-18 |  | PVC | 1984 | Yes |  | 2022-11-18 |  | Non-lead
032633 | 160 SANDY AVE |  | Polytube | Yes |  | 2024-01-19 |  | PVC | 1984 | Yes |  | 2024-01-19 |  | Non-lead
032634 | STE 3 5701 OVERSEAS HWY |  | PVC | Yes |  | 2023-02-22 |  | PVC | 1979 | Yes |  | 2023-02-22 |  | Non-lead
032635 | 700 11TH St |  | Polytube | Yes |  | 2023-06-01 |  | PVC | 1968 | Yes |  | 2023-06-01 |  | Non-lead
032636 | 710 11TH St |  | Polytube | Yes |  | 2023-06-01 |  | PVC | 1986 | Yes |  | 2023-06-01 |  | Non-lead
032637 | 332 E SEAVIEW DR |  | Polytube | Yes |  | 2022-10-22 |  | PVC | 1982 | Yes |  | 2022-10-22 |  | Non-lead
032638 | 580 10TH St |  | Polytube | Yes |  | 2023-05-11 |  | PVC | 1985 | Yes |  | 2023-05-11 |  | Non-lead
032639 | 590 10TH St |  | Polytube | Yes |  | 2023-09-07 |  | PVC | 1971 | Yes |  | 2023-09-07 |  | Non-lead
032640 | 420 122ND OCEAN ST |  | Polytube | Yes |  | 2022-08-15 |  | PVC | 1968 | Yes |  | 2022-08-15 |  | Non-lead
032641 | 29153 TULIP LANE |  | Polytube | Yes |  | 2022-12-21 |  | PVC | 1984 | Yes |  | 2022-12-21 |  | Non-lead
032642 | 3 AVENUE F |  | Polytube | Yes |  | 2022-10-22 |  | PVC | 1986 | Yes |  | 2022-10-22 |  | Non-lead
032643 | 200 CALLE ENSUENO |  | Polytube | Yes |  | 2022-07-15 |  | PVC | 1986 | Yes |  | 2022-07-15 |  | Non-lead
032644 | 29547 SARATOGA AVE |  | Polytube | Yes |  | 2022-12-05 |  | PVC | 1984 | Yes |  | 2022-12-05 |  | Non-lead
032646 | 391 12TH ST |  | Polytube | Yes |  | 2024-05-17 |  | PVC | 1984 | Yes |  | 2024-05-17 |  | Non-lead
032647 | 104 ALYNN PL |  | Polytube | Yes |  | 2023-01-25 |  | PVC | 1984 | Yes |  | 2023-01-25 |  | Non-lead
032648 | RIGHT 520 3RD ST |  | Polytube | Yes |  | 2024-04-03 |  | PVC | 1985 | Yes |  | 2024-04-03 |  | Non-lead
032649 | LEFT 530 3RD ST |  | Polytube | Yes |  | 2022-10-22 |  | PVC | 1985 | Yes |  | 2022-10-22 |  | Non-lead
032650 | 114 CALLE ENSUENO |  | Polytube | Yes |  | 2024-02-20 |  | PVC | 1984 | Yes |  | 2024-02-20 |  | Non-lead
032651 | #402 130 COCO PLUM DR |  | PVC | Yes |  | 2024-07-22 |  | PVC | 1984 | Yes |  | 2024-07-22 |  | Non-lead
032652 | OCEAN 499 50TH ST |  | Polytube | Yes |  | 2023-02-13 |  | PVC | 1984 | Yes |  | 2023-02-13 |  | Non-lead
032653 | 22882 BUCCANEER LN |  | Polytube | Yes |  | 2022-11-18 |  | PVC | 1984 | Yes |  | 2022-11-18 |  | Non-lead
032654 | 278 SUNSET RD |  | Polytube | Yes |  | 2022-12-05 |  | PVC | 1984 | Yes |  | 2022-12-05 |  | Non-lead
032655 | 181 ARICA LN |  | Polytube | Yes |  | 2022-11-09 |  | PVC | 1984 | Yes |  | 2022-11-09 |  | Non-lead
032656 | HARBOUR GREEN #4 |  | Polytube | Yes |  | 2022-09-22 |  | PVC | 1984 | Yes |  | 2022-09-22 |  | Non-lead
032658 | 20 HARBOR GREEN DR |  | Polytube | Yes |  | 2022-09-22 |  | PVC | 1984 | Yes |  | 2022-09-22 |  | Non-lead
032659 | 49 HARBOR GREEN DR |  | Polytube | Yes |  | 2022-09-22 |  | PVC | 1984 | Yes |  | 2022-09-22 |  | Non-lead
032660 | 14 HARBOUR GREEN |  | Polytube | Yes |  | 2022-09-22 |  | PVC | 1984 | Yes |  | 2022-09-22 |  | Non-lead
032661 | SLIP M03 1801 N ROOSEVELT BLVD |  | PVC | Yes |  | 2023-09-13 |  | PVC | 1983 | Yes |  | 2023-09-13 |  | Non-lead
032662 | 33 HARBOUR GREEN |  | Polytube | Yes |  | 2022-09-22 |  | PVC | 1984 | Yes |  | 2022-09-22 |  | Non-lead
032663 | 35 HARBOUR GREEN DR |  | Polytube | Yes |  | 2022-09-22 |  | PVC | 1984 | Yes |  | 2022-09-22 |  | Non-lead
032664 | 37 HARBOUR GREEN DR |  | Polytube | Yes |  | 2022-09-22 |  | PVC | 1984 | Yes |  | 2022-09-22 |  | Non-lead
032665 | 39 HARBOUR GREEN |  | Polytube | Yes |  | 2022-09-22 |  | PVC | 1984 | Yes |  | 2022-09-22 |  | Non-lead
032666 | 43 HARBOUR GREEN UN |  | Polytube | Yes |  | 2022-09-22 |  | PVC | 1984 | Yes |  | 2022-09-22 |  | Non-lead
032667 | 45 HARBOUR GREEN UN |  | Polytube | Yes |  | 2022-09-22 |  | PVC | 1984 | Yes |  | 2022-09-22 |  | Non-lead
032668 | 47 HARBOR GREEN DR |  | Polytube | Yes |  | 2022-09-22 |  | PVC | 1984 | Yes |  | 2022-09-22 |  | Non-lead
032669 | 22 HARBOR GREEN DR |  | Polytube | Yes |  | 2022-09-22 |  | PVC | 1984 | Yes |  | 2022-09-22 |  | Non-lead
032670 | 24 HARBOUR GREEN DR |  | Polytube | Yes |  | 2022-09-22 |  | PVC | 1984 | Yes |  | 2022-09-22 |  | Non-lead
032671 | 22853 BLUEGILL LT 4 BK LANE |  | Polytube | Yes |  | 2022-11-17 |  | PVC | 1984 | Yes |  | 2022-11-17 |  | Non-lead
032672 | 1500 ATLANTIC BLVD |  | PVC | Yes |  | 2023-09-19 |  | Copper | 1984 | Yes |  | 2023-09-19 |  | Non-lead
032673 | 2183 SAN REMO DR |  | Polytube | Yes |  | 2022-11-17 |  | PVC | 1984 | Yes |  | 2022-11-17 |  | Non-lead
032674 | 16845 TAMARIND RD |  | Polytube | Yes |  | 2023-01-04 |  | PVC | 1988 | Yes |  | 2023-01-04 |  | Non-lead
032675 | 19342 N MIRA RD |  | Polytube | Yes |  | 2024-07-24 |  | PVC | 1984 | Yes |  | 2024-07-24 |  | Non-lead
032676 | 2 CYPRESS AVE |  | Polytube | Yes |  | 2023-05-04 |  | Copper | 1984 | Yes |  | 2023-05-04 |  | Non-lead
032677 | 29432 FORRESTAL AVE |  | Polytube | Yes |  | 2022-12-05 |  | PVC | 1984 | Yes |  | 2022-12-05 |  | Non-lead
032678 | 3754 PINE RD |  | Polytube | Yes |  | 2023-01-11 |  | PVC | 1984 | Yes |  | 2023-01-11 |  | Non-lead
032679 | COUNTY GARAGE |  | Polytube | Yes |  | 2022-06-24 |  | PVC | 1968 | Yes |  | 2022-06-24 |  | Non-lead
032680 | 3765 PALMETTO ST |  | Polytube | Yes |  | 2023-01-11 |  | PVC | 1984 | Yes |  | 2023-01-11 |  | Non-lead
032681 | 29809 NEWFOUND BLVD |  | Polytube | Yes |  | 2022-12-08 |  | PVC | 1984 | Yes |  | 2022-12-08 |  | Non-lead
032682 | 124 COLSON DR |  | Unknown | Yes |  | 2022-10-20 |  | Unknown | 1980 | Yes |  | 2022-10-20 |  | Lead Status Unknown
032683 | UNIT B 3301 DUCK AVE |  | Copper | Yes |  | 2024-04-22 |  | PVC | 1983 | Yes |  | 2024-04-22 |  | Non-lead
032684 | UNIT C 3301 DUCK AVE |  | Copper | Yes |  | 2022-07-12 |  | PVC | 1983 | Yes |  | 2022-07-12 |  | Non-lead
032685 | UNIT D 3301 DUCK AVE |  | Copper | Yes |  | 2022-07-12 |  | PVC | 1984 | Yes |  | 2022-07-12 |  | Non-lead
032686 | UNIT E 3301 DUCK AVE |  | Copper | Yes |  | 2022-08-19 |  | PVC | 1983 | Yes |  | 2022-08-19 |  | Non-lead
032687 | UNIT F 3301 DUCK AVE |  | Copper | Yes |  | 2022-07-13 |  | PVC | 1983 | Yes |  | 2022-07-13 |  | Non-lead
032688 | 17075 WAHOO LN |  | Polytube | Yes |  | 2024-09-04 |  | PVC | 1984 | Yes |  | 2024-09-04 |  | Non-lead
032689 | SLIP T34 1801 N ROOSEVELT BLVD |  | PVC | Yes |  | 2022-07-11 |  | PVC | 1983 | Yes |  | 2022-07-11 |  | Non-lead
032690 | UNIT 35A,B&36A,B |  | Polytube | Yes |  | 2022-09-21 |  | PVC | 1983 | Yes |  | 2022-09-21 |  | Non-lead
032691 | UNIT 37A,B&38A,B |  | Polytube | Yes |  | 2022-08-02 |  | PVC |  | Yes |  | 2022-08-02 |  | Non-lead
032692 | UNIT 39A,B&40A,B |  | Polytube | Yes |  | 2022-08-15 |  | PVC | 1983 | Yes |  | 2022-08-15 |  | Non-lead
032693 | 29145 AZALEA LANE |  | Polytube | Yes |  | 2022-12-15 |  | PVC | 1984 | Yes |  | 2022-12-15 |  | Non-lead
032694 | 405 CACTUS DR |  | Polytube | Yes |  | 2024-07-29 |  | PVC | 1984 | Yes |  | 2024-07-29 |  | Non-lead
032695 | 133 SAWYER DR |  | Polytube | Yes |  | 2022-11-09 |  | PVC | 1984 | Yes |  | 2022-11-09 |  | Non-lead
032696 | 221 OJIBWAY AVE |  | Polytube | Yes |  | 2024-08-27 |  | PVC | 1984 | Yes |  | 2024-08-27 |  | Non-lead
032697 | 81671 OLD HWY |  | Polytube | Yes |  | 2022-06-27 |  | PVC | 1984 | Yes |  | 2022-06-27 |  | Non-lead
032698 | 255 MOHAWK ST |  | Polytube | Yes |  | 2022-05-31 |  | PVC | 1987 | Yes |  | 2022-05-31 |  | Non-lead
032699 | 140 IROQUOIS DR |  | Polytube | Yes |  | 2022-06-28 |  | PVC | 1984 | Yes |  | 2022-06-28 |  | Non-lead
032700 | 405 BAHIA HONDA RD |  | Polytube | Yes |  | 2024-05-17 |  | PVC | 1985 | Yes |  | 2024-05-17 |  | Non-lead
032701 | 75161 OVERSEAS HWY |  | Polytube | Yes |  | 2022-07-07 |  | PVC | 1987 | Yes |  | 2022-07-07 |  | Non-lead
032702 | 85944 OVERSEAS HWY |  | Polytube | Yes |  | 2022-06-21 |  | PVC | 1984 | Yes |  | 2022-06-21 |  | Non-lead
032703 | 154 OCALA DR |  | Polytube | Yes |  | 2022-06-09 |  | PVC | 1983 | Yes |  | 2022-06-09 |  | Non-lead
032704 | 239 S OCEAN SHRS DR |  | Polytube | Yes |  | 2023-01-30 |  | PVC | 1984 | Yes |  | 2023-01-30 |  | Non-lead
032705 | 104 FIRST ST |  | Polytube | Yes |  | 2023-02-01 |  | PVC | 1987 | Yes |  | 2023-02-01 |  | Non-lead
032706 | 37 ANGELFISH CAY DR |  | Polytube | Yes |  | 2022-05-09 |  | Polytube |  | Yes |  | 2022-05-09 |  | Non-Lead
032707 | 27 BAKER RD |  | Polytube | Yes |  | 2022-07-07 |  | PVC | 1984 | Yes |  | 2022-07-07 |  | Non-lead
032708 | 137 SUNSET DR |  | Polytube | Yes |  | 2022-06-28 |  | PVC | 1984 | Yes |  | 2022-06-28 |  | Non-lead
032709 | 174 GULFVIEW DR |  | Polytube | Yes |  | 2022-06-29 |  | PVC | 1984 | Yes |  | 2022-06-29 |  | Non-lead
032710 | 109 PORTA VISTA CT |  | Polytube | Yes |  | 2022-06-30 |  | PVC | 1985 | Yes |  | 2022-06-30 |  | Non-lead
032711 | 254 BAY DRIVE |  | Polytube | Yes |  | 2023-01-30 |  | PVC | 1984 | Yes |  | 2023-01-30 |  | Non-lead
032712 | 90791 OLD L4 B1 HWY |  | Polytube | Yes |  | 2024-04-23 |  | PVC | 1980 | Yes |  | 2024-04-23 |  | Non-lead
032713 | 159 PLANTATION SHRS DR |  | Unknown, Non-Lead | Yes |  | 2018-08-22 |  | Unknown, Non-Lead | 2013 | Yes |  | 2018-08-22 |  | Non-lead
032714 | 155 OJIBWAY AVE |  | Polytube | Yes |  | 2022-06-03 |  | PVC | 1983 | Yes |  | 2022-06-03 |  | Non-lead
032715 | 60 W PLAZA GRANADA L |  | Polytube | Yes |  | 2022-06-30 |  | PVC | 1984 | Yes |  | 2022-06-30 |  | Non-lead
032716 | 57 JEWFISH AVE |  | Polytube | Yes |  | 2022-10-31 |  | PVC | 1960 | Yes |  | 2022-10-31 |  | Non-lead
032717 | APT B 156 TEQUESTA ST |  | Polytube | Yes |  | 2022-06-03 |  | PVC | 1984 | Yes |  | 2022-06-03 |  | Non-lead
032718 | UNIT A 156 TEQUESTA ST |  | Unknown, Non-Lead | Yes |  | 2024-08-19 |  | Unknown, Non-Lead | 2012 | Yes |  | 2024-08-19 |  | Non-lead
032719 | 155 SIOUX ST |  | Polytube | Yes |  | 2022-06-03 |  | PVC | 1985 | Yes |  | 2022-06-03 |  | Non-lead
032720 | 232 COSTA BRAVO DR |  | Polytube | Yes |  | 2022-05-20 |  | PVC | 1985 | Yes |  | 2022-05-20 |  | Non-lead
032721 | 1050 GULF DR |  | Polytube | Yes |  | 2023-05-11 |  | Copper | 1985 | Yes |  | 2023-05-11 |  | Non-lead
032722 | 1441 THOMPSON ST |  | Polytube | Yes |  | 2023-05-04 |  | PVC | 1984 | Yes |  | 2023-05-04 |  | Non-lead
032723 | LOT 08 21601 4A OLD STATE RD |  | PVC | Yes |  | 2022-12-29 |  | PVC | 1933 | Yes |  | 2022-12-29 |  | Non-lead
032724 | 176 SPANISH MAIN DR |  | Polytube | Yes |  | 2022-07-05 |  | PVC | 1984 | Yes |  | 2022-07-05 |  | Non-lead
032725 | 29059 MAGNOLIA |  | Polytube | Yes |  | 2022-12-15 |  | PVC | 1984 | Yes |  | 2022-12-15 |  | Non-lead
032726 | 17214 E GREEN TURTLE LN |  | Polytube | Yes |  | 2023-05-04 |  | PVC | 1984 | Yes |  | 2023-05-04 |  | Non-lead
032727 | 113 SHORE AVE |  | Polytube | Yes |  | 2023-07-05 |  | PVC | 1984 | Yes |  | 2023-07-05 |  | Non-lead
032728 | L2 B16 27469 HAITI LN |  | Polytube | Yes |  | 2023-05-04 |  | PVC | 1984 | Yes |  | 2023-05-04 |  | Non-lead
032729 | 19 GEIGER RD |  | Polytube | Yes |  | 2022-05-04 |  | PVC | 1984 | Yes |  | 2022-05-04 |  | Non-lead
032730 | 29767 FROSTPROOF RD |  | Polytube | Yes |  | 2023-05-17 |  | PVC | 1983 | Yes |  | 2023-05-17 |  | Non-lead
032731 | 1111 12TH ST |  | Polytube | Yes |  | 2023-05-04 |  | PVC | 1984 | Yes |  | 2023-05-04 |  | Non-lead
032732 | 43 COUNTRY CLUB RD |  | Polytube | Yes |  | 2024-09-24 |  | PVC | 1987 | Yes |  | 2024-09-24 |  | Non-lead
032733 | 30863 ORTEGA LN |  | Polytube | Yes |  | 2022-11-29 |  | PVC | 1984 | Yes |  | 2022-11-29 |  | Non-lead
032734 | 51 HARBOUR GREEN |  | Polytube | Yes |  | 2022-09-22 |  | PVC | 1984 | Yes |  | 2022-09-22 |  | Non-lead
032735 | 53 HARBOUR GREEN |  | Polytube | Yes |  | 2022-09-22 |  | PVC | 1984 | Yes |  | 2022-09-22 |  | Non-lead
032736 | 55 HARBOUR GREEN |  | Polytube | Yes |  | 2022-09-22 |  | PVC | 1984 | Yes |  | 2022-09-22 |  | Non-lead
032737 | SLIP T22 1801 N ROOSEVELT BLVD |  | PVC | Yes |  | 2022-07-11 |  | PVC | 1983 | Yes |  | 2022-07-11 |  | Non-lead
032738 | LOCATION LUANI PLAZA X KENNEDY DR |  | Copper | Yes |  | 2023-05-04 |  | PVC | 1982 | Yes |  | 2023-05-04 |  | Non-lead
032739 | 29413 INDEPENDENCE AVE |  | Polytube | Yes |  | 2022-12-05 |  | PVC | 1984 | Yes |  | 2022-12-05 |  | Non-lead
032740 | L1 B1 388 MAHOGANY DR |  | Polytube | Yes |  | 2023-02-08 |  | PVC | 1984 | Yes |  | 2023-02-08 |  | Non-lead
032741 | 137 INDIAN AVE |  | Polytube | Yes |  | 2022-07-19 |  | PVC | 1984 | Yes |  | 2022-07-19 |  | Non-lead
032742 | 12 POISONWOOD RD |  | Polytube | Yes |  | 2022-09-21 |  | PVC | 1970 | Yes |  | 2022-09-21 |  | Non-lead
032743 | 307 NORTH DR |  | Polytube | Yes |  | 2022-06-10 |  | PVC | 1984 | Yes |  | 2022-06-10 |  | Non-lead
032744 | 1 STILLWRIGHT WAY |  | Polytube | Yes |  | 2022-07-25 |  | PVC | 1985 | Yes |  | 2022-07-25 |  | Non-lead
032745 | 160 OCEAN SHORES DR |  | Unknown, Non-Lead | Yes |  | 2018-06-26 |  | Unknown, Non-Lead | 2018 | Yes |  | 2018-06-26 |  | Non-lead
032746 | 26 DOCKSIDE PUBLIC LN |  | Unknown, Non-Lead | Yes |  | 2019-01-09 |  | Unknown, Non-Lead | 2000 | Yes |  | 2019-01-09 |  | Non-lead
032747 | 128 KEY HEIGHTS DR |  | Polytube | Yes |  | 2022-06-14 |  | PVC | 1985 | Yes |  | 2022-06-14 |  | Non-lead
032748 | L165 124 W PLAZA DEL SOL |  | Polytube | Yes |  | 2022-06-29 |  | Copper | 1977 | Yes |  | 2022-06-29 |  | Non-lead
032749 | 144 DOVE AVE |  | Polytube | Yes |  | 2022-07-19 |  | PVC | 1981 | Yes |  | 2022-07-19 |  | Non-lead
032750 | 27351 W INDIES DR |  | Polytube | Yes |  | 2023-05-04 |  | PVC | 1977 | Yes |  | 2023-05-04 |  | Non-lead
032751 | 29368 FORRESTAL AVE |  | Polytube | Yes |  | 2022-12-05 |  | PVC | 1984 | Yes |  | 2022-12-05 |  | Non-lead
032752 | 31113 HOLLERICH DR |  | Polytube | Yes |  | 2022-07-15 |  | PVC | 1976 | Yes |  | 2022-07-15 |  | Non-lead
032753 | 29822 FROSTPROOF RD |  | Polytube | Yes |  | 2022-12-06 |  | PVC | 1984 | Yes |  | 2022-12-06 |  | Non-lead
032754 | UNIT 9 921 CENTER ST |  | Polytube | Yes |  | 2022-10-27 |  | PVC | 1980 | Yes |  | 2022-10-27 |  | Non-lead
032755 | #12 921 CENTER ST |  | Polytube | Yes |  | 2022-10-27 |  | PVC | 1980 | Yes |  | 2022-10-27 |  | Non-lead
032756 | UNIT 8 921 CENTER ST |  | Polytube | Yes |  | 2022-10-27 |  | PVC | 1980 | Yes |  | 2022-10-27 |  | Non-lead
032757 | UNIT 3 921 CENTER ST |  | Polytube | Yes |  | 2023-04-06 |  | PVC | 1980 | Yes |  | 2023-04-06 |  | Non-lead
032758 | UNIT 6 921 CENTER ST |  | Polytube | Yes |  | 2022-10-27 |  | PVC | 1980 | Yes |  | 2022-10-27 |  | Non-lead
032759 | #1 921 CENTER ST |  | Polytube | Yes |  | 2022-10-27 |  | PVC | 1980 | Yes |  | 2022-10-27 |  | Non-lead
032760 | 4-A CALLE DOS |  | Polytube | Yes |  | 2022-07-06 |  | PVC | 1984 | Yes |  | 2022-07-06 |  | Non-lead
032761 | 4 CALLE DOS |  | Polytube | Yes |  | 2022-07-06 |  | PVC | 1984 | Yes |  | 2022-07-06 |  | Non-lead
032762 | 1116 COPA D'ORO |  | Polytube | Yes |  | 2023-03-22 |  | PVC | 1984 | Yes |  | 2023-03-22 |  | Non-lead
032763 | 11 OCEAN EAST DR |  | Polytube | Yes |  | 2023-03-22 |  | PVC | 1984 | Yes |  | 2023-03-22 |  | Non-lead
032764 | 13333 OVERSEAS HWY |  | Polytube | Yes |  | 2022-10-22 |  | PVC | 1973 | Yes |  | 2022-10-22 |  | Non-lead
032765 | 281 2ND ST |  | Polytube | Yes |  | 2022-10-22 |  | PVC | 1984 | Yes |  | 2022-10-22 |  | Non-lead
032766 | 985 E 75TH OCEAN ST |  | Polytube | Yes |  | 2024-06-28 |  | PVC | 1977 | Yes |  | 2024-06-28 |  | Non-lead
032767 | 8053 PORPOISE DR |  | Polytube | Yes |  | 2023-01-27 |  | PVC | 1985 | Yes |  | 2023-01-27 |  | Non-lead
032768 | APT B 900 66TH OCEAN ST |  | Polytube | Yes |  | 2023-03-14 |  | PVC | 1983 | Yes |  | 2023-03-14 |  | Non-lead
032769 | 513 LAFITTE RD |  | Polytube | Yes |  | 2023-01-23 |  | PVC | 1984 | Yes |  | 2023-01-23 |  | Non-lead
032770 | 1468 OCEAN DR |  | Polytube | Yes |  | 2023-04-25 |  | PVC | 1984 | Yes |  | 2023-04-25 |  | Non-lead
032771 | 310 E SEAVIEW DR |  | Polytube | Yes |  | 2022-08-22 |  | PVC | 1988 | Yes |  | 2022-08-22 |  | Non-lead
032772 | 109 PIRATES COVE RD |  | Polytube | Yes |  | 2024-02-15 |  | PVC | 1985 | Yes |  | 2024-02-15 |  | Non-lead
032773 | 365 ORANGE AVE |  | Polytube | Yes |  | 2022-10-22 |  | PVC | 1984 | Yes |  | 2022-10-22 |  | Non-lead
032774 | 250 W SEAVIEW DR |  | Polytube | Yes |  | 2022-10-22 |  | PVC | 1985 | Yes |  | 2022-10-22 |  | Non-lead
032775 | 9499 OVERSEAS HWY |  | Polytube | Yes |  | 2024-05-21 |  | PVC | 1984 | Yes |  | 2024-05-21 |  | Non-lead
032776 | UNIT E01 95 COCO PLUM DR |  | Unknown | Yes |  | 2022-10-22 |  | None | 1982 | Yes |  | 2022-10-22 |  | No Service Line
032777 | 412 122ND OCEAN ST |  | Polytube | Yes |  | 2023-04-18 |  | PVC | 1968 | Yes |  | 2023-04-18 |  | Non-lead
032778 | 388 E SEAVIEW DR |  | Polytube | Yes |  | 2023-01-06 |  | PVC | 1984 | Yes |  | 2023-01-06 |  | Non-lead
032779 | OCEAN 800 95TH ST |  | Polytube | Yes |  | 2022-08-15 |  | PVC | 1984 | Yes |  | 2022-08-15 |  | Non-lead
032780 | 451 12TH ST |  | Polytube | Yes |  | 2022-10-22 |  | PVC | 1984 | Yes |  | 2022-10-22 |  | Non-lead
032781 | 435 121ST GULF ST |  | Polytube | Yes |  | 2022-10-24 |  | PVC | 1981 | Yes |  | 2022-10-24 |  | Non-lead
032782 | APT 011A 3314 NORTHSIDE DR |  | PVC | Yes |  | 2022-06-01 |  | PVC | 1985 | Yes |  | 2022-06-01 |  | Non-lead
032784 | 145 LAFITTE RD |  | Polytube | Yes |  | 2023-01-24 |  | PVC | 1984 | Yes |  | 2023-01-24 |  | Non-lead
032785 | 21640 OVERSEAS HWY |  | Polytube | Yes |  | 2022-12-29 |  | PVC | 1985 | Yes |  | 2022-12-29 |  | Non-lead
032786 | 250 MARS LN |  | Polytube | Yes |  | 2024-04-29 |  | PVC | 1984 | Yes |  | 2024-04-29 |  | Non-lead
032787 | LOT 09 24863 OVERSEAS HWY |  | Polytube | Yes |  | 2024-01-23 |  | PVC | 2015 | Yes |  | 2024-01-23 |  | Non-lead
032788 | FC-7A-B 8A-B L |  | Polytube | Yes |  | 2022-09-26 |  | PVC | 1983 | Yes |  | 2022-09-26 |  | Non-lead
032789 | 113 GIARDINO DR |  | Polytube | Yes |  | 2022-06-10 |  | PVC | 1984 | Yes |  | 2022-06-10 |  | Non-lead
032790 | 120 SNAPPER CREEK DR |  | Polytube | Yes |  | 2022-06-27 |  | PVC | 1984 | Yes |  | 2022-06-27 |  | Non-lead
032791 | 88677 OLD RD L8 B1 |  | Polytube | Yes |  | 2020-05-19 |  | PVC | 1984 | Yes |  | 2020-05-19 |  | Non-lead
032792 | 102 HARBOR DR |  | Polytube | Yes |  | 2022-06-14 |  | PVC | 1985 | Yes |  | 2022-06-14 |  | Non-lead
032793 | 215 JOLLY ROGER DR |  | Polytube | Yes |  | 2023-05-04 |  | PVC | 1979 | Yes |  | 2023-05-04 |  | Non-lead
032794 | 868 NARRAGANSETT LN |  | Copper | Yes |  | 2022-11-02 |  | PVC | 1972 | Yes |  | 2022-11-02 |  | Non-lead
032795 | 915 PLANTATION RD |  | Unknown, Non-Lead | Yes |  | 2019-04-30 |  | Unknown, Non-Lead | 2001 | Yes |  | 2019-04-30 |  | Non-lead
032796 | 198 FONTAINE DR |  | Polytube | Yes |  | 2022-06-14 |  | PVC | 1984 | Yes |  | 2022-06-14 |  | Non-lead
032797 | 218 BISCAYNE BLVD |  | Polytube | Yes |  | 2022-06-30 |  | PVC | 1984 | Yes |  | 2022-06-30 |  | Non-lead
032798 | UNIT 1 80411 OLD HWY |  | Polytube | Yes |  | 2022-06-22 |  | PVC | 1953 | Yes |  | 2022-06-22 |  | Non-lead
032799 | 80411 OLD HWY |  | Polytube | Yes |  | 2022-06-22 |  | PVC | 1953 | Yes |  | 2022-06-22 |  | Non-lead
032800 | 57 TARPON LN |  | Unknown, Non-Lead | Yes |  | 2020-06-03 |  | Unknown, Non-Lead | 2020 | Yes |  | 2020-06-03 |  | Non-lead
032801 | 117 BAYVIEW Dr |  | Polytube | Yes |  | 2022-06-28 |  | PVC | 1983 | Yes |  | 2022-06-28 |  | Non-lead
032802 | 164 PEARL AVE |  | Polytube | Yes |  | 2022-06-13 |  | PVC | 1984 | Yes |  | 2022-06-13 |  | Non-lead
032803 | 140 CANAL ST |  | Polytube | Yes |  | 2022-06-10 |  | PVC | 1985 | Yes |  | 2022-06-10 |  | Non-lead
032804 | 41 CORMORANT DR |  | Polytube | Yes |  | 2023-05-04 |  | PVC | 1974 | Yes |  | 2023-05-04 |  | Non-lead
032805 | 101 SECOND LN |  | Polytube | Yes |  | 2023-02-08 |  | PVC | 1987 | Yes |  | 2023-02-08 |  | Non-lead
032806 | 9812 WINDWARD BLDG 1 AVE |  | PVC | Yes |  | 2023-04-27 |  | PVC | 1981 | Yes |  | 2023-04-27 |  | Non-lead
032807 | 485 GORDON CIRCLE |  | Polytube | Yes |  | 2023-05-04 |  | PVC | 1981 | Yes |  | 2023-05-04 |  | Non-lead
032808 | 103301 OVERSEAS HWY |  | Polytube | Yes |  | 2022-11-03 |  | PVC | 1984 | Yes |  | 2022-11-03 |  | Non-lead
032809 | 280 KEY HONEY LN |  | Polytube | Yes |  | 2022-06-08 |  | PVC | 1984 | Yes |  | 2022-06-08 |  | Non-lead
032810 | 110 ZANE GREY CREEK DR |  | Polytube | Yes |  | 2022-05-20 |  | PVC | 1986 | Yes |  | 2022-05-20 |  | Non-lead
032811 | 212 JAMES AVE |  | Polytube | Yes |  | 2022-12-12 |  | PVC | 1976 | Yes |  | 2022-12-12 |  | Non-lead
032812 | 563 GORDON CIRCLE |  | Polytube | Yes |  | 2023-05-04 |  | PVC | 1978 | Yes |  | 2023-05-04 |  | Non-lead
032813 | 789 BOSTWICK DR |  | Polytube | Yes |  | 2023-02-09 |  | PVC | 1966 | Yes |  | 2023-02-09 |  | Non-lead
032814 | 1250 KEY DEER BLVD |  | Unknown, Non-Lead | Yes |  | 2022-03-17 |  | Unknown, Non-Lead | 2005 | Yes |  | 2022-03-17 |  | Non-lead
032815 | UNITDS 3A B-4A B DR |  | Polytube | Yes |  | 2022-09-26 |  | PVC | 1983 | Yes |  | 2022-09-26 |  | Non-lead
032816 | 1AB-2AB FISHERMAN COVE (BUILDING 1) DR |  | Polytube | Yes |  | 2022-09-26 |  | PVC | 1983 | Yes |  | 2022-09-26 |  | Non-lead
032817 | 6-A 94220 OVERSEAS HWY |  | PVC | Yes |  | 2022-07-21 |  | PVC | 1982 | Yes |  | 2022-07-21 |  | Non-lead
032818 | 1129 HAWKSBILL LN |  | Polytube | Yes |  | 2023-01-18 |  | PVC | 1984 | Yes |  | 2023-01-18 |  | Non-lead
032819 | 3200 EAGLE AVE |  | Unknown, Non-Lead | Yes |  | 2019-09-23 |  | Unknown, Non-Lead | 1988 | Yes |  | 2019-09-23 |  | Non-lead
032820 | APT 1 808 VIRGINIA ST |  | PVC | Yes |  | 2024-09-13 |  | PVC | 1984 | Yes |  | 2024-09-13 |  | Non-lead
032821 | APT 2 808 VIRGINIA ST |  | PVC | Yes |  | 2024-10-01 |  | PVC | 1984 | Yes |  | 2024-10-01 |  | Non-Lead
032822 | APT 3 808 VIRGINIA ST |  | PVC | Yes |  | 2023-03-30 |  | PVC | 1984 | Yes |  | 2023-03-30 |  | Non-lead
032823 | APT 4 808 VIRGINIA ST |  | PVC | Yes |  | 2023-03-30 |  | PVC | 1950 | Yes |  | 2023-03-30 |  | Non-lead
032824 | APT 5 808 VIRGINIA ST |  | PVC | Yes |  | 2023-03-30 |  | PVC | 1984 | Yes |  | 2023-03-30 |  | Non-lead
032825 | APT 6 808 VIRGINIA ST |  | Polytube | Yes |  | 2022-10-05 |  | PVC | 1984 | Yes |  | 2022-10-05 |  | Non-lead
032826 | 30 FLIPPER RD |  | Polytube | Yes |  | 2024-07-26 |  | PVC |  | Yes |  | 2024-07-26 |  | Non-lead
032827 | 29034 ROSE DR |  | Polytube | Yes |  | 2022-12-21 |  | PVC | 1984 | Yes |  | 2022-12-21 |  | Non-lead
032828 | 27390 BARBADOS LN |  | Polytube | Yes |  | 2023-05-04 |  | PVC | 1982 | Yes |  | 2023-05-04 |  | Non-lead
032829 | 28596 ANNE BONNY RD |  | Polytube | Yes |  | 2023-01-24 |  | PVC | 1984 | Yes |  | 2023-01-24 |  | Non-lead
032830 | 22930 GASPARILLA LN |  | Polytube | Yes |  | 2024-09-30 |  | PVC | 1986 | Yes |  | 2024-09-30 |  | Non-lead
032831 | 1028 FERN AVE |  | Polytube | Yes |  | 2024-08-26 |  | PVC | 1985 | Yes |  | 2024-08-26 |  | Non-lead
032833 | 29050 ROSE DR |  | Polytube | Yes |  | 2022-12-21 |  | PVC | 1984 | Yes |  | 2022-12-21 |  | Non-lead
032834 | 27380 BARBADOS LN |  | Polytube | Yes |  | 2024-03-21 |  | PVC | 1982 | Yes |  | 2024-03-21 |  | Non-lead
032835 | 231 SHIPS WAY |  | Polytube | Yes |  | 2023-06-21 |  | PVC | 1984 | Yes |  | 2023-06-21 |  | Non-lead
032836 | 23057 SAILFISH LANE |  | Polytube | Yes |  | 2024-05-30 |  | PVC | 1984 | Yes |  | 2024-05-30 |  | Non-lead
032837 | APT 013 3314 NORTHSIDE DR |  | PVC | Yes |  | 2022-07-12 |  | PVC | 1985 | Yes |  | 2022-07-12 |  | Non-lead
032838 | APT 014 3314 NORTHSIDE DR |  | PVC | Yes |  | 2022-06-01 |  | PVC | 1985 | Yes |  | 2022-06-01 |  | Non-lead
032839 | APT 015 3314 NORTHSIDE DR |  | PVC | Yes |  | 2022-06-01 |  | PVC | 1985 | Yes |  | 2022-06-01 |  | Non-lead
032840 | APT 016A 3314 NORTHSIDE DR |  | PVC | Yes |  | 2024-01-29 |  | PVC | 1985 | Yes |  | 2024-01-29 |  | Non-lead
032841 | APT 017 3314 NORTHSIDE DR |  | PVC | Yes |  | 2022-06-01 |  | PVC | 1985 | Yes |  | 2022-06-01 |  | Non-lead
032842 | APT 018 3314 NORTHSIDE DR |  | PVC | Yes |  | 2022-06-01 |  | PVC | 1985 | Yes |  | 2022-06-01 |  | Non-lead
032844 | APT 021 3314 NORTHSIDE DR |  | PVC | Yes |  | 2022-10-18 |  | PVC | 1985 | Yes |  | 2022-10-18 |  | Non-lead
032845 | APT 210 3314 NORTHSIDE DR |  | PVC | Yes |  | 2022-06-01 |  | PVC | 1985 | Yes |  | 2022-06-01 |  | Non-lead
032846 | APT 029 3314 NORTHSIDE DR |  | PVC | Yes |  | 2022-06-01 |  | PVC | 1985 | Yes |  | 2022-06-01 |  | Non-lead
032847 | APT 028 3314 NORTHSIDE DR |  | PVC | Yes |  | 2022-06-01 |  | PVC | 1985 | Yes |  | 2022-06-01 |  | Non-lead
032848 | APT 027 3314 NORTHSIDE DR |  | PVC | Yes |  | 2023-08-22 |  | PVC | 1985 | Yes |  | 2023-08-22 |  | Non-lead
032849 | APT 026-026A 3314 NORTHSIDE DR |  | PVC | Yes |  | 2023-04-05 |  | PVC | 1985 | Yes |  | 2023-04-05 |  | Non-lead
032850 | APT 025 3314 NORTHSIDE DR |  | PVC | Yes |  | 2022-06-01 |  | PVC | 1985 | Yes |  | 2022-06-01 |  | Non-lead
032851 | APT 024 3314 NORTHSIDE DR |  | PVC | Yes |  | 2022-06-01 |  | PVC | 1985 | Yes |  | 2022-06-01 |  | Non-lead
032852 | APT 023 3314 NORTHSIDE DR |  | PVC | Yes |  | 2022-06-01 |  | PVC | 1985 | Yes |  | 2022-06-01 |  | Non-lead
032853 | APT 022 3314 NORTHSIDE DR |  | PVC | Yes |  | 2024-06-20 |  | PVC | 1985 | Yes |  | 2024-06-20 |  | Non-lead
032854 | 27439 JAMAICA LANE |  | Polytube | Yes |  | 2024-06-25 |  | PVC | 1984 | Yes |  | 2024-06-25 |  | Non-lead
032855 | 470 BARRY AVE |  | Polytube | Yes |  | 2024-02-23 |  | PVC | 1984 | Yes |  | 2024-02-23 |  | Non-lead
032856 | APT A 1111 GRINNELL ST |  | Polytube | Yes |  | 2023-03-16 |  | PVC | 1978 | Yes |  | 2023-03-16 |  | Non-lead
032857 | 647 E CARRIBEAN DR |  | Unknown, Non-Lead | No |  |  |  | Unknown, Non-Lead | 1993 | No |  |  |  | Non-lead
032858 | APT A 1331 W SHORE DR |  | Polytube | Yes |  | 2024-03-25 |  | PVC | 1984 | Yes |  | 2024-03-25 |  | Non-lead
032859 | 1329 W SHORE DR |  | Polytube | Yes |  | 2022-12-15 |  | PVC | 1984 | Yes |  | 2022-12-15 |  | Non-lead
032860 | 60 FREEDOM LANE |  | Polytube | Yes |  | 2023-04-19 |  | PVC | 1996 | Yes |  | 2023-04-19 |  | Non-lead
032861 | 137 N BAY HARBOR DR |  | Polytube | Yes |  | 2022-07-21 |  | PVC | 1984 | Yes |  | 2022-07-21 |  | Non-lead
032862 | 108 GEORGE ST |  | Polytube | Yes |  | 2023-05-04 |  | PVC | 1978 | Yes |  | 2023-05-04 |  | Non-lead
032863 | 108 SUNSET LN |  | Polytube | Yes |  | 2022-07-11 |  | PVC | 1990 | Yes |  | 2022-07-11 |  | Non-lead
032864 | 127 S COCO PLUM RD |  | Polytube | Yes |  | 2023-02-01 |  | PVC | 1984 | Yes |  | 2023-02-01 |  | Non-lead
032865 | 22 N BOUNTY PRT GVN L LN |  | Polytube | Yes |  | 2023-01-31 |  | PVC | 1978 | Yes |  | 2023-01-31 |  | Non-lead
032866 | 3 CORRINE PL |  | Polytube | Yes |  | 2023-02-06 |  | PVC | 1984 | Yes |  | 2023-02-06 |  | Non-lead
032867 | 206 TOLLGATE BLVD |  | Polytube | Yes |  | 2022-06-29 |  | PVC | 1985 | Yes |  | 2022-06-29 |  | Non-lead
032868 | #2 26 S EXUMA RD |  | PVC | Yes |  | 2022-10-03 |  | PVC | 1984 | Yes |  | 2022-10-03 |  | Non-lead
032869 | 26 EXUMA RD |  | PVC | Yes |  | 2022-10-03 |  | PVC | 1984 | Yes |  | 2022-10-03 |  | Non-lead
032870 | 109 MANGROVE LN |  | Unknown, Non-Lead | Yes |  | 2022-03-17 |  | Unknown, Non-Lead | 2004 | Yes |  | 2022-03-17 |  | Non-lead
032871 | 8 SUNRISE CAY DR |  | Polytube | Yes |  | 2022-08-04 |  | PVC |  | Yes |  | 2022-08-04 |  | Non-lead
032872 | 15 DOLPHIN RD |  | Polytube | Yes |  | 2024-06-06 |  | PVC | 1984 | Yes |  | 2024-06-06 |  | Non-lead
032873 | 881 ELLEN DR |  | Polytube | Yes |  | 2023-02-09 |  | PVC | 1963 | Yes |  | 2023-02-09 |  | Non-lead
032874 | 123 MOHAWK ST |  | Polytube | Yes |  | 2022-05-31 |  | PVC | 1984 | Yes |  | 2022-05-31 |  | Non-lead
032875 | 551 OLDSMAR LANE |  | Polytube | Yes |  | 2023-05-04 |  | PVC | 1971 | Yes |  | 2023-05-04 |  | Non-lead
032876 | 305 BUTTONWOOD SHORES DR |  | Polytube | Yes |  | 2022-12-12 |  | PVC | 1984 | Yes |  | 2022-12-12 |  | Non-lead
032877 | 315 TOLLGATE SHORES DR |  | Polytube | Yes |  | 2022-06-29 |  | PVC | 1985 | Yes |  | 2022-06-29 |  | Non-lead
032878 | 157 N SUNRISE DR |  | Polytube | Yes |  | 2023-01-30 |  | PVC | 1984 | Yes |  | 2023-01-30 |  | Non-lead
032879 | 121 GUMBO LIMBO |  | Polytube | Yes |  | 2023-02-08 |  | PVC | 1985 | Yes |  | 2023-02-08 |  | Non-lead
032880 | 50 SEA CRITTERS LN MM 110 RD 905 |  | Polytube | Yes |  | 2022-10-03 |  | PVC |  | Yes |  | 2022-10-03 |  | Non-lead
032881 | 101 POINCIANA DR |  | Polytube | Yes |  | 2023-02-02 |  | PVC | 1954 | Yes |  | 2023-02-02 |  | Non-lead
032882 | 819 MADRID RD |  | Polytube | Yes |  | 2023-02-08 |  | PVC | 1984 | Yes |  | 2023-02-08 |  | Non-lead
032883 | 154 SEBRING DR |  | Polytube | Yes |  | 2023-07-12 |  | None | 1982 | Yes |  | 2023-07-12 |  | Non-lead
032884 | #4 & 5 105970 OVERSEAS HWY |  | Polytube | Yes |  | 2023-11-30 |  | PVC | 1981 | Yes |  | 2023-11-30 |  | Non-lead
032885 | 140 RIVIERA DR |  | Polytube | Yes |  | 2022-05-09 |  | PVC | 1984 | Yes |  | 2022-05-09 |  | Non-lead
032886 | 306 PISCES LN |  | Polytube | Yes |  | 2022-09-26 |  | PVC | 1986 | Yes |  | 2022-09-26 |  | Non-lead
032887 | APT 012 B 3314 NORTHSIDE DR |  | PVC | Yes |  | 2022-06-01 |  | PVC | 1985 | Yes |  | 2022-06-01 |  | Non-lead
032888 | APT 011 3314 NORTHSIDE DR |  | PVC | Yes |  | 2022-06-01 |  | PVC | 1985 | Yes |  | 2022-06-01 |  | Non-lead
032889 | . BAT TOWER RD |  | Polytube | Yes |  | 2024-06-18 |  | PVC | 1903 | Yes |  | 2024-06-18 |  | Non-lead
032890 | 17247 ALLAMANDA DR E |  | Polytube | Yes |  | 2022-07-12 |  | PVC | 1984 | Yes |  | 2022-07-12 |  | Non-lead
032891 | 253 UPPER MATECUMBE RD |  | Polytube | Yes |  | 2023-05-04 |  | PVC | 1974 | Yes |  | 2023-05-04 |  | Non-lead
032892 | 573 LAFITTE RD |  | Polytube | Yes |  | 2023-01-23 |  | PVC | 1985 | Yes |  | 2023-01-23 |  | Non-lead
032893 | DOCK-D (RIGHT) |  | Polytube | Yes |  | 2023-09-18 |  | PVC | 1975 | Yes |  | 2023-09-18 |  | Non-lead
032895 | E DOCK RIGHT |  | Polytube | Yes |  | 2023-09-15 |  | PVC | 1975 | Yes |  | 2023-09-15 |  | Non-lead
032897 | F DOCK SLIP 36 ( |  | Polytube | Yes |  | 2023-09-22 |  | PVC | 2016 | Yes |  | 2023-09-22 |  | Non-lead
032899 | MARINA DOCK COND |  | PVC | Yes |  | 2023-09-18 |  | PVC | 1975 | Yes |  | 2023-09-18 |  | Non-lead
032900 | 8 CYPRESS TERR |  | Polytube | Yes |  | 2023-04-12 |  | Copper | 1986 | Yes |  | 2023-04-12 |  | Non-lead
032901 | 1009 WHITEHEAD ST |  | Polytube | Yes |  | 2022-07-05 |  | PVC | 1976 | Yes |  | 2022-07-05 |  | Non-lead
032902 | 128 CARRIBEAN DR |  | Polytube | Yes |  | 2023-04-24 |  | PVC | 1985 | Yes |  | 2023-04-24 |  | Non-lead
032903 | 29227 COCONUT PALM DR |  | Polytube | Yes |  | 2022-12-19 |  | PVC | 1971 | Yes |  | 2022-12-19 |  | Non-lead
032904 | APT A 14 AQUAMARINE DR |  | Polytube | Yes |  | 2022-08-17 |  | PVC | 1984 | Yes |  | 2022-08-17 |  | Non-lead
032905 | APT B 14 AQUAMARINE DR |  | Polytube | Yes |  | 2022-08-26 |  | PVC | 1984 | Yes |  | 2022-08-26 |  | Non-lead
032906 | VILLAGE MARINA C |  | Unknown, Non-Lead | Yes |  | 2022-09-26 |  | No Piping | Vacant | Yes |  | 2022-09-26 |  | Non-lead
032907 | 31 OCEAN REEF Dr |  | Unknown, Non-Lead | Yes |  | 2022-09-26 |  | No Piping | Vacant | Yes |  | 2022-09-26 |  | Non-lead
032911 | TOPPINO UTILITY |  | Polytube | Yes |  | 2024-02-05 |  | PVC | 1986 | Yes |  | 2024-02-05 |  | Non-lead
032913 | 27306 MARTINQUE LN |  | Polytube | Yes |  | 2024-03-29 |  | PVC | 1985 | Yes |  | 2024-03-29 |  | Non-lead
032914 | 35 DRIFTWOOD DR |  | Unknown, Non-Lead | Yes |  | 2018-06-06 |  | PVC | 1993 | Yes |  | 2018-06-06 |  | Non-lead
032915 | 22755 PRIVATEER DR |  | Polytube | Yes |  | 2022-12-28 |  | PVC | 1985 | Yes |  | 2022-12-28 |  | Non-lead
032916 | 2055 SAN MARCO DR |  | Polytube | Yes |  | 2023-01-13 |  | PVC | 1984 | Yes |  | 2023-01-13 |  | Non-lead
032917 | APT 031 3314 NORTHSIDE DR |  | PVC | Yes |  | 2022-06-01 |  | PVC | 1985 | Yes |  | 2022-06-01 |  | Non-lead
032918 | APT 032 3314 NORTHSIDE DR |  | PVC | Yes |  | 2022-06-01 |  | PVC | 1985 | Yes |  | 2022-06-01 |  | Non-lead
032919 | APT 033 3314 NORTHSIDE DR |  | PVC | Yes |  | 2024-03-25 |  | PVC | 1985 | Yes |  | 2024-03-25 |  | Non-lead
032920 | APT 034 3314 NORTHSIDE DR |  | PVC | Yes |  | 2022-06-01 |  | PVC | 1985 | Yes |  | 2022-06-01 |  | Non-lead
032921 | APT 035 3314 NORTHSIDE DR |  | PVC | Yes |  | 2023-05-03 |  | PVC | 1985 | Yes |  | 2023-05-03 |  | Non-lead
032922 | APT 036 3314 NORTHSIDE DR |  | PVC | Yes |  | 2022-06-01 |  | PVC | 1985 | Yes |  | 2022-06-01 |  | Non-lead
032923 | 443 E CARRIBBEAN DR |  | Polytube | Yes |  | 2023-04-24 |  | PVC | 1986 | Yes |  | 2023-04-24 |  | Non-lead
032924 | 29375 SARATOGA AVE |  | Polytube | Yes |  | 2022-11-18 |  | PVC | 1987 | Yes |  | 2022-11-18 |  | Non-lead
032925 | 43AB-44AB 34A ANCHOR Dr |  | Polytube | Yes |  | 2022-09-21 |  | PVC | 1983 | Yes |  | 2022-09-21 |  | Non-lead
032926 | 203 SONNY RD |  | Polytube | Yes |  | 2022-05-17 |  | PVC | 1984 | Yes |  | 2022-05-17 |  | Non-lead
032927 | 2 SUNSET CT |  | Polytube | Yes |  | 2022-07-21 |  | PVC | 1984 | Yes |  | 2022-07-21 |  | Non-lead
032928 | 125 DOVE LAKE DR |  | Unknown, Non-Lead | Yes |  | 2020-09-30 |  | Unknown, Non-Lead | 1988 | Yes |  | 2020-09-30 |  | Non-lead
032929 | 92 CORAL WAY |  | Polytube | Yes |  | 2022-08-15 |  | PVC | 1984 | Yes |  | 2022-08-15 |  | Non-lead
032930 | 195 AZALEA ST |  | Polytube | Yes |  | 2022-10-11 |  | PVC | 1974 | Yes |  | 2022-10-11 |  | Non-lead
032931 | 238 LIGNUMVITAE DR |  | Polytube | Yes |  | 2023-02-08 |  | PVC | 1984 | Yes |  | 2023-02-08 |  | Non-lead
032932 | 312 S COCONUT PALM BLVD |  | Polytube | Yes |  | 2022-06-14 |  | PVC | 1985 | Yes |  | 2022-06-14 |  | Non-lead
032933 | 114 VILLA BELLA DR |  | Polytube | Yes |  | 2022-06-10 |  | PVC | 1985 | Yes |  | 2022-06-10 |  | Non-lead
032934 | 98454 OVERSEAS HWY |  | Polytube | Yes |  | 2023-01-30 |  | PVC | 1984 | Yes |  | 2023-01-30 |  | Non-lead
032935 | UNITS 41A - 4 MOORINGS 41A - 42B CIR |  | Polytube | Yes |  | 2022-06-10 |  | PVC | 1983 | Yes |  | 2022-06-10 |  | Non-lead
032936 | 178 ATLANTIC CIR DR |  | Polytube | Yes |  | 2022-09-12 |  | PVC | 1985 | Yes |  | 2022-09-12 |  | Non-lead
032937 | 240 S OCEAN SHORES DR |  | PVC | Yes |  | 2023-02-02 |  | PVC | 1984 | Yes |  | 2023-02-02 |  | Non-lead
032938 | 65920 OVERSEAS HWY |  | Polytube | Yes |  | 2022-06-30 |  | PVC | 1984 | Yes |  | 2022-06-30 |  | Non-lead
032939 | 65920 OVERSEAS HWY |  | Polytube | Yes |  | 2022-06-30 |  | PVC | 1984 | Yes |  | 2022-06-30 |  | Non-lead
032940 | 187 PEARL AVE |  | Polytube | Yes |  | 2022-06-22 |  | PVC | 1984 | Yes |  | 2022-06-22 |  | Non-lead
032941 | 80925 OVERSEAS HWY |  | Polytube | Yes |  | 2020-02-05 |  | PVC | 1985 | Yes |  | 2020-02-05 |  | Non-lead
032942 | 36 POMPANO AVE |  | Polytube | Yes |  | 2023-05-04 |  | PVC | 1984 | Yes |  | 2023-05-04 |  | Non-lead
032943 | 553 OLDSMAR LN |  | Polytube | Yes |  | 2024-07-24 |  | PVC | 1971 | Yes |  | 2024-07-24 |  | Non-lead
032944 | 566 LAGOON LN |  | Polytube | Yes |  | 2023-02-01 |  | PVC | 1984 | Yes |  | 2023-02-01 |  | Non-lead
032945 | 467 SUNSET DR |  | Polytube | Yes |  | 2024-04-24 |  | PVC | 1984 | Yes |  | 2024-04-24 |  | Non-lead
032946 | (COCONUT DR) 94775 OVERSEAS Hwy |  | Polytube | Yes |  | 2023-08-04 |  | PVC | 1984 | Yes |  | 2023-08-04 |  | Non-lead
032947 | 67 W PLAZA DEL SOL |  | Polytube | Yes |  | 2022-06-30 |  | PVC | 1985 | Yes |  | 2022-06-30 |  | Non-lead
032948 | 39 CARDINAL LN |  | Polytube | Yes |  | 2022-09-21 |  | PVC | 1985 | Yes |  | 2022-09-21 |  | Non-lead
032949 | 105 COUNTRY CLUB RD |  | Polytube | Yes |  | 2023-02-13 |  | PVC |  | Yes |  | 2023-02-13 |  | Non-lead
032950 | 17096 WAHOO LN |  | Polytube | Yes |  | 2023-05-04 |  | PVC | 1984 | Yes |  | 2023-05-04 |  | Non-lead
032954 | 21081 1ST AVE |  | Polytube | Yes |  | 2022-10-31 |  | PVC | 1984 | Yes |  | 2022-10-31 |  | Non-lead
032955 | 121 OVERSEAS HWY |  | Polytube | Yes |  | 2022-07-06 |  | PVC | 1983 | Yes |  | 2022-07-06 |  | Non-lead
032956 | LOT 2B 21601 4A OLD STATE RD |  | PVC | Yes |  | 2022-09-19 |  | PVC | 1933 | Yes |  | 2022-09-19 |  | Non-lead
032958 | 27450 W INDIES DR |  | Polytube | Yes |  | 2023-11-29 |  | PVC | 1984 | Yes |  | 2023-11-29 |  | Non-lead
032959 | 22848 JOLLY ROGER DR |  | Polytube | Yes |  | 2022-11-08 |  | PVC | 1984 | Yes |  | 2022-11-08 |  | Non-lead
032960 | 30925 SUNSHINE LANE |  | Unknown, Non-Lead | Yes |  | 2021-05-28 |  | Unknown, Non-Lead | 1997 | Yes |  | 2021-05-28 |  | Non-lead
032961 | 11 BLUEWATER DR |  | Polytube | Yes |  | 2023-02-21 |  | PVC | 1985 | Yes |  | 2023-02-21 |  | Non-lead
032962 | 29527 RANGER AVE |  | PVC | Yes |  | 2022-12-01 |  | PVC | 1984 | Yes |  | 2022-12-01 |  | Non-lead
032963 | 422 HARBOR DR |  | Unknown, Non-Lead | Yes |  | 2024-01-08 |  | Unknown, Non-Lead | 2007 | Yes |  | 2024-01-08 |  | Non-lead
032964 | 913 66TH ST |  | Polytube | Yes |  | 2024-02-21 |  | PVC | 1984 | Yes |  | 2024-02-21 |  | Non-lead
032965 | 121 WINDY POINT CIR |  | Polytube | Yes |  | 2024-10-03 |  | PVC | 1985 | Yes |  | 2024-10-03 |  | Non-lead
032966 | 10690 AVIATION BLVD |  | Unknown, Non-Lead | Yes |  | 2020-10-20 |  | Unknown, Non-Lead | 1993 | Yes |  | 2020-10-20 |  | Non-lead
032967 | 109 PRIMROSE LN |  | Polytube | Yes |  | 2022-06-27 |  | PVC | 1984 | Yes |  | 2022-06-27 |  | Non-lead
032968 | 10833 2ND GULF AVE |  | Polytube | Yes |  | 2023-10-25 |  | PVC | 1959 | Yes |  | 2023-10-25 |  | Non-lead
032969 | 57724 MORTON ST |  | Polytube | Yes |  | 2022-10-22 |  | PVC | 1985 | Yes |  | 2022-10-22 |  | Non-lead
032970 | 208 CAMINO REAL |  | Polytube | Yes |  | 2023-04-13 |  | PVC | 1984 | Yes |  | 2023-04-13 |  | Non-lead
032971 | 228 W SEAVIEW CIR |  | Polytube | Yes |  | 2023-10-03 |  | PVC | 1986 | Yes |  | 2023-10-03 |  | Non-lead
032973 | 114 BIMINI DR |  | Unknown, Non-Lead | Yes |  | 2024-09-18 |  | Unknown, Non-Lead | 1992 | Yes |  | 2024-09-18 |  | Non-lead
032974 | 104 AVENUE G |  | Polytube | Yes |  | 2023-04-05 |  | PVC | 1984 | Yes |  | 2023-04-05 |  | Non-lead
032975 | 303 B SOMBRERO BEACH RD |  | Polytube | Yes |  | 2022-06-24 |  | PVC | 1985 | Yes |  | 2022-06-24 |  | Non-lead
032976 | NORTH 303 A SOMBRERO BEACH RD |  | Polytube | Yes |  | 2024-07-10 |  | PVC | 1985 | Yes |  | 2024-07-10 |  | Non-lead
032977 | 1555 HARBOR DR |  | Polytube | Yes |  | 2023-02-02 |  | PVC | 1970 | Yes |  | 2023-02-02 |  | Non-lead
032978 | #9 999 73RD OCEAN ST |  | Polytube | Yes |  | 2023-11-17 |  | PVC | 1984 | Yes |  | 2023-11-17 |  | Non-lead
032979 | 997 73RD OCEAN ST |  | Polytube | Yes |  | 2023-03-07 |  | PVC | 1984 | Yes |  | 2023-03-07 |  | Non-lead
032980 | 340 E SEAVIEW DR |  | Polytube | Yes |  | 2022-10-22 |  | PVC | 1985 | Yes |  | 2022-10-22 |  | Non-lead
032982 | 1020 E 75TH OCEAN ST |  | Polytube | Yes |  | 2023-01-13 |  | PVC | 1984 | Yes |  | 2023-01-13 |  | Non-lead
032983 | 240 CALLE LIMON |  | Polytube | Yes |  | 2024-08-08 |  | PVC | 1984 | Yes |  | 2024-08-08 |  | Non-lead
032984 | 58008 MORTON ST |  | Polytube | Yes |  | 2022-10-22 |  | PVC | 1984 | Yes |  | 2022-10-22 |  | Non-lead
032985 | 900 E 63RD OCEAN ST |  | Polytube | Yes |  | 2023-03-15 |  | PVC | 1984 | Yes |  | 2023-03-15 |  | Non-lead
032986 | 13361 OVERSEAS HWY |  | Polytube | Yes |  | 2024-08-29 |  | Copper | 1985 | Yes |  | 2024-08-29 |  | Non-lead
032987 | 246 W SEAVIEW DR |  | Polytube | Yes |  | 2023-03-06 |  | PVC | 1985 | Yes |  | 2023-03-06 |  | Non-lead
032988 | 822 FLAGSHIP DR |  | Unknown, Non-Lead | Yes |  | 2021-11-10 |  | Unknown, Non-Lead | 1990 | Yes |  | 2021-11-10 |  | Non-lead
032989 | 22981 HAWKINS LN |  | Polytube | Yes |  | 2022-12-28 |  | PVC | 1984 | Yes |  | 2022-12-28 |  | Non-lead
032990 | APT 041 3314 NORTHSIDE DR |  | Polytube | Yes |  | 2022-06-01 |  | Copper | 1985 | Yes |  | 2022-06-01 |  | Non-lead
032991 | APT 042 3314 NORTHSIDE DR |  | Polytube | Yes |  | 2022-06-01 |  | Copper | 1985 | Yes |  | 2022-06-01 |  | Non-lead
032992 | APT 043 3314 NORTHSIDE DR |  | Polytube | Yes |  | 2022-06-01 |  | Copper | 1985 | Yes |  | 2022-06-01 |  | Non-lead
032993 | APT 044 3314 NORTHSIDE DR |  | Polytube | Yes |  | 2022-06-01 |  | Copper | 1985 | Yes |  | 2022-06-01 |  | Non-lead
032994 | APT 045 3314 NORTHSIDE DR |  | Polytube | Yes |  | 2022-06-01 |  | Copper | 1985 | Yes |  | 2022-06-01 |  | Non-lead
032995 | APT 046 3314 NORTHSIDE DR |  | Polytube | Yes |  | 2022-06-01 |  | Copper | 1985 | Yes |  | 2022-06-01 |  | Non-lead
032996 | APT 047 3314 NORTHSIDE DR |  | Polytube | Yes |  | 2022-06-01 |  | Copper | 1985 | Yes |  | 2022-06-01 |  | Non-lead
032997 | APT 048 3314 NORTHSIDE DR |  | Polytube | Yes |  | 2022-06-01 |  | Copper | 1985 | Yes |  | 2022-06-01 |  | Non-lead
032998 | 28561 DIRK RD |  | Unknown, Non-Lead | No |  |  |  | Unknown, Non-Lead | 2011 | No |  |  |  | Non-lead
032999 | 2192 CORAL LANE |  | Polytube | Yes |  | 2022-11-17 |  | PVC | 1982 | Yes |  | 2022-11-17 |  | Non-lead
033002 | SERVICE VILLAGE |  | Unknown, Non-Lead | Yes |  | 2018-05-12 |  | Unknown, Non-Lead | 1999 | Yes |  | 2018-05-12 |  | Non-lead
033003 | 100 COUNTRY CLUB DR GOLF COURSE |  | Unknown, Non-Lead | Yes |  | 2022-03-11 |  | Unknown, Non-Lead | 2000 | Yes |  | 2022-03-11 |  | Non-lead
033006 | DOCKSIDE MART-FI |  | Polytube | Yes |  | 2022-09-26 |  | PVC | 1980 | Yes |  | 2022-09-26 |  | Non-lead
033007 | 2 DOCKSIDE OCEAN R LN |  | Polytube | Yes |  | 2022-09-26 |  | PVC | 1980 | Yes |  | 2022-09-26 |  | Non-lead
033010 | COMMISSARY OCEAN |  | Unknown, Non-Lead | Yes |  | 2018-12-11 |  | Unknown, Non-Lead | 2000 | Yes |  | 2018-12-11 |  | Non-lead
033012 | . MARINA FISHING VILLAGE Dr |  | Unknown, Non-Lead | Yes |  | 2021-05-17 |  | Unknown, Non-Lead | 2000 | Yes |  | 2021-05-17 |  | Non-lead
033013 | #2 FISHING VILLAGE |  | Unknown, Non-Lead | Yes |  | 2021-05-17 |  | Unknown, Non-Lead | 2000 | Yes |  | 2021-05-17 |  | Non-lead
033014 | MARINA VILLAGE 23-24 |  | Polytube | Yes |  | 2022-09-26 |  | PVC | 1978 | Yes |  | 2022-09-26 |  | Non-lead
033015 | #1 MARINA VILL POOL |  | Polytube | Yes |  | 2022-09-26 |  | PVC | 1978 | Yes |  | 2022-09-26 |  | Non-lead
033016 | MARINA VILLAGE 21-22 |  | Polytube | Yes |  | 2022-09-26 |  | PVC | 1978 | Yes |  | 2022-09-26 |  | Non-lead
033017 | MARINA VILLAGE 19-20 |  | Polytube | Yes |  | 2022-09-26 |  | PVC | 1978 | Yes |  | 2022-09-26 |  | Non-lead
033018 | MARINA VILLAGE 17-18 |  | Polytube | Yes |  | 2022-09-26 |  | PVC | 1978 | Yes |  | 2022-09-26 |  | Non-lead
033020 | MARINA VILLAGE 11-12 & 13-14 |  | Polytube | Yes |  | 2022-09-26 |  | PVC | 1978 | Yes |  | 2022-09-26 |  | Non-lead
033022 | MARINA VILLAGE 7-8 &9-10 |  | Polytube | Yes |  | 2022-09-26 |  | PVC | 1978 | Yes |  | 2022-09-26 |  | Non-lead
033024 | MARINA VILLAGE 5-6 |  | Polytube | Yes |  | 2022-09-26 |  | PVC | 1978 | Yes |  | 2022-09-26 |  | Non-lead
033026 | MARINA VILLAGE 1-2 &3-4 |  | Polytube | Yes |  | 2022-09-26 |  | PVC | 1978 | Yes |  | 2022-09-26 |  | Non-lead
033028 | #11) MARINA VILLAGE ( |  | Polytube | Yes |  | 2023-04-17 |  | PVC | 1978 | Yes |  | 2023-04-17 |  | Non-lead
033032 | 30438 HAWK LANE |  | Polytube | Yes |  | 2023-04-26 |  | PVC | 1968 | Yes |  | 2023-04-26 |  | Non-lead
033033 | MARINA VILLAGE |  | Polytube | Yes |  | 2022-09-26 |  | Steel | 1978 | Yes |  | 2022-09-26 |  | Non-lead
033038 | 6 SAPPHIRE DR |  | Polytube | Yes |  | 2024-09-03 |  | PVC | 1976 | Yes |  | 2024-09-03 |  | Non-lead
033041 | 29250 CHICKASAW ST |  | Polytube | Yes |  | 2022-12-14 |  | PVC | 1987 | Yes |  | 2022-12-14 |  | Non-lead
033043 | MARINA VILLAGE I |  | Polytube | Yes |  | 2024-05-23 |  | PVC | 1978 | Yes |  | 2024-05-23 |  | Non-lead
033063 | A 21 MARINA Dr |  | Unknown, Non-Lead | Yes |  | 2019-04-08 |  | Unknown, Non-Lead | 2000 | Yes |  | 2019-04-08 |  | Non-lead
033067 | MARINA INN CONDO IRR |  | Polytube | Yes |  | 2022-11-04 |  | Galvanized | 2016 | Yes |  | 2022-11-04 |  | Galvanized Requiring Replacement
033076 | GS-7 SIDE-TO DOC |  | Copper | Yes |  | 2022-09-22 |  | PVC | 1974 | Yes |  | 2022-09-22 |  | Non-lead
033077 | GS-6 SIDE-TO DOC |  | Unknown, Non-Lead | Yes |  | 2020-03-17 |  | Unknown, Non-Lead | 2018 | Yes |  | 2020-03-17 |  | Non-lead
033078 | 31 OCEAN REEF Dr |  | Unknown, Non-Lead | Yes |  | 2019-08-12 |  | Unknown, Non-Lead | 2018 | Yes |  | 2019-08-12 |  | Non-lead
033079 | 31 OCEAN REEF DR |  | Unknown, Non-Lead | Yes |  | 2023-06-05 |  | Unknown, Non-Lead | 2018 | Yes |  | 2023-06-05 |  | Non-lead
033080 | GS-2 SIDE-TO DO |  | Copper | Yes |  | 2023-06-07 |  | PVC | 2018 | Yes |  | 2023-06-07 |  | Non-lead
033083 | H-DOCK 1st METER |  | Unknown, Non-Lead | Yes |  | 2021-05-27 |  | PVC | 2016 | Yes |  | 2021-05-27 |  | Non-lead
033085 | CARYSFORT REST |  | Polytube | Yes |  | 2022-09-22 |  | PVC | 1975 | Yes |  | 2022-09-22 |  | Non-lead
033086 | MARINA FITNESS C |  | Polytube | Yes |  | 2022-09-22 |  | PVC | 1975 | Yes |  | 2022-09-22 |  | Non-lead
033088 | MAIN KITCHEN 31 OCEAN REEF DR |  | Unknown | Yes |  | 2023-11-07 |  | Steel | 1972 | Yes |  | 2023-11-07 |  | Lead Status Unknown
033090 | TENNIS CC 42 TEN |  | Polytube | Yes |  | 2022-09-22 |  | PVC | 1975 | Yes |  | 2022-09-22 |  | Non-lead
033091 | CARYSFORT REST O |  | Polytube | Yes |  | 2022-09-22 |  | PVC | 1975 | Yes |  | 2022-09-22 |  | Non-lead
033092 | 650 BEACH RD |  | Polytube | Yes |  | 2022-09-22 |  | PVC | 1975 | Yes |  | 2022-09-22 |  | Non-lead
033093 | 301 OCEAN REEF Dr |  | Cast Iron | Yes |  | 2022-09-22 |  | Cast Iron | 1975 | Yes |  | 2022-09-22 |  | Non-lead
033097 | #1 HOTEL CC10 NORTH |  | Polytube | Yes |  | 2022-09-22 |  | PVC | 1972 | Yes |  | 2022-09-22 |  | Non-lead
033099 | MARLIN BLDG HOTE |  | Polytube | Yes |  | 2022-09-22 |  | PVC | 1972 | Yes |  | 2022-09-22 |  | Non-lead
033100 | BUCCANEER ISLAND |  | Polytube | Yes |  | 2022-09-22 |  | PVC | 1972 | Yes |  | 2022-09-22 |  | Non-lead
033101 | 202 ANDROS RD |  | Polytube | Yes |  | 2022-12-15 |  | PVC |  | Yes |  | 2022-12-15 |  | Non-lead
033102 | 203 ANDROS RD |  | Polytube | Yes |  | 2022-09-22 |  | PVC | 1963 | Yes |  | 2022-09-22 |  | Non-lead
033103 | 101 ANDROS RD |  | Unknown, Non-Lead | Yes |  | 2019-03-06 |  | PVC | 1989 | Yes |  | 2019-03-06 |  | Non-lead
033104 | 102 ANDROS RD |  | Unknown, Non-Lead | Yes |  | 2024-02-12 |  | Unknown, Non-Lead | 1989 | Yes |  | 2024-02-12 |  | Non-lead
033105 | 204 ANDROS ORC RD |  | Unknown, Non-Lead | Yes |  | 2018-05-09 |  | Unknown, Non-Lead | 2013 | Yes |  | 2018-05-09 |  | Non-lead
033106 | 205 ANDROS RD |  | Unknown, Non-Lead | Yes |  | 2020-09-10 |  | Unknown, Non-Lead | 2020 | Yes |  | 2020-09-10 |  | Non-lead
033107 | 103 ANDROS RD |  | Unknown, Non-Lead | Yes |  | 2018-11-01 |  | PVC | 2020 | Yes |  | 2018-11-01 |  | Non-lead
033108 | 104 ANDROS RD |  | Unknown, Non-Lead | Yes |  | 2020-01-24 |  | PVC | 2020 | Yes |  | 2020-01-24 |  | Non-lead
033109 | 206 ANDROS RD |  | Polytube | Yes |  | 2023-05-04 |  | PVC | 1967 | Yes |  | 2023-05-04 |  | Non-lead
033110 | 207 ANDROS RD |  | Polytube | Yes |  | 2022-09-22 |  | PVC | 1963 | Yes |  | 2022-09-22 |  | Non-lead
033111 | 208 ANDROS RD |  | Polytube | Yes |  | 2023-09-06 |  | PVC | 1963 | Yes |  | 2023-09-06 |  | Non-lead
033112 | 105 ANDROS RD |  | Unknown, Non-Lead | Yes |  | 2019-08-23 |  | PVC | 2015 | Yes |  | 2019-08-23 |  | Non-lead
033113 | 106 ANDROS RD |  | Unknown, Non-Lead | Yes |  | 2019-05-08 |  | Unknown, Non-Lead | 2002 | Yes |  | 2019-05-08 |  | Non-lead
033114 | 209 ANDROS RD |  | Polytube | Yes |  | 2022-09-22 |  | PVC | 1963 | Yes |  | 2022-09-22 |  | Non-lead
033115 | 210 ANDROS RD |  | Unknown, Non-Lead | Yes |  | 2019-08-01 |  | Unknown, Non-Lead | 2016 | Yes |  | 2019-08-01 |  | Non-lead
033116 | 107 ANDROS RD |  | Unknown, Non-Lead | Yes |  | 2021-05-24 |  | Unknown, Non-Lead | 2002 | Yes |  | 2021-05-24 |  | Non-lead
033117 | 108 ANDROS RD |  | Polytube | Yes |  | 2021-06-10 |  | PVC | 2013 | Yes |  | 2021-06-10 |  | Non-lead
033118 | 211 ANDROS RD |  | Polytube | Yes |  | 2022-09-22 |  | PVC | 1963 | Yes |  | 2022-09-22 |  | Non-lead
033119 | 212 ANDROS OCEAN REE RD |  | Polytube | Yes |  | 2022-09-22 |  | PVC | 1963 | Yes |  | 2022-09-22 |  | Non-lead
033120 | 109 ANDROS RD |  | Polytube | Yes |  | 2022-09-22 |  | PVC | 1972 | Yes |  | 2022-09-22 |  | Non-lead
033121 | 110 ANDROS OCEAN REE RD |  | Unknown, Non-Lead | Yes |  | 2018-08-08 |  | Unknown, Non-Lead | 2006 | Yes |  | 2018-08-08 |  | Non-lead
033122 | 111 ANDROS RD |  | Unknown, Non-Lead | Yes |  | 2020-09-10 |  | Unknown, Non-Lead | 2006 | Yes |  | 2020-09-10 |  | Non-lead
033123 | 213 ANDROS RD |  | Polytube | Yes |  | 2022-09-22 |  | PVC | 1976 | Yes |  | 2022-09-22 |  | Non-lead
033124 | 112 ANDROS RD |  | Unknown, Non-Lead | Yes |  | 2019-07-31 |  | PVC | 2002 | Yes |  | 2019-07-31 |  | Non-lead
033125 | 113 ANDROS OCEAN REE RD |  | Polytube | Yes |  | 2022-09-22 |  | PVC | 1963 | Yes |  | 2022-09-22 |  | Non-lead
033126 | 214 ANDROS RD |  | Unknown, Non-Lead | No |  |  |  | Unknown, Non-Lead | 2013 | No |  |  |  | Non-lead
033127 | 18 E EXUMA TER |  | Polytube | Yes |  | 2022-09-26 |  | PVC | 1963 | Yes |  | 2022-09-26 |  | Non-lead
033128 | 215 ANDROS RD |  | Polytube | Yes |  | 2022-09-22 |  | PVC | 1971 | Yes |  | 2022-09-22 |  | Non-lead
033129 | 114 ANDROS RD |  | Unknown, Non-Lead | Yes |  | 2017-07-11 |  | Unknown, Non-Lead | 2009 | Yes |  | 2017-07-11 |  | Non-lead
033130 | 115 ANDROS RD |  | Polytube | Yes |  | 2022-09-22 |  | PVC | 1980 | Yes |  | 2022-09-22 |  | Non-lead
033131 | 116 ANDROS OCEAN REEF RD |  | Unknown, Non-Lead | Yes |  | 2020-11-23 |  | PVC | 1995 | Yes |  | 2020-11-23 |  | Non-lead
033132 | 23 EXUMA ROAD |  | Unknown, Non-Lead | No |  |  |  | Unknown, Non-Lead | 1997 | No |  |  |  | Non-lead
033133 | 21 EXUMA RD |  | Polytube | Yes |  | 2022-09-22 |  | PVC | 1963 | Yes |  | 2022-09-22 |  | Non-lead
033134 | 216 ANDROS RD |  | Polytube | Yes |  | 2022-09-22 |  | PVC | 1963 | Yes |  | 2022-09-22 |  | Non-lead
033135 | 20 EXUMA RD |  | Polytube | Yes |  | 2022-09-22 |  | PVC | 1969 | Yes |  | 2022-09-22 |  | Non-lead
033137 | 16 E EXUMA RD |  | Unknown, Non-Lead | Yes |  | 2020-06-03 |  | Unknown, Non-Lead | 2018 | Yes |  | 2020-06-03 |  | Non-lead
033138 | 411 CARYSFORT RD |  | Polytube | Yes |  | 2022-09-26 |  | PVC |  | Yes |  | 2022-09-26 |  | Non-lead
033139 | 410 CARYSFORT OCEAN RD |  | Polytube | Yes |  | 2022-09-26 |  | PVC | 1963 | Yes |  | 2022-09-26 |  | Non-lead
033140 | 311 CARYSFORT RD |  | Polytube | Yes |  | 2023-03-27 |  | Copper | 1965 | Yes |  | 2023-03-27 |  | Non-lead
033141 | 310 CARYSFORT RD |  | Polytube | Yes |  | 2022-09-26 |  | PVC | 1963 | Yes |  | 2022-09-26 |  | Non-lead
033142 | 409 CARYSFORT RD |  | Unknown, Non-Lead | Yes |  | 2020-10-28 |  | Unknown, Non-Lead | 2018 | Yes |  | 2020-10-28 |  | Non-lead
033143 | 309 CARYSFORT RD |  | Polytube | Yes |  | 2022-09-26 |  | PVC | 1962 | Yes |  | 2022-09-26 |  | Non-lead
033144 | 408 CARYSFORT RD |  | Polytube | Yes |  | 2022-09-26 |  | PVC | 1964 | Yes |  | 2022-09-26 |  | Non-lead
033145 | 308 CARYSFORT RD |  | Polytube | Yes |  | 2022-09-26 |  | PVC | 1965 | Yes |  | 2022-09-26 |  | Non-lead
033146 | 407 CARYSFORT RD |  | Polytube | Yes |  | 2022-09-26 |  | PVC | 1965 | Yes |  | 2022-09-26 |  | Non-lead
033147 | 406 CARYSFORT RD |  | Polytube | Yes |  | 2022-09-26 |  | PVC | 1963 | Yes |  | 2022-09-26 |  | Non-lead
033148 | 307 CARYSFORT OCEAN RD |  | Unknown, Non-Lead | Yes |  | 2019-05-24 |  | PVC | 2010 | Yes |  | 2019-05-24 |  | Non-lead
033149 | 405 CARYSFORT OCEAN RD |  | Polytube | Yes |  | 2022-09-26 |  | PVC | 1963 | Yes |  | 2022-09-26 |  | Non-lead
033150 | 306 CARYSFORT RD |  | Polytube | Yes |  | 2022-09-26 |  | PVC | 1963 | Yes |  | 2022-09-26 |  | Non-lead
033151 | 305 CARYSFORT RD |  | Polytube | Yes |  | 2022-09-26 |  | PVC | 1963 | Yes |  | 2022-09-26 |  | Non-lead
033152 | 404 CARYSFORT RD |  | Polytube | Yes |  | 2022-09-26 |  | PVC | 1963 | Yes |  | 2022-09-26 |  | Non-lead
033153 | 403 CARYSFORT RD |  | Polytube | Yes |  | 2024-07-03 |  | PVC | 1963 | Yes |  | 2024-07-03 |  | Non-lead
033154 | 304 CARYSFORT RD |  | Unknown, Non-Lead | Yes |  | 2022-01-12 |  | Unknown, Non-Lead | 2019 | Yes |  | 2022-01-12 |  | Non-lead
033155 | 402 CARYSFORT RD |  | Polytube | Yes |  | 2022-09-26 |  | PVC | 1963 | Yes |  | 2022-09-26 |  | Non-lead
033156 | 303 CARYSFORT RD |  | Polytube | Yes |  | 2022-09-26 |  | PVC | 1963 | Yes |  | 2022-09-26 |  | Non-lead
033157 | 302 CARYSFORT RD |  | Polytube | Yes |  | 2022-09-26 |  | PVC | 1963 | Yes |  | 2022-09-26 |  | Non-lead
033158 | 301 CARYSFORT OCEAN RD |  | Polytube | Yes |  | 2022-08-04 |  | PVC | 1963 | Yes |  | 2022-08-04 |  | Non-lead
033159 | 401 CARYSFORT Rd |  | Unknown, Non-Lead | Yes |  | 2020-06-26 |  | PVC | 2019 | Yes |  | 2020-06-26 |  | Non-lead
033160 | 1 DIANA RD |  | Polytube | Yes |  | 2022-09-22 |  | PVC | 1963 | Yes |  | 2022-09-22 |  | Non-lead
033161 | 2 DIANA RD |  | Polytube | Yes |  | 2022-09-22 |  | PVC | 1963 | Yes |  | 2022-09-22 |  | Non-lead
033162 | 4 DIANA RD |  | Polytube | Yes |  | 2022-09-22 |  | PVC | 1963 | Yes |  | 2022-09-22 |  | Non-lead
033163 | 6 DIANA RD |  | Polytube | Yes |  | 2022-09-22 |  | PVC | 1963 | Yes |  | 2022-09-22 |  | Non-lead
033164 | D-6 6 DIANA Rd |  | Polytube | Yes |  | 2022-09-22 |  | PVC | 1963 | Yes |  | 2022-09-22 |  | Non-lead
033165 | 5 DIANA RD |  | Unknown, Non-Lead | No |  |  |  | Unknown, Non-Lead | 2015 | No |  |  |  | Non-lead
033166 | D 3 DIANA RD |  | Polytube | Yes |  | 2022-09-22 |  | PVC | 1963 | Yes |  | 2022-09-22 |  | Non-lead
033167 | 2 EXUMA RD |  | Unknown, Non-Lead | Yes |  | 2021-02-04 |  | Unknown, Non-Lead | 2016 | Yes |  | 2021-02-04 |  | Non-lead
033168 | 4 E EXUMA RD |  | Unknown, Non-Lead | Yes |  | 2020-11-03 |  | Unknown, Non-Lead | 2011 | Yes |  | 2020-11-03 |  | Non-lead
033169 | E-6 6 E EXUMA RD |  | Polytube | Yes |  | 2022-09-22 |  | PVC | 1963 | Yes |  | 2022-09-22 |  | Non-lead
033170 | 8 E EXUMA RD |  | Unknown, Non-Lead | Yes |  | 2021-03-02 |  | Unknown, Non-Lead | 2015 | Yes |  | 2021-03-02 |  | Non-lead
033171 | 10 EXUMA RD |  | Unknown, Non-Lead | Yes |  | 2024-09-17 |  | Unknown, Non-Lead | 2015 | Yes |  | 2024-09-17 |  | Non-lead
033172 | 12 E EXUMA RD |  | Polytube | Yes |  | 2022-09-22 |  | PVC | 1962 | Yes |  | 2022-09-22 |  | Non-lead
033173 | 14 E EXUMA RD |  | Unknown, Non-Lead | Yes |  | 2017-07-12 |  | Unknown, Non-Lead | 2018 | Yes |  | 2017-07-12 |  | Non-lead
033174 | 19 EXUMA RD |  | Polytube | Yes |  | 2022-09-22 |  | PVC | 1965 | Yes |  | 2022-09-22 |  | Non-lead
033175 | E 17 EXUMA RD |  | Polytube | Yes |  | 2022-09-22 |  | PVC | 1965 | Yes |  | 2022-09-22 |  | Non-lead
033176 | E-15 EXUMA Rd |  | Polytube | Yes |  | 2022-09-22 |  | PVC | 1963 | Yes |  | 2022-09-22 |  | Non-lead
033177 | E-13 EXUMA RD |  | Polytube | Yes |  | 2022-09-22 |  | PVC | 1963 | Yes |  | 2022-09-22 |  | Non-lead
033178 | 11 EXUMA RD |  | Unknown, Non-Lead | Yes |  | 2020-01-07 |  | Unknown, Non-Lead | 2007 | Yes |  | 2020-01-07 |  | Non-lead
033179 | 9 EXUMA RD |  | Unknown, Non-Lead | Yes |  | 2020-03-09 |  | Unknown, Non-Lead | 2007 | Yes |  | 2020-03-09 |  | Non-lead
033180 | 7 EXUMA RD |  | Polytube | Yes |  | 2022-09-22 |  | PVC | 1963 | Yes |  | 2022-09-22 |  | Non-lead
033181 | 7 EXUMA RD |  | Polytube | Yes |  | 2022-09-22 |  | PVC | 1963 | Yes |  | 2022-09-22 |  | Non-lead
033182 | E-5 5 EXUMA RD |  | Polytube | Yes |  | 2022-09-22 |  | PVC | 1965 | Yes |  | 2022-09-22 |  | Non-lead
033183 | E 3 EXUMA RD |  | Unknown, Non-Lead | Yes |  | 2019-08-27 |  | Unknown, Non-Lead | 2017 | Yes |  | 2019-08-27 |  | Non-lead
033184 | 1 EXUMA RD |  | Unknown, Non-Lead | No |  |  |  | Unknown, Non-Lead | 2017 | No |  |  |  | Non-lead
033185 | CAY HARBOR 34 OCEAN REEF DR |  | Polytube | Yes |  | 2022-09-26 |  | Galvanized | 1972 | Yes |  | 2022-09-26 |  | Galvanized Requiring Replacement
033186 | HOUSE 42 ISLAND DR |  | Polytube | Yes |  | 2022-08-02 |  | PVC | 1997 | Yes |  | 2022-08-02 |  | Non-lead
033187 | IRRIGATION 42 ISLAND DR |  | Unknown, Non-Lead | No |  |  |  | Unknown, Non-Lead | 1997 | No |  |  |  | Non-lead
033189 | 40 ISLAND DR |  | Unknown, Non-Lead | Yes |  | 2021-11-08 |  | Unknown, Non-Lead | 2010 | Yes |  | 2021-11-08 |  | Non-lead
033190 | 39 ISLAND DR |  | Polytube | Yes |  | 2022-09-26 |  | PVC | 1969 | Yes |  | 2022-09-26 |  | Non-lead
033191 | 38 ISLAND DR |  | PVC | Yes |  | 2022-08-15 |  | Polytube | 1968 | Yes |  | 2022-08-15 |  | Non-lead
033192 | 37 ISLAND DR |  | Polytube | Yes |  | 2022-07-22 |  | PVC | 1968 | Yes |  | 2022-07-22 |  | Non-lead
033193 | 36 ISLAND DR |  | Polytube | Yes |  | 2022-09-26 |  | PVC |  | Yes |  | 2022-09-26 |  | Non-lead
033194 | 35 ISLAND DR |  | Polytube | Yes |  | 2022-09-26 |  | PVC | 1974 | Yes |  | 2022-09-26 |  | Non-lead
033195 | LOCATION HOUSE 34 ISLAND DR |  | Unknown, Non-Lead | Yes |  | 2020-12-08 |  | PVC | 2006 | Yes |  | 2020-12-08 |  | Non-lead
033196 | LOCATION SPRINKLE 34 ISLAND DR |  | Unknown, Non-Lead | Yes |  | 2019-10-11 |  | Unknown, Non-Lead | 2006 | Yes |  | 2019-10-11 |  | Non-lead
033197 | 33 ISLAND DR |  | Unknown, Non-Lead | Yes |  | 2023-10-20 |  | Unknown, Non-Lead | 2006 | Yes |  | 2023-10-20 |  | Non-lead
033198 | 32 CHANNEL CAY RD |  | Polytube | Yes |  | 2022-09-26 |  | PVC | 1969 | Yes |  | 2022-09-26 |  | Non-lead
033199 | HOUSE 43 CHANNEL CAY RD |  | Unknown, Non-Lead | No |  |  |  | Unknown, Non-Lead | 2011 | No |  |  |  | Non-lead
033200 | SPRNKL 43 CHANNEL CAY RD |  | Unknown, Non-Lead | Yes |  | 2020-11-30 |  | Unknown, Non-Lead | 2011 | Yes |  | 2020-11-30 |  | Non-lead
033201 | 44 CHANNEL CAY RD |  | Polytube | Yes |  | 2022-09-26 |  | PVC | 1968 | Yes |  | 2022-09-26 |  | Non-lead
033202 | 45 CHANNEL CAY RD |  | Unknown, Non-Lead | Yes |  | 2017-03-10 |  | Unknown, Non-Lead | 2002 | Yes |  | 2017-03-10 |  | Non-lead
033203 | 1 CHANNEL CAY RD |  | Unknown, Non-Lead | No |  |  |  | Unknown, Non-Lead | 2003 | No |  |  |  | Non-lead
033204 | 2 CHANNEL CAY RD |  | Unknown, Non-Lead | Yes |  | 2018-08-07 |  | Unknown, Non-Lead | 2018 | Yes |  | 2018-08-07 |  | Non-lead
033206 | 3 CHANNEL CAY RD |  | Unknown, Non-Lead | Yes |  | 2017-04-05 |  | Unknown, Non-Lead | 2018 | Yes |  | 2017-04-05 |  | Non-lead
033207 | 4 CHANNEL CAY RD |  | Polytube | Yes |  | 2022-09-26 |  | PVC | 1967 | Yes |  | 2022-09-26 |  | Non-lead
033208 | SPRINGER 5 CHANNEL CAY RD |  | Unknown, Non-Lead | Yes |  | 2019-05-14 |  | Unknown, Non-Lead | 1998 | Yes |  | 2019-05-14 |  | Non-lead
033209 | HOUSE 5 CHANNEL CAY RD |  | Unknown, Non-Lead | Yes |  | 2019-10-08 |  | PVC | 1998 | Yes |  | 2019-10-08 |  | Non-lead
033210 | 6 CHANNEL CAY Rd |  | Unknown, Non-Lead | Yes |  | 2019-12-11 |  | PVC | 2001 | Yes |  | 2019-12-11 |  | Non-lead
033211 | 6 CHANNEL CAY RD |  | Unknown, Non-Lead | Yes |  | 2019-12-11 |  | Unknown, Non-Lead | 2001 | Yes |  | 2019-12-11 |  | Non-lead
033212 | 7 CHANNEL CAY RD |  | Polytube | Yes |  | 2022-09-26 |  | PVC | 1967 | Yes |  | 2022-09-26 |  | Non-lead
033213 | 8 CHANNEL CAY RD |  | Polytube | Yes |  | 2022-09-26 |  | PVC | 1968 | Yes |  | 2022-09-26 |  | Non-lead
033214 | 9 CHANNEL CAY Rd |  | Polytube | Yes |  | 2022-09-26 |  | PVC | 1968 | Yes |  | 2022-09-26 |  | Non-lead
033215 | 10 CHANNEL CAY RD |  | Polytube | Yes |  | 2022-09-26 |  | Copper | 1968 | Yes |  | 2022-09-26 |  | Non-lead
033216 | 11 CHANNEL CAY RD |  | Unknown, Non-Lead | Yes |  | 2019-10-24 |  | PVC | 1996 | Yes |  | 2019-10-24 |  | Non-lead
033217 | 12 CHANNEL CAY RD |  | Polytube | Yes |  | 2022-09-26 |  | PVC |  | Yes |  | 2022-09-26 |  | Non-lead
033218 | 13 CHANNEL CAY RD |  | Polytube | Yes |  | 2022-07-22 |  | PVC | 2011 | Yes |  | 2022-07-22 |  | Non-lead
033219 | HOUSE 14 CHANNEL CAY RD |  | Unknown, Non-Lead | No |  |  |  | Unknown, Non-Lead | 2001 | No |  |  |  | Non-lead
033220 | 14 CHANNEL CAY RD |  | Unknown, Non-Lead | Yes |  | 2021-11-02 |  | Unknown, Non-Lead | 2001 | Yes |  | 2021-11-02 |  | Non-lead
033221 | 15 CHANNEL CAY RD |  | Unknown, Non-Lead | Yes |  | 2023-12-13 |  | Unknown, Non-Lead | 2012 | Yes |  | 2023-12-13 |  | Non-lead
033222 | 16 CHANNEL CAY RD |  | Polytube | Yes |  | 2023-08-01 |  | PVC | 1968 | Yes |  | 2023-08-01 |  | Non-lead
033223 | 17 CHANNEL CAY RD |  | Polytube | Yes |  | 2022-09-26 |  | PVC | 1968 | Yes |  | 2022-09-26 |  | Non-lead
033224 | 18 CHANNEL CAY RD |  | Unknown, Non-Lead | Yes |  | 2019-03-06 |  | PVC | 1997 | Yes |  | 2019-03-06 |  | Non-lead
033225 | SPRI 18 CHANNEL CAY RD |  | Unknown, Non-Lead | Yes |  | 2020-09-03 |  | Unknown, Non-Lead | 1997 | Yes |  | 2020-09-03 |  | Non-lead
033226 | 19 CHANNEL CAY RD |  | Unknown, Non-Lead | Yes |  | 2021-05-10 |  | Unknown, Non-Lead | 1997 | Yes |  | 2021-05-10 |  | Non-lead
033227 | OCEAN 20 CHANNEL CAY RD |  | Polytube | Yes |  | 2022-05-09 |  | PVC |  | Yes |  | 2022-05-09 |  | Non-lead
033228 | 21 CHANNEL CAY RD |  | Polytube | Yes |  | 2023-02-16 |  | PVC | 1995 | Yes |  | 2023-02-16 |  | Non-lead
033229 | 22 CHANNEL CAY RD |  | Unknown, Non-Lead | Yes |  | 2019-06-27 |  | PVC | 1996 | Yes |  | 2019-06-27 |  | Non-lead
033230 | 23 CHANNEL CAY RD |  | Unknown, Non-Lead | Yes |  | 2020-08-31 |  | Unknown, Non-Lead | 1996 | Yes |  | 2020-08-31 |  | Non-lead
033231 | 24 CHANNEL CAY RD |  | Polytube | Yes |  | 2022-09-26 |  | PVC | 1967 | Yes |  | 2022-09-26 |  | Non-lead
033232 | 25 CHANNEL CAY RD |  | Unknown, Non-Lead | No |  |  |  | Unknown, Non-Lead | 2005 | No |  |  |  | Non-lead
033233 | 26 CHANNEL CAY RD |  | Polytube | Yes |  | 2022-09-26 |  | PVC | 1967 | Yes |  | 2022-09-26 |  | Non-lead
033234 | 27 CHANNEL CAY RD |  | Unknown, Non-Lead | Yes |  | 2018-11-09 |  | PVC | 1997 | Yes |  | 2018-11-09 |  | Non-lead
033235 | 28 CHANNEL CAY RD |  | Polytube | Yes |  | 2022-09-26 |  | PVC | 1967 | Yes |  | 2022-09-26 |  | Non-lead
033236 | 29 CHANNEL CAY RD |  | Polytube | Yes |  | 2022-09-26 |  | PVC | 1968 | Yes |  | 2022-09-26 |  | Non-lead
033237 | 30 CHANNEL CAY RD |  | Polytube | Yes |  | 2022-05-13 |  | PVC | 1968 | Yes |  | 2022-05-13 |  | Non-lead
033238 | 31 CHANNEL CAY RD |  | Polytube | Yes |  | 2022-09-26 |  | PVC | 1968 | Yes |  | 2022-09-26 |  | Non-lead
033241 | CHAPEL 32 OCEAN REEF DR |  | Polytube | Yes |  | 2022-10-03 |  | Copper | 1974 | Yes |  | 2022-10-03 |  | Non-lead
033242 | 31 OCEAN REEF DR |  | Polytube | Yes |  | 2022-12-15 |  | PVC | 1980 | Yes |  | 2022-12-15 |  | Non-lead
033243 | 31 OCEAN REEF DR |  | Polytube | Yes |  | 2022-12-15 |  | PVC | 1980 | Yes |  | 2022-12-15 |  | Non-lead
033245 | 101 ANCHOR DR |  | Polytube | Yes |  | 2022-09-26 |  | PVC | 1975 | Yes |  | 2022-09-26 |  | Non-lead
033246 | UNIT 1 30 OCEAN REEF DR |  | Polytube | Yes |  | 2022-09-26 |  | PVC | 1975 | Yes |  | 2022-09-26 |  | Non-lead
033248 | 103 ANCHOR DR |  | Polytube | Yes |  | 2022-09-26 |  | PVC | 1976 | Yes |  | 2022-09-26 |  | Non-lead
033249 | 105 ANCHOR DR |  | Polytube | Yes |  | 2022-09-26 |  | PVC | 1975 | Yes |  | 2022-09-26 |  | Non-lead
033250 | 107 ANCHOR DR |  | Polytube | Yes |  | 2022-08-02 |  | PVC | 1975 | Yes |  | 2022-08-02 |  | Non-lead
033251 | 109 ANCHOR DRIVE OCE |  | Polytube | Yes |  | 2022-09-26 |  | PVC | 1976 | Yes |  | 2022-09-26 |  | Non-lead
033252 | 111 ANCHOR DR |  | Polytube | Yes |  | 2022-09-26 |  | PVC | 1976 | Yes |  | 2022-09-26 |  | Non-lead
033253 | 113 ANCHOR DR |  | Unknown, Non-Lead | Yes |  | 2019-01-14 |  | Unknown, Non-Lead | 2002 | Yes |  | 2019-01-14 |  | Non-lead
033255 | 117 ANCHOR DR |  | Polytube | Yes |  | 2023-04-04 |  | PVC | 1989 | Yes |  | 2023-04-04 |  | Non-lead
033256 | 3 ANGELFISH CAY DR |  | Polytube | Yes |  | 2022-09-21 |  | PVC | 1975 | Yes |  | 2022-09-21 |  | Non-lead
033257 | 3 ANGELFISH CAY Dr |  | Polytube | Yes |  | 2022-09-21 |  | PVC | 1975 | Yes |  | 2022-09-21 |  | Non-lead
033258 | 4 ANGELFISH CAY OC DR |  | Polytube | Yes |  | 2022-09-21 |  | PVC | 1972 | Yes |  | 2022-09-21 |  | Non-lead
033259 | 5 ANGELFISH CAY DR |  | Polytube | Yes |  | 2022-05-09 |  | Polytube | 2012 | Yes |  | 2022-05-09 |  | Non-Lead
033260 | 6 ANGELFISH CAY DR |  | Unknown, Non-Lead | Yes |  | 2021-09-10 |  | Unknown, Non-Lead | 2015 | Yes |  | 2021-09-10 |  | Non-lead
033261 | 7 ANGELFISH CAY DR |  | Unknown, Non-Lead | Yes |  | 2018-12-20 |  | Unknown, Non-Lead | 2007 | Yes |  | 2018-12-20 |  | Non-lead
033262 | 8 ANGELFISH CAY OC DR |  | Unknown, Non-Lead | Yes |  | 2021-10-08 |  | Unknown, Non-Lead | 2007 | Yes |  | 2021-10-08 |  | Non-lead
033263 | 10 ANGELFISH CAY DR |  | Polytube | Yes |  | 2022-09-21 |  | PVC | 1973 | Yes |  | 2022-09-21 |  | Non-lead
033264 | 11 ANGELFISH CAY DR |  | Polytube | Yes |  | 2022-09-21 |  | PVC | 1976 | Yes |  | 2022-09-21 |  | Non-lead
033265 | 12 ANGELFISH CAY DR |  | Polytube | Yes |  | 2022-09-21 |  | PVC | 1979 | Yes |  | 2022-09-21 |  | Non-lead
033266 | 13 ANGELFISH CAY DR |  | Unknown, Non-Lead | Yes |  | 2020-01-09 |  | Unknown, Non-Lead | 2018 | Yes |  | 2020-01-09 |  | Non-lead
033267 | HOUSE 14 ANGELFISH CAY DR |  | Polytube | Yes |  | 2022-09-21 |  | PVC | 1974 | Yes |  | 2022-09-21 |  | Non-lead
033268 | 14 ANGELFISH CAY DR |  | Polytube | Yes |  | 2022-09-21 |  | PVC | 1974 | Yes |  | 2022-09-21 |  | Non-lead
033269 | 15 ANGELFISH CAY HO DR |  | Unknown, Non-Lead | Yes |  | 2022-05-04 |  | Unknown, Non-Lead | 2018 | Yes |  | 2022-05-04 |  | Non-lead
033270 | 15 ANGELFISH CAY (S DR |  | Polytube | Yes |  | 2022-08-04 |  | PVC | 2018 | Yes |  | 2022-08-04 |  | Non-lead
033271 | 16 ANGELFISH CAY OC DR |  | Polytube | Yes |  | 2022-08-02 |  | PVC | 2018 | Yes |  | 2022-08-02 |  | Non-lead
033272 | 17 DOLPHIN LANE |  | Polytube | Yes |  | 2023-02-27 |  | PVC | 1970 | Yes |  | 2023-02-27 |  | Non-lead
033273 | 18 DOLPHIN LANE |  | Polytube | Yes |  | 2022-09-21 |  | PVC | 1965 | Yes |  | 2022-09-21 |  | Non-lead
033274 | 20 DOLPHIN HOUSE LANE |  | PVC | Yes |  | 2024-08-06 |  | PVC | 1985 | Yes |  | 2024-08-06 |  | Non-lead
033275 | 20 DOLPHIN SPRINKLE LN |  | Polytube | Yes |  | 2022-08-02 |  | PVC | 2008 | Yes |  | 2022-08-02 |  | Non-lead
033276 | 21 DOLPHIN Ln |  | Polytube | Yes |  | 2022-05-09 |  | PVC | 2008 | Yes |  | 2022-05-09 |  | Non-lead
033277 | 23 DOLPHIN DR |  | Unknown, Non-Lead | No |  |  |  | Unknown, Non-Lead | 2005 | No |  |  |  | Non-lead
033278 | 25 ANGELFISH CAY DR |  | Unknown, Non-Lead | Yes |  | 2020-06-08 |  | Unknown, Non-Lead | 2010 | Yes |  | 2020-06-08 |  | Non-lead
033279 | 26 ANGELFISH CAY DR |  | Polytube | Yes |  | 2022-09-21 |  | PVC | 1977 | Yes |  | 2022-09-21 |  | Non-lead
033280 | 27 ANGELFISH CAY DR |  | Unknown, Non-Lead | Yes |  | 2019-10-08 |  | PVC | 2016 | Yes |  | 2019-10-08 |  | Non-lead
033281 | 28 ANGELFISH CAY DR |  | Polytube | Yes |  | 2022-09-21 |  | PVC | 1975 | Yes |  | 2022-09-21 |  | Non-lead
033282 | 29 ANGELFISH CAY HO DR |  | Polytube | Yes |  | 2022-09-21 |  | PVC | 1975 | Yes |  | 2022-09-21 |  | Non-lead
033283 | 29 ANGELFISH CAY (S DR |  | Polytube | Yes |  | 2022-09-21 |  | PVC | 1975 | Yes |  | 2022-09-21 |  | Non-lead
033284 | 30 ANGELFISH CAY DR |  | Polytube | Yes |  | 2022-09-21 |  | PVC | 1975 | Yes |  | 2022-09-21 |  | Non-lead
033285 | 31 ANGELFISH CAY DR |  | Polytube | Yes |  | 2022-09-21 |  | PVC | 1972 | Yes |  | 2022-09-21 |  | Non-lead
033286 | 32 ANGELFISH CAY DR |  | Polytube | Yes |  | 2022-09-21 |  | PVC | 1972 | Yes |  | 2022-09-21 |  | Non-lead
033287 | 33 ANGELFISH CAY DR |  | Polytube | Yes |  | 2022-09-21 |  | PVC | 1980 | Yes |  | 2022-09-21 |  | Non-lead
033288 | 34 ANGELFISH CAY DR |  | Polytube | Yes |  | 2022-08-02 |  | PVC |  | Yes |  | 2022-08-02 |  | Non-lead
033289 | 35 ANGELFISH CAY DR |  | Unknown, Non-Lead | Yes |  | 2020-03-13 |  | Unknown, Non-Lead | 2006 | Yes |  | 2020-03-13 |  | Non-lead
033290 | 36 ANGELFISH CAY DR |  | Polytube | Yes |  | 2022-09-21 |  | PVC | 1975 | Yes |  | 2022-09-21 |  | Non-lead
033291 | 38 ANGELFISH CAY HO Dr |  | Polytube | Yes |  | 2022-09-21 |  | PVC | 1970 | Yes |  | 2022-09-21 |  | Non-lead
033292 | 38 ANGELFISH CAY (S DR |  | Polytube | Yes |  | 2022-09-21 |  | PVC | 1970 | Yes |  | 2022-09-21 |  | Non-lead
033293 | 39 ANGELFISH CAY DR |  | Unknown, Non-Lead | Yes |  | 2020-02-19 |  | Unknown, Non-Lead | 2015 | Yes |  | 2020-02-19 |  | Non-lead
033294 | 40 ANGELFISH CAY DR |  | Polytube | Yes |  | 2022-09-21 |  | PVC | 1972 | Yes |  | 2022-09-21 |  | Non-lead
033295 | HOUSE 41 ANGELFISH CAY DR |  | Polytube | Yes |  | 2022-05-16 |  | PVC | 2013 | Yes |  | 2022-05-16 |  | Non-lead
033296 | 41 ANGELFISH CAY SPR Dr |  | Unknown, Non-Lead | Yes |  | 2020-08-07 |  | Unknown, Non-Lead | 2013 | Yes |  | 2020-08-07 |  | Non-lead
033297 | 42 SPADEFISH LN |  | Unknown, Non-Lead | No |  |  |  | Unknown, Non-Lead | 2002 | No |  |  |  | Non-lead
033298 | 43 SPADEFISH LN |  | Polytube | Yes |  | 2022-05-09 |  | PVC | 1975 | Yes |  | 2022-05-09 |  | Non-lead
033299 | 44 SPADEFISH LN |  | Polytube | Yes |  | 2022-09-21 |  | PVC | 1981 | Yes |  | 2022-09-21 |  | Non-lead
033300 | 45 SPADEFISH LN |  | Unknown, Non-Lead | Yes |  | 2019-06-27 |  | Unknown, Non-Lead | 2009 | Yes |  | 2019-06-27 |  | Non-lead
033301 | 46 SPADEFISH LN |  | Polytube | Yes |  | 2022-09-21 |  | PVC | 1970 | Yes |  | 2022-09-21 |  | Non-lead
033302 | 47 SPADEFISH LN |  | Unknown, Non-Lead | Yes |  | 2019-05-09 |  | PVC | 2016 | Yes |  | 2019-05-09 |  | Non-lead
033303 | 48 SPADEFISH LN |  | Unknown, Non-Lead | Yes |  | 2018-12-05 |  | Unknown, Non-Lead | 2002 | Yes |  | 2018-12-05 |  | Non-lead
033304 | 49 SPADEFISH LN |  | Unknown, Non-Lead | No |  |  |  | Unknown, Non-Lead | 2002 | No |  |  |  | Non-lead
033305 | 50 SPADEFISH LN |  | Unknown | Yes |  | 2024-09-17 |  | Unknown | 1983 | Yes |  | 2024-09-17 |  | Lead Status Unknown
033306 | HOUSE 52 ANGELFISH CAY DR |  | Polytube | Yes |  | 2022-09-21 |  | PVC | 1983 | Yes |  | 2022-09-21 |  | Non-lead
033307 | SRNKLR 51 ANGELFISH CAY DR |  | Unknown, Non-Lead | Yes |  | 2022-10-03 |  | No Piping | Vacant | Yes |  | 2022-10-03 |  | Non-lead
033308 | 52 ANGELFISH CAY DR |  | Unknown, Non-Lead | No |  |  |  | Unknown, Non-Lead | 2009 | No |  |  |  | Non-lead
033309 | 53 TARPON LN |  | Unknown, Non-Lead | Yes |  | 2018-06-04 |  | PVC | 2005 | Yes |  | 2018-06-04 |  | Non-lead
033310 | 54 TARPON LN |  | Polytube | Yes |  | 2022-09-21 |  | PVC | 1974 | Yes |  | 2022-09-21 |  | Non-lead
033311 | 55 TARPON LN |  | Polytube | Yes |  | 2022-09-21 |  | PVC |  | Yes |  | 2022-09-21 |  | Non-lead
033312 | 56 TARPON LN |  | Polytube | Yes |  | 2022-06-29 |  | PVC | 1973 | Yes |  | 2022-06-29 |  | Non-lead
033313 | 58 TARPON LN |  | Polytube | Yes |  | 2022-09-21 |  | PVC | 1972 | Yes |  | 2022-09-21 |  | Non-lead
033314 | 59 TARPON LN |  | Polytube | Yes |  | 2022-09-21 |  | PVC | 1972 | Yes |  | 2022-09-21 |  | Non-lead
033315 | 60 TARPON LN |  | Polytube | Yes |  | 2022-05-09 |  | Polytube | 1983 | Yes |  | 2022-05-09 |  | Non-Lead
033316 | 61 TARPON LN |  | Polytube | Yes |  | 2022-09-21 |  | PVC | 1985 | Yes |  | 2022-09-21 |  | Non-lead
033317 | 62 TARPON LN |  | Polytube | Yes |  | 2022-09-21 |  | PVC | 1985 | Yes |  | 2022-09-21 |  | Non-lead
033318 | 63 TARPON LN |  | Unknown, Non-Lead | Yes |  | 2021-12-02 |  | PVC | 2005 | Yes |  | 2021-12-02 |  | Non-lead
033319 | 64 TARPON LN |  | Polytube | Yes |  | 2022-09-21 |  | PVC | 1975 | Yes |  | 2022-09-21 |  | Non-lead
033320 | 66 TARPON LN |  | Polytube | Yes |  | 2022-09-21 |  | PVC | 1980 | Yes |  | 2022-09-21 |  | Non-lead
033321 | 68 ANGELFISH CAY DR |  | Polytube | Yes |  | 2022-09-21 |  | PVC | 1976 | Yes |  | 2022-09-21 |  | Non-lead
033322 | 005694 A BUILDING-UNIT |  | Polytube | Yes |  | 2022-08-15 |  | PVC | 1972 | Yes |  | 2022-08-15 |  | Non-lead
033323 | AC- 1 A THRU AC- |  | Polytube | Yes |  | 2022-09-26 |  | PVC | 1972 | Yes |  | 2022-09-26 |  | Non-lead
033324 | AC UNIT 2 POOL A |  | Polytube | Yes |  | 2022-09-26 |  | PVC | 1972 | Yes |  | 2022-09-26 |  | Non-lead
033325 | 34A 34A ANCHOR Dr |  | Polytube | Yes |  | 2022-09-26 |  | PVC | 1972 | Yes |  | 2022-09-26 |  | Non-lead
033326 | AC-16A TO AC-24B |  | Polytube | Yes |  | 2022-09-26 |  | PVC | 1972 | Yes |  | 2022-09-26 |  | Non-lead
033327 | BLDG B UNIT 3 AN |  | Polytube | Yes |  | 2022-09-26 |  | PVC | 1972 | Yes |  | 2022-09-26 |  | Non-lead
033328 | AC-25A TO AC-29B |  | Polytube | Yes |  | 2022-09-26 |  | PVC | 1972 | Yes |  | 2022-09-26 |  | Non-lead
033329 | AC UNIT 3 POOL |  | Polytube | Yes |  | 2022-09-26 |  | PVC | 1972 | Yes |  | 2022-09-26 |  | Non-lead
033330 | AC-25A AC-33B AN DR |  | Polytube | Yes |  | 2022-09-26 |  | PVC | 1972 | Yes |  | 2022-09-26 |  | Non-lead
033331 | 34A 34A ANCHOR Dr |  | Polytube | Yes |  | 2023-05-23 |  | Copper | 1972 | Yes |  | 2023-05-23 |  | Non-lead
033332 | B BUILDING UNIT 34A ANCHOR Dr |  | Polytube | Yes |  | 2022-09-26 |  | PVC | 1972 | Yes |  | 2022-09-26 |  | Non-lead
033333 | C BUILDING UNIT 34A ANCHOR Dr |  | Polytube | Yes |  | 2022-09-26 |  | PVC | 1972 | Yes |  | 2022-09-26 |  | Non-lead
033334 | AC UNIT 4 POOL A |  | Polytube | Yes |  | 2022-09-26 |  | PVC | 1972 | Yes |  | 2022-09-26 |  | Non-lead
033335 | BUILDING 48A-52B 60A ANCHOR DR |  | Polytube | Yes |  | 2022-09-26 |  | PVC | 1972 | Yes |  | 2022-09-26 |  | Non-lead
033336 | UNIT 53A-56B 60A ANCHOR DR |  | Polytube | Yes |  | 2022-09-26 |  | PVC | 1972 | Yes |  | 2022-09-26 |  | Non-lead
033337 | AC5 UNIT POOL |  | Polytube | Yes |  | 2022-09-26 |  | PVC | 1972 | Yes |  | 2022-09-26 |  | Non-lead
033338 | 57A - 60B AC 60 A ANCHOR DR |  | Polytube | Yes |  | 2022-09-26 |  | PVC | 1972 | Yes |  | 2022-09-26 |  | Non-lead
033339 | 61A - 65B D BUILDING UNIT 60A ANCHOR DR |  | Polytube | Yes |  | 2022-09-26 |  | PVC | 1972 | Yes |  | 2022-09-26 |  | Non-lead
033340 | UNIT 6 70A ANCHOR Dr |  | Polytube | Yes |  | 2022-09-26 |  | PVC | 1972 | Yes |  | 2022-09-26 |  | Non-lead
033341 | AC UNIT 6 POOL |  | Polytube | Yes |  | 2022-09-26 |  | PVC | 1972 | Yes |  | 2022-09-26 |  | Non-lead
033342 | B BUILDING UNIT 70A ANCHOR Dr |  | Polytube | Yes |  | 2022-09-26 |  | PVC | 1972 | Yes |  | 2022-09-26 |  | Non-lead
033343 | C BUILDING UINT 70A ANCHOR Dr |  | Polytube | Yes |  | 2022-09-26 |  | PVC | 1972 | Yes |  | 2022-09-26 |  | Non-lead
033345 | PUMPKIN CAY 8 #3 |  | Polytube | Yes |  | 2022-09-21 |  | PVC | 1973 | Yes |  | 2022-09-21 |  | Non-lead
033346 | PUMPKIN CAY 8 #1 |  | Polytube | Yes |  | 2022-10-21 |  | PVC | 1973 | Yes |  | 2022-10-21 |  | Non-lead
033347 | PUMPKIN CAY 8 #2 |  | Polytube | Yes |  | 2022-09-21 |  | PVC | 1973 | Yes |  | 2022-09-21 |  | Non-lead
033348 | PUMPKIN CAY 8 #4 |  | Polytube | Yes |  | 2022-09-21 |  | PVC | 1973 | Yes |  | 2022-09-21 |  | Non-lead
033349 | PUMPKIN CAY 8 #5 |  | Polytube | Yes |  | 2022-09-21 |  | PVC | 1973 | Yes |  | 2022-09-21 |  | Non-lead
033350 | PUMPKIN CAY 8 #6 |  | Polytube | Yes |  | 2022-09-21 |  | PVC | 1973 | Yes |  | 2022-09-21 |  | Non-lead
033351 | PC-8 POOL PUMPK |  | Polytube | Yes |  | 2022-08-02 |  | PVC | 1973 | Yes |  | 2022-08-02 |  | Non-lead
033352 | PUMPKIN CAY 8 #7 |  | Polytube | Yes |  | 2022-09-21 |  | PVC | 1973 | Yes |  | 2022-09-21 |  | Non-lead
033353 | PUMPKIN CAY 8 #8 |  | Polytube | Yes |  | 2022-08-12 |  | PVC | 1973 | Yes |  | 2022-08-12 |  | Non-lead
033354 | PUMPKIN CAY 8 #9 |  | Polytube | Yes |  | 2022-09-21 |  | PVC | 1973 | Yes |  | 2022-09-21 |  | Non-lead
033356 | PC2-6 MARLIN LN |  | Polytube | Yes |  | 2022-09-21 |  | PVC | 1973 | Yes |  | 2022-09-21 |  | Non-lead
033357 | PC7-11 MARLIN LN |  | Polytube | Yes |  | 2024-01-04 |  | PVC | 1973 | Yes |  | 2024-01-04 |  | Non-lead
033358 | PC7-11 MARLIN LN |  | Polytube | Yes |  | 2024-01-03 |  | PVC | 1973 | Yes |  | 2024-01-03 |  | Non-lead
033359 | PC8-12 MARLIN LN |  | Polytube | Yes |  | 2022-09-21 |  | PVC | 1973 | Yes |  | 2022-09-21 |  | Non-lead
033360 | PC14-18 MARLIN LN |  | Polytube | Yes |  | 2022-09-21 |  | PVC | 1973 | Yes |  | 2022-09-21 |  | Non-lead
033361 | PC16-24 MARLIN LN |  | Polytube | Yes |  | 2022-09-21 |  | PVC | 1973 | Yes |  | 2022-09-21 |  | Non-lead
033362 | PC20-24 MARLIN LN |  | Polytube | Yes |  | 2022-09-21 |  | PVC | 1973 | Yes |  | 2022-09-21 |  | Non-lead
033363 | PC20-24 MARLIN |  | Polytube | Yes |  | 2022-09-21 |  | PVC | 1973 | Yes |  | 2022-09-21 |  | Non-lead
033364 | PC26A/B MARLIN SPK |  | Polytube | Yes |  | 2022-09-21 |  | PVC | 1973 | Yes |  | 2022-09-21 |  | Non-lead
033366 | #13 PC26A/B MARLIN LN |  | Polytube | Yes |  | 2022-09-21 |  | PVC | 1973 | Yes |  | 2022-09-21 |  | Non-lead
033367 | PC32-36 MARLIN LN |  | Polytube | Yes |  | 2022-09-21 |  | PVC | 1973 | Yes |  | 2022-09-21 |  | Non-lead
033368 | PC32-36 MARLIN LN |  | Polytube | Yes |  | 2022-09-21 |  | PVC | 1973 | Yes |  | 2022-09-21 |  | Non-lead
033369 | PC32-36 MARLIN LN |  | Polytube | Yes |  | 2022-09-21 |  | PVC | 1974 | Yes |  | 2022-09-21 |  | Non-lead
033370 | PC32-36 MARLIN LN |  | Polytube | Yes |  | 2022-09-21 |  | PVC | 1973 | Yes |  | 2022-09-21 |  | Non-lead
033371 | 38 MARLIN LN |  | Polytube | Yes |  | 2022-09-21 |  | PVC | 1974 | Yes |  | 2022-09-21 |  | Non-lead
033372 | PC-38A PC-44B MA LN |  | Polytube | Yes |  | 2022-09-21 |  | PVC | 1974 | Yes |  | 2022-09-21 |  | Non-lead
033373 | PC-12 2ND HSE PU |  | Polytube | Yes |  | 2022-09-21 |  | PVC | 1974 | Yes |  | 2022-09-21 |  | Non-lead
033374 | . PC-50A-PC-52B MARLIN |  | Polytube | Yes |  | 2022-09-21 |  | PVC | 1974 | Yes |  | 2022-09-21 |  | Non-lead
033375 | PC12 2ND SPR MAR LN |  | Polytube | Yes |  | 2022-09-21 |  | PVC | 1974 | Yes |  | 2022-09-21 |  | Non-lead
033376 | 90 SNAPPER LN |  | Polytube | Yes |  | 2022-09-21 |  | PVC | 1979 | Yes |  | 2022-09-21 |  | Non-lead
033377 | 88 SNAPPER LN |  | Polytube | Yes |  | 2022-09-21 |  | PVC | 1979 | Yes |  | 2022-09-21 |  | Non-lead
033378 | 86 SNAPPER LN |  | Polytube | Yes |  | 2022-09-21 |  | PVC | 1979 | Yes |  | 2022-09-21 |  | Non-lead
033379 | LN PC84 84 SNAPPER |  | Polytube | Yes |  | 2024-02-07 |  | PVC | 1979 | Yes |  | 2024-02-07 |  | Non-lead
033380 | 82 SNAPPER PC CONDO LN |  | Polytube | Yes |  | 2018-08-07 |  | PVC | 1979 | Yes |  | 2018-08-07 |  | Non-lead
033381 | GARDEN 1ST SPK P |  | Polytube | Yes |  | 2022-09-21 |  | PVC | 1979 | Yes |  | 2022-09-21 |  | Non-lead
033382 | 80 PUMPKIN CAY RD |  | Polytube | Yes |  | 2022-09-21 |  | PVC | 1979 | Yes |  | 2022-09-21 |  | Non-lead
033383 | 78 PUMPKIN CAY RD |  | Polytube | Yes |  | 2022-09-21 |  | PVC | 1979 | Yes |  | 2022-09-21 |  | Non-lead
033384 | GARDEN PC76 PU |  | Polytube | Yes |  | 2022-09-21 |  | PVC | 1979 | Yes |  | 2022-09-21 |  | Non-lead
033385 | 74 PUMPKIN CAY COND |  | Polytube | Yes |  | 2022-09-21 |  | PVC | 1979 | Yes |  | 2022-09-21 |  | Non-lead
033386 | 72 PUMPKIN CAY GARDEN Rd |  | Polytube | Yes |  | 2022-09-21 |  | PVC | 1979 | Yes |  | 2022-09-21 |  | Non-lead
033387 | 70 PUMPKIN CAY RD |  | Polytube | Yes |  | 2022-09-21 |  | PVC | 1979 | Yes |  | 2022-09-21 |  | Non-lead
033388 | RD 68 PUMPKIN CAY |  | Polytube | Yes |  | 2022-09-21 |  | PVC | 1979 | Yes |  | 2022-09-21 |  | Non-lead
033389 | UNIT PC-66 GARDEN MARLIN LN |  | Polytube | Yes |  | 2022-09-21 |  | PVC | 1979 | Yes |  | 2022-09-21 |  | Non-lead
033390 | 64 MARLIN PC64 AVE |  | Polytube | Yes |  | 2022-09-21 |  | PVC | 1979 | Yes |  | 2022-09-21 |  | Non-lead
033391 | 62 MARLIN LN |  | Polytube | Yes |  | 2022-09-21 |  | PVC | 1979 | Yes |  | 2022-09-21 |  | Non-lead
033392 | 64 MARLIN LN |  | Polytube | Yes |  | 2022-09-21 |  | PVC | 1979 | Yes |  | 2022-09-21 |  | Non-lead
033393 | PC 60 60 MARLIN LN |  | Polytube | Yes |  | 2022-09-21 |  | PVC | 1979 | Yes |  | 2022-09-21 |  | Non-lead
033394 | 58 MARLIN DR PUMPKIN CAY |  | Polytube | Yes |  | 2022-09-21 |  | PVC | 1979 | Yes |  | 2022-09-21 |  | Non-lead
033395 | 56 MARLIN LN / GARDEN PC56 |  | Polytube | Yes |  | 2022-09-21 |  | PVC | 1979 | Yes |  | 2022-09-21 |  | Non-lead
033396 | 54 MARLIN LN |  | Polytube | Yes |  | 2022-09-21 |  | PVC | 1979 | Yes |  | 2022-09-21 |  | Non-lead
033397 | PC-10 1ST SPRINK |  | Polytube | Yes |  | 2022-09-21 |  | PVC | 1974 | Yes |  | 2022-09-21 |  | Non-lead
033398 | 93A-95A SNAPPER |  | Polytube | Yes |  | 2022-09-21 |  | PVC | 1974 | Yes |  | 2022-09-21 |  | Non-lead
033399 | 89A-91B SNAPPER LN PC 89A-91B LN |  | Polytube | Yes |  | 2022-09-21 |  | PVC | 1974 | Yes |  | 2022-09-21 |  | Non-lead
033400 | PC-81 PC-83 SNAP LN |  | Polytube | Yes |  | 2022-09-21 |  | PVC | 1974 | Yes |  | 2022-09-21 |  | Non-lead
033401 | SNAPPER PC10 LN |  | Polytube | Yes |  | 2022-09-21 |  | PVC | 1974 | Yes |  | 2022-09-21 |  | Non-lead
033402 | PC10 4TH HOUSE S LN |  | Polytube | Yes |  | 2022-09-21 |  | PVC | 1974 | Yes |  | 2022-09-21 |  | Non-lead
033403 | SNAPPER PC-10 LN |  | Polytube | Yes |  | 2022-08-15 |  | PVC | 1974 | Yes |  | 2022-08-15 |  | Non-lead
033404 | PC10 5TH HOUSE S LN |  | Polytube | Yes |  | 2022-09-21 |  | PVC | 1974 | Yes |  | 2022-09-21 |  | Non-lead
033405 | PC10 6TH HOUSE P LN |  | Polytube | Yes |  | 2024-07-01 |  | PVC | 1974 | Yes |  | 2024-07-01 |  | Non-lead
033406 | PC-10 4TH SPRINK |  | Polytube | Yes |  | 2022-09-21 |  | PVC | 1974 | Yes |  | 2022-09-21 |  | Non-lead
033407 | PC-10 POOL PUMP |  | Polytube | Yes |  | 2022-09-21 |  | PVC | 1974 | Yes |  | 2022-09-21 |  | Non-lead
033408 | PC-10 5TH SPRINK |  | Polytube | Yes |  | 2022-09-21 |  | PVC | 1974 | Yes |  | 2022-09-21 |  | Non-lead
033409 | PC 69A- 71B END RD |  | Polytube | Yes |  | 2022-09-21 |  | PVC | 1974 | Yes |  | 2022-09-21 |  | Non-lead
033410 | PC10 8TH HOUSE |  | Polytube | Yes |  | 2022-09-21 |  | PVC | 1974 | Yes |  | 2022-09-21 |  | Non-lead
033411 | PC-10 6TH SPRINKLER Dr |  | Polytube | Yes |  | 2022-09-21 |  | PVC | 1974 | Yes |  | 2022-09-21 |  | Non-lead
033412 | PC61A-PC63B |  | Polytube | Yes |  | 2022-09-21 |  | PVC | 1975 | Yes |  | 2022-09-21 |  | Non-lead
033413 | A 33 PUMPKIN CAY 1ST HOUSE Rd |  | Polytube | Yes |  | 2022-09-21 |  | PVC | 1974 | Yes |  | 2022-09-21 |  | Non-lead
033414 | PC9 2ND HOUSE P |  | Polytube | Yes |  | 2022-09-21 |  | PVC | 1975 | Yes |  | 2022-09-21 |  | Non-lead
033415 | PC 9 1ST SPRINKL |  | Polytube | Yes |  | 2022-09-21 |  | PVC | 1975 | Yes |  | 2022-09-21 |  | Non-lead
033416 | A 33 PUMPKIN CAY 3RD HOUSE Rd |  | Polytube | Yes |  | 2022-09-21 |  | PVC | 1975 | Yes |  | 2022-09-21 |  | Non-lead
033417 | . PC 9 2D SPRINKER Dr |  | Polytube | Yes |  | 2022-09-21 |  | PVC | 1975 | Yes |  | 2022-09-21 |  | Non-lead
033418 | #9 PUMPKIN CAY RD |  | Polytube | Yes |  | 2022-09-21 |  | PVC | 1975 | Yes |  | 2022-09-21 |  | Non-lead
033419 | PC 9 5TH HOUSE |  | Polytube | Yes |  | 2022-09-21 |  | PVC | 1975 | Yes |  | 2022-09-21 |  | Non-lead
033420 | #1 PC 9 6TH HOUSE |  | Polytube | Yes |  | 2022-09-21 |  | PVC | 1975 | Yes |  | 2022-09-21 |  | Non-lead
033421 | #2 PC9 6TH HOUSE |  | Polytube | Yes |  | 2022-09-21 |  | PVC | 1973 | Yes |  | 2022-09-21 |  | Non-lead
033422 | CONDO 304 CREEK HOUSE |  | Polytube | Yes |  | 2022-09-26 |  | PVC | 1979 | Yes |  | 2022-09-26 |  | Non-lead
033423 | CREEK HOUSE COND |  | Polytube | Yes |  | 2022-09-26 |  | PVC | 1979 | Yes |  | 2022-09-26 |  | Non-lead
033424 | #2 CREEKHOUSE SPK |  | Polytube | Yes |  | 2022-09-21 |  | PVC | 1979 | Yes |  | 2022-09-21 |  | Non-lead
033425 | 16 SUNRISE CAY DR |  | Polytube | Yes |  | 2022-09-21 |  | PVC | 1984 | Yes |  | 2022-09-21 |  | Non-lead
033426 | 23 SUNRISE CAY DR |  | Polytube | Yes |  | 2022-09-21 |  | PVC | 1983 | Yes |  | 2022-09-21 |  | Non-lead
033427 | 11 N PELICAN DR |  | Polytube | Yes |  | 2022-09-21 |  | PVC | 1983 | Yes |  | 2022-09-21 |  | Non-lead
033428 | 7 S PELICAN DR |  | Unknown, Non-Lead | Yes |  | 2018-10-05 |  | Unknown, Non-Lead | 2009 | Yes |  | 2018-10-05 |  | Non-lead
033429 | 9A-B UNITS LAN |  | Polytube | Yes |  | 2022-09-26 |  | PVC | 1983 | Yes |  | 2022-09-26 |  | Non-lead
033430 | 10 FISHERMANS COVE |  | Polytube | Yes |  | 2022-09-26 |  | PVC | 1983 | Yes |  | 2022-09-26 |  | Non-lead
033431 | 11A&B FISHERMANS COVE |  | Polytube | Yes |  | 2022-09-26 |  | PVC | 1983 | Yes |  | 2022-09-26 |  | Non-lead
033432 | 12A&B FISHERMANS COVE |  | Polytube | Yes |  | 2022-09-26 |  | PVC | 1983 | Yes |  | 2022-09-26 |  | Non-lead
033433 | 13A&B FISHERMANS COVE |  | Polytube | Yes |  | 2022-09-26 |  | PVC | 1983 | Yes |  | 2022-09-26 |  | Non-lead
033434 | 14A&B FISHERMANS COVE |  | Polytube | Yes |  | 2022-09-26 |  | PVC | 1983 | Yes |  | 2022-09-26 |  | Non-lead
033435 | BLD 15-16 1 LANDINGS A FISHERMANS COVE |  | Polytube | Yes |  | 2022-09-26 |  | PVC | 1983 | Yes |  | 2022-09-26 |  | Non-lead
033436 | FISHERMANS COVE |  | Polytube | Yes |  | 2022-09-26 |  | PVC | 1983 | Yes |  | 2022-09-26 |  | Non-lead
033437 | 16 FISHERMANS COVE |  | Polytube | Yes |  | 2022-09-26 |  | PVC | 1983 | Yes |  | 2022-09-26 |  | Non-lead
033438 | FISHERMANS COVE |  | Polytube | Yes |  | 2022-09-26 |  | PVC | 1980 | Yes |  | 2022-09-26 |  | Non-lead
033439 | FISHERMANS COVE |  | Polytube | Yes |  | 2022-09-26 |  | PVC | 1980 | Yes |  | 2022-09-26 |  | Non-lead
033440 | FISHERMANS COVE |  | Polytube | Yes |  | 2022-09-26 |  | PVC | 1980 | Yes |  | 2022-09-26 |  | Non-lead
033441 | FISHERMANS COVE |  | Polytube | Yes |  | 2022-09-26 |  | PVC | 1980 | Yes |  | 2022-09-26 |  | Non-lead
033442 | FISHERMANS COVE |  | Polytube | Yes |  | 2023-02-13 |  | PVC | 1980 | Yes |  | 2023-02-13 |  | Non-lead
033443 | FISHERMANS COVE |  | Polytube | Yes |  | 2022-09-26 |  | PVC | 1980 | Yes |  | 2022-09-26 |  | Non-lead
033444 | FISHERMANS COVE |  | Polytube | Yes |  | 2022-09-26 |  | PVC | 1980 | Yes |  | 2022-09-26 |  | Non-lead
033445 | BLDG 23 FISHERMANS COVE |  | Polytube | Yes |  | 2022-09-26 |  | PVC | 1980 | Yes |  | 2022-09-26 |  | Non-lead
033446 | FISHERMANS COVE |  | Polytube | Yes |  | 2023-02-13 |  | PVC | 1980 | Yes |  | 2023-02-13 |  | Non-lead
033447 | FISHERMANS COVE |  | Polytube | Yes |  | 2022-09-21 |  | PVC | 1983 | Yes |  | 2022-09-21 |  | Non-lead
033448 | FISHERMANS COVE |  | Polytube | Yes |  | 2022-09-21 |  | PVC | 1983 | Yes |  | 2022-09-21 |  | Non-lead
033449 | BLDG 26 FISHERMANS COVE |  | Polytube | Yes |  | 2022-09-21 |  | PVC | 1983 | Yes |  | 2022-09-21 |  | Non-lead
033450 | FISHERMANS COVE |  | Polytube | Yes |  | 2022-09-21 |  | PVC | 1983 | Yes |  | 2022-09-21 |  | Non-lead
033451 | 28 FISHERMANS COVE |  | Polytube | Yes |  | 2022-09-21 |  | PVC | 1983 | Yes |  | 2022-09-21 |  | Non-lead
033452 | FISHERMANS COVE |  | Polytube | Yes |  | 2022-09-21 |  | PVC | 1983 | Yes |  | 2022-09-21 |  | Non-lead
033453 | FISHERMANS COVE |  | Polytube | Yes |  | 2024-04-10 |  | PVC | 1980 | Yes |  | 2024-04-10 |  | Non-lead
033454 | #30 FISHERMANS COVE |  | Polytube | Yes |  | 2022-09-21 |  | PVC | 1983 | Yes |  | 2022-09-21 |  | Non-lead
033457 | 1 HARBOUR HOUSE |  | PVC | Yes |  | 2023-06-20 |  | Stainless | 1978 | Yes |  | 2023-06-20 |  | Non-lead
033461 | RACQUET CLUB 212 ANCHOR Dr |  | Unknown, Non-Lead | Yes |  | 2021-10-07 |  | Unknown, Non-Lead | 2014 | Yes |  | 2021-10-07 |  | Non-lead
033463 | HANGAR BARRACUDA LN |  | Unknown | Yes |  | 2022-09-21 |  | Unknown | 1983 | Yes |  | 2022-09-21 |  | Lead Status Unknown
033464 | TENNIS-HEALTH 314 ANCHOR SPRINKLER Dr |  | Unknown, Non-Lead | Yes |  | 2021-09-29 |  | Unknown, Non-Lead | 2015 | Yes |  | 2021-09-29 |  | Non-lead
033465 | HEALTH CLUB/TENN |  | Unknown, Non-Lead | Yes |  | 2023-02-06 |  | Unknown, Non-Lead | 2015 | Yes |  | 2023-02-06 |  | Non-lead
033466 | TENNIS-HEALTH 314 ANCHOR SPK 2 Dr |  | PVC | Yes |  | 2023-06-02 |  | PVC | 2015 | Yes |  | 2023-06-02 |  | Non-lead
033468 | FIRE STATION OC |  | Unknown, Non-Lead | Yes |  | 2020-06-08 |  | Unknown, Non-Lead | 2004 | Yes |  | 2020-06-08 |  | Non-lead
033469 | AIRPORT TERMINAL |  | Polytube | Yes |  | 2022-09-21 |  | PVC |  | Yes |  | 2022-09-21 |  | Non-lead
033471 | DOLPHIN CRSE R/R |  | Unknown, Non-Lead | Yes |  | 2020-08-10 |  | Unknown, Non-Lead | 2019 | Yes |  | 2020-08-10 |  | Non-lead
033472 | 2 COUNTRY CLUB RD |  | Unknown, Non-Lead | Yes |  | 2018-09-05 |  | Unknown, Non-Lead | 2019 | Yes |  | 2018-09-05 |  | Non-lead
033473 | 1 COUNTRY CLUB RD |  | Polytube | Yes |  | 2022-10-03 |  | PVC | 1980 | Yes |  | 2022-10-03 |  | Non-lead
033474 | 3 COUNTRY CLUB RD |  | Unknown, Non-Lead | Yes |  | 2020-06-19 |  | PVC | 2019 | Yes |  | 2020-06-19 |  | Non-lead
033475 | 4 COUNTRY CLUB RD |  | Polytube | Yes |  | 2023-02-13 |  | PVC | 1969 | Yes |  | 2023-02-13 |  | Non-lead
033477 | 12 COUNTRY CLUB RD |  | Polytube | Yes |  | 2024-02-09 |  | PVC | 1979 | Yes |  | 2024-02-09 |  | Non-lead
033478 | 14 COUNTRY CLUB RD |  | Polytube | Yes |  | 2022-12-15 |  | Copper | 1965 | Yes |  | 2022-12-15 |  | Non-lead
033479 | 18 COUNTRY CLUB RD |  | Polytube | Yes |  | 2022-12-15 |  | PVC | 1964 | Yes |  | 2022-12-15 |  | Non-lead
033480 | 20 COUNTRY CLUB RD |  | Polytube | Yes |  | 2022-08-10 |  | PVC | 1975 | Yes |  | 2022-08-10 |  | Non-lead
033481 | 22 COUNTRY CLUB RD |  | Polytube | Yes |  | 2022-09-30 |  | PVC | 1973 | Yes |  | 2022-09-30 |  | Non-lead
033482 | 24 COUNTRY CLUB RD |  | Polytube | Yes |  | 2022-09-30 |  | PVC | 1965 | Yes |  | 2022-09-30 |  | Non-lead
033483 | 26 COUNTRY CLUB RD |  | Polytube | Yes |  | 2022-09-30 |  | PVC | 1965 | Yes |  | 2022-09-30 |  | Non-lead
033484 | 28 COUNTRY CLUB RD |  | Polytube | Yes |  | 2023-02-13 |  | PVC | 1973 | Yes |  | 2023-02-13 |  | Non-lead
033485 | 30 COUNTRY CLUB RD |  | Polytube | Yes |  | 2022-09-30 |  | PVC | 1960 | Yes |  | 2022-09-30 |  | Non-lead
033486 | 100 COUNTRY CLUB DR CLUBHOUSE |  | Unknown, Non-Lead | Yes |  | 2020-09-08 |  | Unknown, Non-Lead | 2007 | Yes |  | 2020-09-08 |  | Non-lead
033487 | 1 W SNAPPER POINT DR |  | Polytube | Yes |  | 2022-09-30 |  | PVC | 1983 | Yes |  | 2022-09-30 |  | Non-lead
033488 | 2 W SNAPPER POINT DR |  | Polytube | Yes |  | 2022-11-17 |  | PVC | 1984 | Yes |  | 2022-11-17 |  | Non-lead
033489 | DOCK 2 W SNAPPER POINT DR |  | Polytube | Yes |  | 2023-02-13 |  | PVC | 1984 | Yes |  | 2023-02-13 |  | Non-lead
033490 | 3 W SNAPPER POINT DR |  | Polytube | Yes |  | 2022-09-30 |  | PVC | 1978 | Yes |  | 2022-09-30 |  | Non-lead
033491 | 4 W SNAPPER POINT DR |  | Polytube | Yes |  | 2023-02-14 |  | PVC | 1982 | Yes |  | 2023-02-14 |  | Non-lead
033493 | 6 W SNAPPER POINT DR |  | Unknown, Non-Lead | Yes |  | 2021-09-07 |  | Unknown, Non-Lead | 2003 | Yes |  | 2021-09-07 |  | Non-lead
033494 | 7 W SNAPPER POINT DR |  | Polytube | Yes |  | 2023-02-14 |  | PVC | 1978 | Yes |  | 2023-02-14 |  | Non-lead
033495 | 9 W SNAPPER POINT DR |  | Polytube | Yes |  | 2022-09-30 |  | PVC | 1978 | Yes |  | 2022-09-30 |  | Non-lead
033496 | 10 W SNAPPER POINT DR |  | Unknown, Non-Lead | Yes |  | 2019-05-01 |  | Unknown, Non-Lead | 2006 | Yes |  | 2019-05-01 |  | Non-lead
033497 | 12 W SNAPPER POINT DR |  | Polytube | Yes |  | 2022-09-30 |  | PVC | 1977 | Yes |  | 2022-09-30 |  | Non-lead
033498 | SPRKLR 12 W SNAPPER POINT DR |  | Polytube | Yes |  | 2022-08-15 |  | PVC | 1977 | Yes |  | 2022-08-15 |  | Non-lead
033499 | 14 W SNAPPER POINT DR |  | Polytube | Yes |  | 2022-12-15 |  | PVC | 1976 | Yes |  | 2022-12-15 |  | Non-lead
033500 | 13 W SNAPPER POINT Dr |  | Polytube | Yes |  | 2022-12-15 |  | PVC | 1976 | Yes |  | 2022-12-15 |  | Non-lead
033501 | HOUSE 15 W SNAPPER POINT DR |  | Polytube | Yes |  | 2023-02-14 |  | PVC | 1977 | Yes |  | 2023-02-14 |  | Non-lead
033502 | SPRKLR 15 W SNAPPER POINT DR |  | Polytube | Yes |  | 2023-02-13 |  | PVC | 1976 | Yes |  | 2023-02-13 |  | Non-lead
033503 | SPRKLR 16 W SNAPPER POINT DR |  | Unknown, Non-Lead | Yes |  | 2018-07-16 |  | Unknown, Non-Lead | 2017 | Yes |  | 2018-07-16 |  | Non-lead
033504 | 18 W SNAPPER POINT DR |  | Polytube | Yes |  | 2022-11-30 |  | PVC | 1978 | Yes |  | 2022-11-30 |  | Non-lead
033505 | 19 E SNAPPER POINT DR |  | Polytube | Yes |  | 2023-07-25 |  | PVC | 2003 | Yes |  | 2023-07-25 |  | Non-lead
033507 | 20 E SNAPPER POINT DR |  | Polytube | Yes |  | 2020-07-15 |  | PVC | 2012 | Yes |  | 2020-07-15 |  | Non-lead
033508 | 21 E SNAPPER POINT DR |  | Unknown, Non-Lead | Yes |  | 2020-03-13 |  | Unknown, Non-Lead | 2016 | Yes |  | 2020-03-13 |  | Non-lead
033509 | 22 E SNAPPER PT DR |  | Polytube | Yes |  | 2019-01-14 |  | PVC | 2011 | Yes |  | 2019-01-14 |  | Non-lead
033510 | 23 E SNAPPER POINT DR |  | Unknown, Non-Lead | No |  |  |  | Unknown, Non-Lead | 1992 | No |  |  |  | Non-lead
033511 | 25 E SNAPPER POINT DR |  | Polytube | Yes |  | 2022-07-05 |  | PVC | 1978 | Yes |  | 2022-07-05 |  | Non-lead
033512 | HOUSE 26 E SNAPPER POINT DR |  | Polytube | Yes |  | 2024-01-19 |  | PVC | 1978 | Yes |  | 2024-01-19 |  | Non-lead
033513 | SPRKLR 26 E SNAPPER POINT DR |  | Polytube | Yes |  | 2023-02-14 |  | PVC | 1978 | Yes |  | 2023-02-14 |  | Non-lead
033514 | 27 E SNAPPER POINT RD |  | Polytube | Yes |  | 2023-02-14 |  | PVC | 1980 | Yes |  | 2023-02-14 |  | Non-lead
033515 | 28 E SNAPPER POINT DR |  | Polytube | Yes |  | 2023-02-14 |  | PVC | 1980 | Yes |  | 2023-02-14 |  | Non-lead
033516 | 29 E SNAPPER PT DR |  | Polytube | Yes |  | 2023-02-14 |  | PVC | 1982 | Yes |  | 2023-02-14 |  | Non-lead
033517 | 30 E SNAPPER POINT DR |  | Polytube | Yes |  | 2023-02-14 |  | PVC | 1982 | Yes |  | 2023-02-14 |  | Non-lead
033518 | 31 E SNAPPER POINT DR |  | Polytube | Yes |  | 2022-08-15 |  | PVC | 1982 | Yes |  | 2022-08-15 |  | Non-lead
033519 | 32 E SNAPPER POINT DR |  | Polytube | Yes |  | 2022-09-30 |  | PVC | 1977 | Yes |  | 2022-09-30 |  | Non-lead
033520 | 33 E SNAPPER POINT DR |  | Polytube | Yes |  | 2022-11-15 |  | Polytube | 1977 | Yes |  | 2022-11-15 |  | Non-lead
033521 | 34 E SNAPPER POINT DR |  | Polytube | Yes |  | 2023-02-14 |  | PVC | 1978 | Yes |  | 2023-02-14 |  | Non-lead
033522 | 35 E SNAPPER POINT DR |  | Polytube | Yes |  | 2023-02-14 |  | PVC | 1984 | Yes |  | 2023-02-14 |  | Non-lead
033523 | 37 W SNAPPER POINT DR |  | Unknown, Non-Lead | Yes |  | 2022-12-12 |  | PVC | 2001 | Yes |  | 2022-12-12 |  | Non-lead
033524 | 38 W SNAPPER POINT DR |  | Polytube | Yes |  | 2024-06-21 |  | PVC | 1980 | Yes |  | 2024-06-21 |  | Non-lead
033526 | 1 SUNSET CAY RD |  | Unknown, Non-Lead | No |  |  |  | Unknown, Non-Lead | 2003 | No |  |  |  | Non-lead
033527 | 3 SUNSET CAY RD |  | Polytube | Yes |  | 2023-02-14 |  | PVC | 1966 | Yes |  | 2023-02-14 |  | Non-lead
033528 | 5 SUNSET CAY RD |  | Polytube | Yes |  | 2023-04-21 |  | PVC | 1966 | Yes |  | 2023-04-21 |  | Non-lead
033529 | 7 SUNSET CAY Rd |  | Unknown, Non-Lead | Yes |  | 2023-04-21 |  | PVC | 2002 | Yes |  | 2023-04-21 |  | Non-lead
033530 | 9 SUNSET CAY RD |  | Polytube | Yes |  | 2023-02-14 |  | PVC | 1967 | Yes |  | 2023-02-14 |  | Non-lead
033531 | 11 SUNSET CAY RD |  | Polytube | Yes |  | 2023-02-14 |  | PVC | 1969 | Yes |  | 2023-02-14 |  | Non-lead
033532 | 13 SUNSET CAY RD |  | Polytube | Yes |  | 2023-02-14 |  | PVC | 1968 | Yes |  | 2023-02-14 |  | Non-lead
033533 | 15 SUNSET CAY RD |  | Polytube | Yes |  | 2023-02-14 |  | PVC | 1968 | Yes |  | 2023-02-14 |  | Non-lead
033534 | 17 SUNSET CAY RD |  | Polytube | Yes |  | 2023-02-14 |  | PVC | 1970 | Yes |  | 2023-02-14 |  | Non-lead
033535 | 19 SUNSET CAY RD |  | Polytube | Yes |  | 2023-02-14 |  | PVC | 1970 | Yes |  | 2023-02-14 |  | Non-lead
033536 | 23 SUNSET CAY RD |  | Unknown, Non-Lead | Yes |  | 2017-12-18 |  | PVC | 2005 | Yes |  | 2017-12-18 |  | Non-lead
033537 | DOCK 23 SUNSET CAY RD |  | Unknown, Non-Lead | Yes |  | 2022-05-09 |  | Unknown, Non-Lead | 1994 | Yes |  | 2022-05-09 |  | Non-lead
033538 | 40 SUNSET CAY RD |  | Unknown, Non-Lead | Yes |  | 2018-08-09 |  | Unknown, Non-Lead | 1994 | Yes |  | 2018-08-09 |  | Non-lead
033539 | 38 SUNSET CAY Rd |  | Unknown, Non-Lead | Yes |  | 2020-08-05 |  | Unknown, Non-Lead | 1994 | Yes |  | 2020-08-05 |  | Non-lead
033540 | 36 SUNSET CAY RD |  | Unknown, Non-Lead | Yes |  | 2019-11-04 |  | Unknown, Non-Lead | 2007 | Yes |  | 2019-11-04 |  | Non-lead
033541 | 34 SUNSET CAY RD |  | Unknown, Non-Lead | Yes |  | 2018-10-09 |  | Unknown, Non-Lead | 2007 | Yes |  | 2018-10-09 |  | Non-lead
033542 | 32 SUNSET CAY RD |  | Polytube | Yes |  | 2023-02-14 |  | PVC | 1971 | Yes |  | 2023-02-14 |  | Non-lead
033543 | 30 SUNSET CAY RD |  | Polytube | Yes |  | 2022-12-15 |  | PVC | 1971 | Yes |  | 2022-12-15 |  | Non-lead
033544 | 28 SUNSET CAY RD |  | Unknown, Non-Lead | No |  |  |  | Unknown, Non-Lead | 1994 | No |  |  |  | Non-lead
033545 | 26 SUNSET CAY RD |  | Polytube | Yes |  | 2022-12-15 |  | PVC | 1968 | Yes |  | 2022-12-15 |  | Non-lead
033546 | 24 SUNSET CAY RD |  | Unknown, Non-Lead | Yes |  | 2019-10-10 |  | Unknown, Non-Lead | 2018 | Yes |  | 2019-10-10 |  | Non-lead
033547 | 20 SUNSET CAY RD |  | Polytube | Yes |  | 2022-09-30 |  | PVC | 1973 | Yes |  | 2022-09-30 |  | Non-lead
033548 | 16 SUNSET CAY RD |  | Polytube | Yes |  | 2022-09-30 |  | PVC | 1973 | Yes |  | 2022-09-30 |  | Non-lead
033549 | 14 SUNSET CAY RD |  | Polytube | Yes |  | 2022-09-30 |  | PVC | 1980 | Yes |  | 2022-09-30 |  | Non-lead
033550 | 12 SUNSET CAY RD |  | Polytube | Yes |  | 2022-09-30 |  | PVC | 1966 | Yes |  | 2022-09-30 |  | Non-lead
033551 | 10 SUNSET CAY RD |  | Polytube | Yes |  | 2022-09-30 |  | PVC | 1966 | Yes |  | 2022-09-30 |  | Non-lead
033552 | 8 SUNSET CAY RD |  | Polytube | Yes |  | 2022-09-30 |  | PVC | 1971 | Yes |  | 2022-09-30 |  | Non-lead
033553 | 2 SUNSET CAY RD |  | Unknown, Non-Lead | Yes |  | 2019-12-05 |  | PVC | 1996 | Yes |  | 2019-12-05 |  | Non-lead
033554 | 10 CANNON POINT RD |  | Polytube | Yes |  | 2023-02-13 |  | PVC |  | Yes |  | 2023-02-13 |  | Non-lead
033555 | 41 BAY RIDGE RD |  | Unknown, Non-Lead | Yes |  | 2017-07-19 |  | Unknown, Non-Lead | 2007 | Yes |  | 2017-07-19 |  | Non-lead
033556 | 39 BAY RIDGE RD |  | Polytube | Yes |  | 2022-10-03 |  | PVC | 1972 | Yes |  | 2022-10-03 |  | Non-lead
033557 | 37 BAY RIDGE PTL2L3 RD |  | Polytube | Yes |  | 2022-10-03 |  | PVC | 1960 | Yes |  | 2022-10-03 |  | Non-lead
033558 | 38 BAY RIDGE RD |  | Polytube | Yes |  | 2022-08-02 |  | PVC | 1965 | Yes |  | 2022-08-02 |  | Non-lead
033559 | 36 BAYRIDGE RD |  | Polytube | Yes |  | 2022-10-03 |  | PVC | 1962 | Yes |  | 2022-10-03 |  | Non-lead
033560 | 21 COUNTRY CLUB RD |  | Polytube | Yes |  | 2023-02-13 |  | PVC | 1965 | Yes |  | 2023-02-13 |  | Non-lead
033561 | 34 BAY RIDGE RD |  | Polytube | Yes |  | 2022-10-03 |  | PVC | 1973 | Yes |  | 2022-10-03 |  | Non-lead
033562 | 35 BAYRIDGE RD |  | Unknown, Non-Lead | Yes |  | 2022-05-13 |  | PVC | 2000 | Yes |  | 2022-05-13 |  | Non-lead
033563 | 33 BAY RIDGE RD |  | Polytube | Yes |  | 2024-04-10 |  | PVC | 1962 | Yes |  | 2024-04-10 |  | Non-lead
033564 | 31 BAY RIDGE RD |  | Unknown, Non-Lead | Yes |  | 2021-03-08 |  | PVC | 2000 | Yes |  | 2021-03-08 |  | Non-lead
033565 | 29 BAY RIDGE RD |  | Unknown, Non-Lead | Yes |  | 2019-10-15 |  | PVC | 2006 | Yes |  | 2019-10-15 |  | Non-lead
033566 | 24 PERKY RD |  | Polytube | Yes |  | 2022-10-03 |  | PVC | 1968 | Yes |  | 2022-10-03 |  | Non-lead
033567 | 19 COUNTRY CLUB RD |  | Polytube | Yes |  | 2023-02-13 |  | PVC | 1982 | Yes |  | 2023-02-13 |  | Non-lead
033568 | 32 BAY RIDGE RD |  | Unknown, Non-Lead | Yes |  | 2017-01-18 |  | Unknown, Non-Lead | 1988 | Yes |  | 2017-01-18 |  | Non-lead
033569 | 22 PERKY RD |  | Polytube | Yes |  | 2022-10-03 |  | PVC | 1968 | Yes |  | 2022-10-03 |  | Non-lead
033570 | 15 COUNTRY CLUB RD |  | Polytube | Yes |  | 2022-09-30 |  | PVC | 1981 | Yes |  | 2022-09-30 |  | Non-lead
033571 | 20 PERKY RD |  | Polytube | Yes |  | 2022-10-03 |  | PVC | 1965 | Yes |  | 2022-10-03 |  | Non-lead
033572 | 15 GOLF TERR |  | Polytube | Yes |  | 2022-10-03 |  | PVC | 1975 | Yes |  | 2022-10-03 |  | Non-lead
033573 | 18 PERKY RD |  | Polytube | Yes |  | 2022-10-03 |  | PVC | 1973 | Yes |  | 2022-10-03 |  | Non-lead
033574 | HOSE & SPRKL 13 GOLF TER |  | Polytube | Yes |  | 2022-10-03 |  | PVC | 1987 | Yes |  | 2022-10-03 |  | Non-lead
033575 | 16 PERKY RD |  | Polytube | Yes |  | 2022-10-03 |  | PVC | 1978 | Yes |  | 2022-10-03 |  | Non-lead
033576 | 14 PERKY RD |  | Polytube | Yes |  | 2022-10-03 |  | PVC | 1970 | Yes |  | 2022-10-03 |  | Non-lead
033577 | 11 GOLF TERR |  | Polytube | Yes |  | 2022-10-03 |  | PVC | 1979 | Yes |  | 2022-10-03 |  | Non-lead
033578 | 20 BAY RIDGE RD |  | Polytube | Yes |  | 2022-10-03 |  | PVC | 1973 | Yes |  | 2022-10-03 |  | Non-lead
033579 | 11 PERKY RD |  | Polytube | Yes |  | 2022-10-03 |  | PVC | 1978 | Yes |  | 2022-10-03 |  | Non-lead
033580 | 13 PERKY RD |  | Polytube | Yes |  | 2022-10-03 |  | PVC | 1982 | Yes |  | 2022-10-03 |  | Non-lead
033581 | 3/4 22 BAY RIDGE RD |  | Polytube | Yes |  | 2022-10-03 |  | PVC | 1981 | Yes |  | 2022-10-03 |  | Non-lead
033582 | 24 BAY RIDGE RD |  | Polytube | Yes |  | 2022-10-03 |  | PVC | 1981 | Yes |  | 2022-10-03 |  | Non-lead
033583 | 15 PERKY RD |  | Polytube | Yes |  | 2022-12-15 |  | PVC | 1970 | Yes |  | 2022-12-15 |  | Non-lead
033584 | 26 BAY RIDGE RD |  | Polytube | Yes |  | 2023-02-14 |  | PVC | 1971 | Yes |  | 2023-02-14 |  | Non-lead
033585 | 17 PERKY RD |  | Polytube | Yes |  | 2022-10-03 |  | PVC | 1980 | Yes |  | 2022-10-03 |  | Non-lead
033586 | 19 PERKY RD |  | Polytube | Yes |  | 2022-10-03 |  | PVC | 1980 | Yes |  | 2022-10-03 |  | Non-lead
033588 | 28 BAY RIDGE RD |  | Polytube | Yes |  | 2023-02-14 |  | PVC | 1968 | Yes |  | 2023-02-14 |  | Non-lead
033589 | 30 BAY RIDGE RD |  | Polytube | Yes |  | 2023-02-14 |  | PVC | 1981 | Yes |  | 2023-02-14 |  | Non-lead
033590 | 25 BAY RIDGE RD |  | Polytube | Yes |  | 2022-10-03 |  | PVC | 1979 | Yes |  | 2022-10-03 |  | Non-lead
033591 | 23 BAY RIDGE ROAD |  | Polytube | Yes |  | 2022-10-03 |  | PVC | 1979 | Yes |  | 2022-10-03 |  | Non-lead
033592 | 21 BAY RIDGE RD |  | Polytube | Yes |  | 2023-02-14 |  | PVC | 1979 | Yes |  | 2023-02-14 |  | Non-lead
033593 | 19 BAY RIDGE RD |  | Unknown, Non-Lead | Yes |  | 2024-01-26 |  | Unknown, Non-Lead | 1988 | Yes |  | 2024-01-26 |  | Non-lead
033594 | 17 BAY RIDGE RD |  | Unknown, Non-Lead | Yes |  | 2019-06-11 |  | Unknown, Non-Lead | 2009 | Yes |  | 2019-06-11 |  | Non-lead
033595 | 15 BAY RIDGE RD |  | Unknown, Non-Lead | Yes |  | 2022-07-11 |  | Unknown, Non-Lead | 1995 | Yes |  | 2022-07-11 |  | Non-lead
033596 | 11 BAY RIDGE RD |  | Polytube | Yes |  | 2023-02-14 |  | PVC | 1962 | Yes |  | 2023-02-14 |  | Non-lead
033597 | 9 BAY RIDGE RD |  | Unknown, Non-Lead | Yes |  | 2022-11-17 |  | Unknown, Non-Lead | 1998 | Yes |  | 2022-11-17 |  | Non-lead
033598 | 1 KNOLL LN |  | Unknown, Non-Lead | Yes |  | 2022-06-10 |  | PVC | 2018 | Yes |  | 2022-06-10 |  | Non-lead
033599 | 3 KNOLL LN |  | Unknown, Non-Lead | Yes |  | 2018-08-08 |  | Unknown, Non-Lead | 2018 | Yes |  | 2018-08-08 |  | Non-lead
033600 | 4 KNOLL LN |  | Unknown, Non-Lead | Yes |  | 2018-04-13 |  | PVC | 2000 | Yes |  | 2018-04-13 |  | Non-lead
033601 | 6 KNOLL LN |  | Unknown, Non-Lead | Yes |  | 2020-01-30 |  | Unknown, Non-Lead | 2000 | Yes |  | 2020-01-30 |  | Non-lead
033602 | 5 KNOLL LN |  | Polytube | Yes |  | 2023-02-14 |  | PVC | 1962 | Yes |  | 2023-02-14 |  | Non-lead
033603 | 7 KNOLL LN |  | Polytube | Yes |  | 2023-02-14 |  | PVC | 1962 | Yes |  | 2023-02-14 |  | Non-lead
033604 | 9 KNOLL LN |  | Unknown, Non-Lead | Yes |  | 2018-09-06 |  | Unknown, Non-Lead | 2013 | Yes |  | 2018-09-06 |  | Non-lead
033605 | SPRINKLER 9 KNOLL RD |  | Polytube | Yes |  | 2022-07-05 |  | PVC | 2013 | Yes |  | 2022-07-05 |  | Non-lead
033606 | 8 KNOLL LN |  | Unknown, Non-Lead | No |  |  |  | Unknown, Non-Lead | 2000 | No |  |  |  | Non-lead
033607 | 2 KNOLL LN |  | Polytube | Yes |  | 2024-02-05 |  | PVC | 1975 | Yes |  | 2024-02-05 |  | Non-lead
033608 | 9 PERKY RD |  | Polytube | Yes |  | 2022-10-03 |  | PVC | 1979 | Yes |  | 2022-10-03 |  | Non-lead
033609 | 8 PERKY RD |  | Polytube | Yes |  | 2023-02-14 |  | PVC | 1968 | Yes |  | 2023-02-14 |  | Non-lead
033610 | 9 GOLF TER |  | Polytube | Yes |  | 2023-02-14 |  | PVC | 1979 | Yes |  | 2023-02-14 |  | Non-lead
033611 | 10 PERKY RD |  | Polytube | Yes |  | 2022-10-03 |  | PVC | 1980 | Yes |  | 2022-10-03 |  | Non-lead
033612 | 10 GOLF TER |  | Polytube | Yes |  | 2022-10-03 |  | PVC | 1971 | Yes |  | 2022-10-03 |  | Non-lead
033613 | 8 GOLF TER |  | Polytube | Yes |  | 2022-10-03 |  | PVC | 1971 | Yes |  | 2022-10-03 |  | Non-lead
033614 | 7 COUNTRY CLUB RD |  | Polytube | Yes |  | 2023-02-13 |  | PVC | 1979 | Yes |  | 2023-02-13 |  | Non-lead
033615 | 12 OCEAN REEF DR |  | Polytube | Yes |  | 2022-10-12 |  | PVC | 1978 | Yes |  | 2022-10-12 |  | Non-lead
033616 | 11 OCEAN REEF DR |  | Polytube | Yes |  | 2022-10-03 |  | PVC | 1964 | Yes |  | 2022-10-03 |  | Non-lead
033617 | 9 OCEAN REEF DR |  | Polytube | Yes |  | 2022-10-03 |  | PVC | 1964 | Yes |  | 2022-10-03 |  | Non-lead
033618 | 7 OCEAN REEF DR |  | Polytube | Yes |  | 2023-02-14 |  | PVC | 1970 | Yes |  | 2023-02-14 |  | Non-lead
033619 | 5 OCEAN REEF DR |  | Polytube | Yes |  | 2022-10-03 |  | PVC | 1968 | Yes |  | 2022-10-03 |  | Non-lead
033620 | 2 PERKY RD |  | Unknown, Non-Lead | No |  |  |  | Unknown, Non-Lead | 2009 | No |  |  |  | Non-lead
033621 | 1 GOLF TER |  | Polytube | Yes |  | 2023-02-14 |  | PVC | 1970 | Yes |  | 2023-02-14 |  | Non-lead
033622 | 1 PERKY RD |  | Polytube | Yes |  | 2022-10-03 |  | PVC | 1964 | Yes |  | 2022-10-03 |  | Non-lead
033623 | 6 BAY RIDGE RD |  | Polytube | Yes |  | 2022-09-30 |  | PVC | 1963 | Yes |  | 2022-09-30 |  | Non-lead
033624 | 5 PERKY RD |  | Polytube | Yes |  | 2022-10-03 |  | PVC |  | Yes |  | 2022-10-03 |  | Non-lead
033625 | 8 BAY RIDGE RD |  | Polytube | Yes |  | 2023-02-14 |  | PVC | 1969 | Yes |  | 2023-02-14 |  | Non-lead
033626 | 7 BAY RIDGE RD |  | Unknown, Non-Lead | Yes |  | 2018-10-01 |  | PVC | 1995 | Yes |  | 2018-10-01 |  | Non-lead
033627 | 5 BAY RIDGE RD |  | Unknown, Non-Lead | Yes |  | 2018-11-08 |  | Unknown, Non-Lead | 1990 | Yes |  | 2018-11-08 |  | Non-lead
033628 | 1 HARBOR LN |  | Unknown, Non-Lead | Yes |  | 2021-09-07 |  | Unknown, Non-Lead | 2021 | Yes |  | 2021-09-07 |  | Non-lead
033629 | 2 BAY RIDGE RD |  | Polytube | Yes |  | 2022-09-29 |  | PVC | 1969 | Yes |  | 2022-09-29 |  | Non-lead
033630 | 1 GRAYVIK DR |  | Polytube | Yes |  | 2022-09-29 |  | PVC | 1971 | Yes |  | 2022-09-29 |  | Non-lead
033631 | 4 GRAYVIK DR |  | Polytube | Yes |  | 2022-09-29 |  | PVC | 1970 | Yes |  | 2022-09-29 |  | Non-lead
033632 | 6 GRAYVIK DR |  | Polytube | Yes |  | 2022-09-29 |  | PVC | 1965 | Yes |  | 2022-09-29 |  | Non-lead
033633 | 8 GRAYVIK DR |  | Polytube | Yes |  | 2022-10-03 |  | PVC | 1972 | Yes |  | 2022-10-03 |  | Non-lead
033634 | 10 GRAYVIK DR |  | Polytube | Yes |  | 2022-10-03 |  | PVC | 1965 | Yes |  | 2022-10-03 |  | Non-lead
033635 | 1 SPRAY ROAD |  | Polytube | Yes |  | 2019-05-21 |  | PVC | 1966 | Yes |  | 2019-05-21 |  | Non-lead
033636 | 12 GRAYVIK DR |  | Polytube | Yes |  | 2022-10-03 |  | PVC | 1977 | Yes |  | 2022-10-03 |  | Non-lead
033637 | 14 GRAYVIK DR |  | Polytube | Yes |  | 2022-10-03 |  | PVC | 1977 | Yes |  | 2022-10-03 |  | Non-lead
033638 | 3 SPRAY 1/2 Rd |  | Polytube | Yes |  | 2022-09-29 |  | PVC | 1966 | Yes |  | 2022-09-29 |  | Non-lead
033639 | 16 GRAYVIK DR |  | Polytube | Yes |  | 2022-07-28 |  | PVC | 1977 | Yes |  | 2022-07-28 |  | Non-lead
033640 | 20 GRAYVIK DR |  | Unknown, Non-Lead | Yes |  | 2018-10-16 |  | PVC | 2020 | Yes |  | 2018-10-16 |  | Non-lead
033641 | 22 GRAYVIK DR |  | Unknown, Non-Lead | Yes |  | 2020-08-05 |  | Unknown, Non-Lead | 2020 | Yes |  | 2020-08-05 |  | Non-lead
033642 | 5 SPRAY RD |  | Polytube | Yes |  | 2022-09-29 |  | PVC | 1970 | Yes |  | 2022-09-29 |  | Non-lead
033643 | 18 GRAYVIK DR |  | Polytube | Yes |  | 2022-12-15 |  | PVC | 1968 | Yes |  | 2022-12-15 |  | Non-lead
033644 | 3 SOUTH RD |  | Polytube | Yes |  | 2022-09-29 |  | PVC | 1983 | Yes |  | 2022-09-29 |  | Non-lead
033645 | 2 SPRAY RD RD |  | Polytube | Yes |  | 2022-12-15 |  | PVC | 1983 | Yes |  | 2022-12-15 |  | Non-lead
033646 | 6 SOUTH RD |  | Polytube | Yes |  | 2020-03-13 |  | PVC | 2000 | Yes |  | 2020-03-13 |  | Non-lead
033647 | 8 SOUTH RD |  | Polytube | Yes |  | 2022-09-12 |  | Copper | 2005 | Yes |  | 2022-09-12 |  | Non-lead
033648 | 4 SOUTH RD |  | Polytube | Yes |  | 2022-12-15 |  | PVC | 1965 | Yes |  | 2022-12-15 |  | Non-lead
033649 | 10 SOUTH RD |  | Polytube | Yes |  | 2022-12-15 |  | PVC | 1980 | Yes |  | 2022-12-15 |  | Non-lead
033650 | 12 SOUTH RD |  | Polytube | Yes |  | 2022-08-02 |  | PVC | 2007 | Yes |  | 2022-08-02 |  | Non-lead
033651 | 17 GRAYVIK DR |  | Unknown, Non-Lead | No |  |  |  | Unknown, Non-Lead | 2017 | No |  |  |  | Non-lead
033652 | 19 SOUTH RD |  | Unknown, Non-Lead | Yes |  | 2019-08-30 |  | PVC | 1991 | Yes |  | 2019-08-30 |  | Non-lead
033653 | 21 SOUTH RD |  | Unknown, Non-Lead | Yes |  | 2021-02-04 |  | PVC | 2005 | Yes |  | 2021-02-04 |  | Non-lead
033654 | 22 SOUTH RD |  | Polytube | Yes |  | 2022-09-29 |  | PVC | 1970 | Yes |  | 2022-09-29 |  | Non-lead
033655 | 20 CARD SOUND RD |  | Polytube | Yes |  | 2022-09-29 |  | PVC | 1979 | Yes |  | 2022-09-29 |  | Non-lead
033656 | 22 CARD SOUND RD |  | Unknown, Non-Lead | Yes |  | 2018-05-10 |  | Unknown, Non-Lead | 2003 | Yes |  | 2018-05-10 |  | Non-lead
033657 | 24 CARD SOUND RD |  | Polytube | Yes |  | 2022-12-15 |  | PVC | 1972 | Yes |  | 2022-12-15 |  | Non-lead
033658 | 26 CARD SOUND RD |  | Polytube | Yes |  | 2022-12-15 |  | PVC | 1972 | Yes |  | 2022-12-15 |  | Non-lead
033659 | 28 CARD SOUND RD |  | Polytube | Yes |  | 2022-12-15 |  | PVC | 1977 | Yes |  | 2022-12-15 |  | Non-lead
033660 | 30 CARD SOUND RD |  | Polytube | Yes |  | 2022-09-29 |  | PVC | 1972 | Yes |  | 2022-09-29 |  | Non-lead
033662 | HOUSE 32 CARD SOUND RD |  | Polytube | Yes |  | 2022-09-29 |  | PVC | 1981 | Yes |  | 2022-09-29 |  | Non-lead
033663 | SPRINKLER 32 CARD SOUND RD |  | Polytube | Yes |  | 2022-09-29 |  | PVC | 1981 | Yes |  | 2022-09-29 |  | Non-lead
033664 | 34 CARD SOUND RD |  | Unknown, Non-Lead | Yes |  | 2021-07-16 |  | Unknown, Non-Lead | 2019 | Yes |  | 2021-07-16 |  | Non-lead
033665 | 36 CARD SOUND RD |  | Unknown, Non-Lead | Yes |  | 2020-07-15 |  | PVC | 2019 | Yes |  | 2020-07-15 |  | Non-lead
033666 | 39 CARD SOUND RD |  | Polytube | Yes |  | 2022-09-29 |  | PVC | 1972 | Yes |  | 2022-09-29 |  | Non-lead
033667 | 40 CARD SOUND RD |  | Polytube | Yes |  | 2022-12-15 |  | PVC | 1973 | Yes |  | 2022-12-15 |  | Non-lead
033668 | 42 CARD SOUND RD |  | Polytube | Yes |  | 2022-09-29 |  | PVC | 1975 | Yes |  | 2022-09-29 |  | Non-lead
033669 | 46 CARD SOUND RD |  | Polytube | Yes |  | 2022-09-29 |  | PVC | 1975 | Yes |  | 2022-09-29 |  | Non-lead
033670 | 50 CARD SOUND 1 UNI RD |  | Unknown, Non-Lead | Yes |  | 2020-02-05 |  | Polytube | 2020 | Yes |  | 2020-02-05 |  | Non-lead
033671 | 48 CARD SOUND 1UNIT RD |  | Polytube | Yes |  | 2022-09-29 |  | PVC | 1979 | Yes |  | 2022-09-29 |  | Non-lead
033672 | 45 CARD SOUND RD |  | Polytube | Yes |  | 2022-11-07 |  | PVC | 2020 | Yes |  | 2022-11-07 |  | Non-lead
033673 | 43 CARD SOUND RD |  | Unknown, Non-Lead | Yes |  | 2022-01-14 |  | PVC | 2014 | Yes |  | 2022-01-14 |  | Non-lead
033674 | 37 CARD SOUND RD |  | Unknown, Non-Lead | Yes |  | 2018-07-12 |  | Unknown, Non-Lead | 1991 | Yes |  | 2018-07-12 |  | Non-lead
033675 | 35 CARD SOUND RD |  | Unknown, Non-Lead | Yes |  | 2018-08-01 |  | Unknown, Non-Lead | 2003 | Yes |  | 2018-08-01 |  | Non-lead
033676 | 33 CARD SOUND (1 UN RD |  | Polytube | Yes |  | 2022-09-29 |  | PVC | 1979 | Yes |  | 2022-09-29 |  | Non-lead
033677 | 31 CARD SOUND RD |  | Polytube | Yes |  | 2024-04-10 |  | PVC | 2000 | Yes |  | 2024-04-10 |  | Non-lead
033678 | 27 CARD SOUND RD |  | Polytube | Yes |  | 2022-09-29 |  | PVC | 1977 | Yes |  | 2022-09-29 |  | Non-lead
033679 | 25 CARD SOUND RD |  | Polytube | Yes |  | 2022-12-15 |  | PVC | 1973 | Yes |  | 2022-12-15 |  | Non-lead
033680 | 23 CARD SOUND RD |  | Polytube | Yes |  | 2022-09-29 |  | PVC | 1976 | Yes |  | 2022-09-29 |  | Non-lead
033681 | 21 CARD SOUND RD |  | Polytube | Yes |  | 2022-09-29 |  | PVC | 1978 | Yes |  | 2022-09-29 |  | Non-lead
033682 | 17 CARD SOUND RD |  | Polytube | Yes |  | 2022-05-09 |  | PVC | 1996 | Yes |  | 2022-05-09 |  | Non-lead
033683 | 15 CARD SOUND RD |  | Polytube | Yes |  | 2022-12-15 |  | PVC | 1970 | Yes |  | 2022-12-15 |  | Non-lead
033684 | 15 CARD SOUND RD |  | Polytube | Yes |  | 2022-12-15 |  | PVC | 1970 | Yes |  | 2022-12-15 |  | Non-lead
033685 | 11 CARD SOUND RD |  | Unknown, Non-Lead | Yes |  | 2024-02-26 |  | Unknown, Non-Lead | 1994 | Yes |  | 2024-02-26 |  | Non-lead
033686 | 9 CARD SOUND 1 UNI RD |  | Polytube | Yes |  | 2022-05-27 |  | PVC | 1994 | Yes |  | 2022-05-27 |  | Non-lead
033687 | 7 CARD SOUND RD |  | Unknown, Non-Lead | Yes |  | 2023-06-23 |  | PVC | 1989 | Yes |  | 2023-06-23 |  | Non-lead
033688 | 5 CARD SOUND RD |  | PVC | Yes |  | 2022-09-29 |  | PVC | 1975 | Yes |  | 2022-09-29 |  | Non-lead
033689 | 3 CARD SOUND Rd |  | Unknown, Non-Lead | Yes |  | 2021-10-22 |  | Unknown, Non-Lead | 1990 | Yes |  | 2021-10-22 |  | Non-lead
033690 | 1 CARD SOUND RD |  | Unknown | Yes |  | 2024-08-26 |  | Unknown | 1980 | Yes |  | 2024-08-26 |  | Lead Status Unknown
033691 | 1 SAIL POINT LN |  | Polytube | Yes |  | 2022-09-29 |  | PVC | 1970 | Yes |  | 2022-09-29 |  | Non-lead
033692 | 3 SAIL POINT LN |  | Polytube | Yes |  | 2022-09-29 |  | PVC | 1970 | Yes |  | 2022-09-29 |  | Non-lead
033693 | 5 SAIL POINT LN |  | Unknown, Non-Lead | Yes |  | 2022-01-24 |  | Unknown, Non-Lead | 2002 | Yes |  | 2022-01-24 |  | Non-lead
033694 | 7 SAIL POINT LN |  | Polytube | Yes |  | 2022-09-29 |  | PVC | 1978 | Yes |  | 2022-09-29 |  | Non-lead
033695 | 9 SAIL POINT LN |  | Polytube | Yes |  | 2022-09-29 |  | PVC | 1973 | Yes |  | 2022-09-29 |  | Non-lead
033696 | 11 SAIL POINT LN |  | Polytube | Yes |  | 2022-07-05 |  | PVC | 2017 | Yes |  | 2022-07-05 |  | Non-lead
033697 | 13 SAIL POINT 7 B18 LN |  | Unknown, Non-Lead | Yes |  | 2022-01-27 |  | Unknown, Non-Lead | 1998 | Yes |  | 2022-01-27 |  | Non-lead
033698 | 15 SAIL POINT LN |  | Polytube | Yes |  | 2022-09-29 |  | PVC | 1977 | Yes |  | 2022-09-29 |  | Non-lead
033699 | 17 SAIL POINT Ln |  | Unknown, Non-Lead | Yes |  | 2019-02-14 |  | Unknown, Non-Lead | 2019 | Yes |  | 2019-02-14 |  | Non-lead
033700 | 19 SAIL POINT LN |  | Unknown, Non-Lead | Yes |  | 2018-05-09 |  | Unknown, Non-Lead | 2001 | Yes |  | 2018-05-09 |  | Non-lead
033701 | 21 SAIL POINT |  | Polytube | Yes |  | 2022-12-15 |  | PVC | 1972 | Yes |  | 2022-12-15 |  | Non-lead
033702 | 1 HALFWAY RD |  | Unknown, Non-Lead | No |  |  |  | Unknown, Non-Lead | 2009 | No |  |  |  | Non-lead
033703 | 2 HALFWAY RD |  | Polytube | Yes |  | 2022-09-29 |  | PVC | 1974 | Yes |  | 2022-09-29 |  | Non-lead
033704 | 3 HALFWAY RD |  | Polytube | Yes |  | 2023-05-08 |  | PVC | 1973 | Yes |  | 2023-05-08 |  | Non-lead
033705 | 4 HALFWAY RD |  | Polytube | Yes |  | 2022-09-29 |  | PVC | 1973 | Yes |  | 2022-09-29 |  | Non-lead
033706 | 5 HALFWAY RD |  | Polytube | Yes |  | 2022-09-29 |  | PVC | 1973 | Yes |  | 2022-09-29 |  | Non-lead
033707 | 6 HALFWAY RD |  | Polytube | Yes |  | 2022-12-15 |  | PVC | 1973 | Yes |  | 2022-12-15 |  | Non-lead
033708 | 7 HALFWAY RD |  | Polytube | Yes |  | 2024-01-24 |  | PVC | 2020 | Yes |  | 2024-01-24 |  | Non-lead
033709 | SPRINKLER 37 HALFWAY RD |  | Polytube | Yes |  | 2023-02-14 |  | PVC | 1983 | Yes |  | 2023-02-14 |  | Non-lead
033710 | 8 HALFWAY RD |  | Polytube | Yes |  | 2022-12-15 |  | PVC | 1973 | Yes |  | 2022-12-15 |  | Non-lead
033711 | 9 HALFWAY RD |  | Unknown, Non-Lead | Yes |  | 2018-10-31 |  | Unknown, Non-Lead | 1989 | Yes |  | 2018-10-31 |  | Non-lead
033712 | 10 HALFWAY RD |  | Polytube | Yes |  | 2022-12-15 |  | PVC | 1973 | Yes |  | 2022-12-15 |  | Non-lead
033713 | 11 HALFWAY RD |  | Polytube | Yes |  | 2022-09-29 |  | PVC | 1973 | Yes |  | 2022-09-29 |  | Non-lead
033714 | 12 HALFWAY RD |  | Polytube | Yes |  | 2022-09-29 |  | PVC | 1973 | Yes |  | 2022-09-29 |  | Non-lead
033715 | 13 HALFWAY RD |  | Polytube | Yes |  | 2022-12-15 |  | PVC | 1973 | Yes |  | 2022-12-15 |  | Non-lead
033716 | 14 HALFWAY RD |  | Unknown, Non-Lead | Yes |  | 2019-12-11 |  | PVC | 2017 | Yes |  | 2019-12-11 |  | Non-lead
033717 | 15 HALFWAY RD |  | Unknown, Non-Lead | Yes |  | 2019-02-07 |  | Polytube | 2017 | Yes |  | 2019-02-07 |  | Non-lead
033718 | 16 HALFWAY RD |  | Polytube | Yes |  | 2022-09-29 |  | PVC | 1973 | Yes |  | 2022-09-29 |  | Non-lead
033719 | 17 HALFWAY RD |  | Unknown, Non-Lead | Yes |  | 2019-08-06 |  | Unknown, Non-Lead | 2011 | Yes |  | 2019-08-06 |  | Non-lead
033720 | 35 HALFWAY RD |  | Polytube | Yes |  | 2022-09-29 |  | PVC | 1976 | Yes |  | 2022-09-29 |  | Non-lead
033721 | 36 HALFWAY RD |  | Unknown, Non-Lead | Yes |  | 2019-12-03 |  | Unknown, Non-Lead | 2001 | Yes |  | 2019-12-03 |  | Non-lead
033722 | 18 HALFWAY RD |  | Polytube | Yes |  | 2022-09-29 |  | PVC | 1973 | Yes |  | 2022-09-29 |  | Non-lead
033723 | 19 HALFWAY RD |  | Unknown, Non-Lead | No |  |  |  | Unknown, Non-Lead | 1999 | No |  |  |  | Non-lead
033724 | 20 HALFWAY RD |  | Polytube | Yes |  | 2022-09-29 |  | PVC | 1973 | Yes |  | 2022-09-29 |  | Non-lead
033725 | 21 HALFWAY RD |  | Unknown, Non-Lead | Yes |  | 2024-07-03 |  | Unknown, Non-Lead | 2004 | Yes |  | 2024-07-03 |  | Non-lead
033726 | 22 HALFWAY RD |  | Unknown, Non-Lead | Yes |  | 2018-10-26 |  | Unknown, Non-Lead | 2001 | Yes |  | 2018-10-26 |  | Non-lead
033727 | 23 HALFWAY RD |  | Polytube | Yes |  | 2022-09-29 |  | PVC | 1972 | Yes |  | 2022-09-29 |  | Non-lead
033728 | 24 HALFWAY RD |  | Unknown, Non-Lead | Yes |  | 2018-08-09 |  | Unknown, Non-Lead | 2011 | Yes |  | 2018-08-09 |  | Non-lead
033729 | 26 HALFWAY RD |  | Polytube | Yes |  | 2022-09-29 |  | PVC | 1973 | Yes |  | 2022-09-29 |  | Non-lead
033730 | 27 HALFWAY RD |  | Unknown, Non-Lead | Yes |  | 2019-08-12 |  | Copper | 2009 | Yes |  | 2019-08-12 |  | Non-lead
033731 | 28 HALFWAY RD |  | Unknown, Non-Lead | No |  |  |  | Unknown, Non-Lead | 2000 | No |  |  |  | Non-lead
033732 | 29 HALFWAY RD |  | Unknown, Non-Lead | Yes |  | 2019-01-29 |  | Unknown, Non-Lead | 2012 | Yes |  | 2019-01-29 |  | Non-lead
033733 | 30 HALFWAY RD |  | Polytube | Yes |  | 2022-09-29 |  | PVC | 1973 | Yes |  | 2022-09-29 |  | Non-lead
033734 | 31 HALFWAY RD |  | Polytube | Yes |  | 2022-09-29 |  | PVC | 1973 | Yes |  | 2022-09-29 |  | Non-lead
033735 | 32 HALFWAY RD |  | Polytube | Yes |  | 2022-09-29 |  | PVC | 1984 | Yes |  | 2022-09-29 |  | Non-lead
033736 | 33 HALFWAY RD |  | Polytube | Yes |  | 2022-09-29 |  | PVC | 1971 | Yes |  | 2022-09-29 |  | Non-lead
033737 | 15 GRAYVIK DR |  | Polytube | Yes |  | 2022-12-15 |  | PVC | 1976 | Yes |  | 2022-12-15 |  | Non-lead
033738 | 13 GRAYVIK DR |  | Unknown, Non-Lead | Yes |  | 2020-01-16 |  | Unknown, Non-Lead | 2003 | Yes |  | 2020-01-16 |  | Non-lead
033739 | 11 GRAYVIK DR |  | Polytube | Yes |  | 2022-07-05 |  | PVC | 1967 | Yes |  | 2022-07-05 |  | Non-lead
033740 | 9 GRAYVIK DR |  | Polytube | Yes |  | 2022-12-15 |  | PVC | 1961 | Yes |  | 2022-12-15 |  | Non-lead
033741 | 7 GRAYVIK DR |  | Polytube | Yes |  | 2023-02-14 |  | PVC | 1966 | Yes |  | 2023-02-14 |  | Non-lead
033742 | 13 HARBOR LN |  | Polytube | Yes |  | 2023-02-14 |  | PVC | 1966 | Yes |  | 2023-02-14 |  | Non-lead
033743 | 11 HARBOR LN |  | Unknown, Non-Lead | No |  |  |  | Unknown, Non-Lead | 2012 | No |  |  |  | Non-lead
033744 | 9 HARBOR LANE |  | Unknown, Non-Lead | Yes |  | 2022-04-04 |  | Unknown, Non-Lead | 2012 | Yes |  | 2022-04-04 |  | Non-lead
033745 | 6 HARBOUR LN |  | Polytube | Yes |  | 2022-12-15 |  | PVC | 1961 | Yes |  | 2022-12-15 |  | Non-lead
033746 | 8 HARBOR LN |  | Polytube | Yes |  | 2022-12-15 |  | PVC | 1961 | Yes |  | 2022-12-15 |  | Non-lead
033747 | 7 HARBOUR LN |  | Unknown, Non-Lead | Yes |  | 2019-07-30 |  | PVC | 1999 | Yes |  | 2019-07-30 |  | Non-lead
033748 | 5 HARBOUR LN |  | Unknown, Non-Lead | Yes |  | 2019-10-08 |  | Unknown, Non-Lead | 2009 | Yes |  | 2019-10-08 |  | Non-lead
033749 | 3 HARBOR PTL4/L5B7 LN |  | Polytube | Yes |  | 2022-08-04 |  | PVC | 2009 | Yes |  | 2022-08-04 |  | Non-lead
033750 | 3 GRAYVIK DR |  | Polytube | Yes |  | 2022-10-03 |  | PVC | 1969 | Yes |  | 2022-10-03 |  | Non-lead
033751 | 13 OCEAN REEF DR |  | Polytube | Yes |  | 2023-02-14 |  | PVC | 1982 | Yes |  | 2023-02-14 |  | Non-lead
033752 | (AKA 6 LAKE) 2 LAKESIDE Ln |  | Copper | Yes |  | 2022-09-30 |  | PVC | 1970 | Yes |  | 2022-09-30 |  | Non-lead
033753 | UNIT 10 10 LAKESIDE Ln |  | Copper | Yes |  | 2022-09-30 |  | PVC | 1970 | Yes |  | 2022-09-30 |  | Non-lead
033754 | FL2A-10 8A LAKESIDE Ln |  | Copper | Yes |  | 2022-09-30 |  | PVC | 1970 | Yes |  | 2022-09-30 |  | Non-lead
033755 | 6A LAKESIDE FL2A-10 LN |  | Copper | Yes |  | 2022-09-30 |  | PVC | 1970 | Yes |  | 2022-09-30 |  | Non-lead
033756 | UNIT 6D 4 LAKESIDE FL2A 10 LN |  | Copper | Yes |  | 2022-09-30 |  | PVC | 1970 | Yes |  | 2022-09-30 |  | Non-lead
033757 | 12 LAKESIDE LN A |  | Polytube | Yes |  | 2022-09-30 |  | PVC | 1970 | Yes |  | 2022-09-30 |  | Non-lead
033758 | 16 LAKESIDE LN A |  | Polytube | Yes |  | 2022-09-30 |  | PVC | 1970 | Yes |  | 2022-09-30 |  | Non-lead
033759 | LOCATION POOL FAIRWAY LAKESIDE LN |  | Polytube | Yes |  | 2023-02-13 |  | PVC | 1970 | Yes |  | 2023-02-13 |  | Non-lead
033760 | LAKESIDE FL20A 2 LN |  | Polytube | Yes |  | 2023-02-13 |  | PVC | 1970 | Yes |  | 2023-02-13 |  | Non-lead
033761 | LAKESIDE FL28A 3 LN |  | Polytube | Yes |  | 2023-09-06 |  | PVC | 1970 | Yes |  | 2023-09-06 |  | Non-lead
033762 | FL36A 4 36 LAKESIDE LN |  | Polytube | Yes |  | 2022-09-30 |  | PVC | 1970 | Yes |  | 2022-09-30 |  | Non-lead
033763 | A 44 LAKESIDE Ln |  | Polytube | Yes |  | 2022-12-14 |  | PVC | 1970 | Yes |  | 2022-12-14 |  | Non-lead
033764 | 53 LAKESIDE FAIRWAY LN |  | Copper | Yes |  | 2022-09-30 |  | PVC | 1970 | Yes |  | 2022-09-30 |  | Non-lead
033765 | 51A LAKESIDE LN |  | Copper | Yes |  | 2022-09-30 |  | PVC | 1970 | Yes |  | 2022-09-30 |  | Non-lead
033766 | 49 LAKESIDE FL45A 5 LN |  | Copper | Yes |  | 2022-09-30 |  | PVC | 1970 | Yes |  | 2022-09-30 |  | Non-lead
033767 | 47A LAKESIDE LANE |  | Copper | Yes |  | 2022-09-30 |  | PVC | 1970 | Yes |  | 2022-09-30 |  | Non-lead
033768 | UNIT 1-A 45 LAKESIDE LN |  | Copper | Yes |  | 2022-09-30 |  | PVC | 1970 | Yes |  | 2022-09-30 |  | Non-lead
033769 | A 37 LAKESIDE LN |  | Polytube | Yes |  | 2023-02-13 |  | PVC | 1970 | Yes |  | 2023-02-13 |  | Non-lead
033770 | A 29 LAKESIDE Ln |  | Polytube | Yes |  | 2023-02-13 |  | PVC | 1970 | Yes |  | 2023-02-13 |  | Non-lead
033771 | 25A-27B 25 LAKESIDE Ln |  | Polytube | Yes |  | 2023-02-14 |  | PVC | 1970 | Yes |  | 2023-02-14 |  | Non-lead
033772 | 21A-23B LAKESIDE LH BLDG LN |  | Polytube | Yes |  | 2023-02-14 |  | PVC | 1970 | Yes |  | 2023-02-14 |  | Non-lead
033773 | 13A-19B LAKESIDE LN |  | Polytube | Yes |  | 2023-02-14 |  | PVC | 1970 | Yes |  | 2023-02-14 |  | Non-lead
033774 | LAKESIDE FL5A 11 LN |  | Polytube | Yes |  | 2023-02-13 |  | PVC | 1970 | Yes |  | 2023-02-13 |  | Non-lead
033775 | FL1A 3B 1 LAKESIDE Ln |  | Polytube | Yes |  | 2023-09-21 |  | PVC | 1970 | Yes |  | 2023-09-21 |  | Non-lead
033776 | STAFF HOUSING 2 DOCKSIDE Ln |  | Ductile Iron | Yes |  | 2022-09-26 |  | Ductile Iron | 1958 | Yes |  | 2022-09-26 |  | Non-lead
033777 | STAFF HOUSING 2 DOCKSIDE Ln |  | Polytube | Yes |  | 2022-09-26 |  | PVC | 1958 | Yes |  | 2022-09-26 |  | Non-lead
033778 | TELEPHONE BLDG |  | Polytube | Yes |  | 2023-02-13 |  | PVC | 1967 | Yes |  | 2023-02-13 |  | Non-lead
033795 | FRONT GATE OCEA |  | Polytube | Yes |  | 2022-10-03 |  | PVC | 1968 | Yes |  | 2022-10-03 |  | Non-lead
033796 | 100 ANCHOR DR |  | Polytube | Yes |  | 2022-09-26 |  | PVC | 1986 | Yes |  | 2022-09-26 |  | Non-lead
033797 | HUMAN RESOURCE T |  | Polytube | Yes |  | 2022-09-26 |  | PVC | 1986 | Yes |  | 2022-09-26 |  | Non-lead
033798 | 4 SOUTH HARBOR DR |  | Polytube | Yes |  | 2022-09-22 |  | PVC | 1982 | Yes |  | 2022-09-22 |  | Non-lead
033799 | 2 CALOOSA RD |  | Polytube | Yes |  | 2022-09-22 |  | PVC | 1978 | Yes |  | 2022-09-22 |  | Non-lead
033800 | 4 CALOOSA RD |  | Polytube | Yes |  | 2022-08-03 |  | PVC | 1981 | Yes |  | 2022-08-03 |  | Non-lead
033801 | 7 CALOOSA RD |  | Polytube | Yes |  | 2022-09-22 |  | PVC | 1976 | Yes |  | 2022-09-22 |  | Non-lead
033802 | 8 CALOOSA RD |  | Polytube | Yes |  | 2022-09-22 |  | PVC | 1978 | Yes |  | 2022-09-22 |  | Non-lead
033803 | 9 CALOOSA L-9 B-2 RD |  | Polytube | Yes |  | 2022-09-22 |  | PVC | 1981 | Yes |  | 2022-09-22 |  | Non-lead
033804 | 10 CALOOSA RD |  | Polytube | Yes |  | 2022-09-22 |  | PVC | 1979 | Yes |  | 2022-09-22 |  | Non-lead
033805 | 13 CALOOSA RD |  | Polytube | Yes |  | 2022-09-22 |  | PVC | 1978 | Yes |  | 2022-09-22 |  | Non-lead
033806 | 14 CALOOSA RD |  | Polytube | Yes |  | 2022-09-22 |  | PVC | 1977 | Yes |  | 2022-09-22 |  | Non-lead
033807 | 15 CALOOSA RD |  | Polytube | Yes |  | 2022-09-22 |  | PVC | 1977 | Yes |  | 2022-09-22 |  | Non-lead
033808 | 16 CALOOSA RD |  | Polytube | Yes |  | 2022-09-22 |  | PVC | 1977 | Yes |  | 2022-09-22 |  | Non-lead
033809 | 20 CALOOSA CT |  | Polytube | Yes |  | 2022-09-22 |  | PVC | 1987 | Yes |  | 2022-09-22 |  | Non-lead
033810 | 23 DILLY TREE PARK |  | Unknown, Non-Lead | Yes |  | 2019-08-01 |  | Unknown, Non-Lead | 2018 | Yes |  | 2019-08-01 |  | Non-lead
033811 | 25 DILLY TREE PARK |  | Polytube | Yes |  | 2022-07-26 |  | PVC | 1981 | Yes |  | 2022-07-26 |  | Non-lead
033812 | 26 DILLY TREE PARK |  | Polytube | Yes |  | 2022-09-22 |  | PVC | 1981 | Yes |  | 2022-09-22 |  | Non-lead
033813 | 27 DILLY TREE PARK |  | Unknown, Non-Lead | Yes |  | 2019-03-29 |  | Unknown, Non-Lead | 1988 | Yes |  | 2019-03-29 |  | Non-lead
033814 | 29 DILLY TREE LN |  | Unknown, Non-Lead | Yes |  | 2018-08-09 |  | Unknown, Non-Lead | 1989 | Yes |  | 2018-08-09 |  | Non-lead
033815 | 7 S HARBOR DR |  | Polytube | Yes |  | 2022-09-22 |  | PVC | 1978 | Yes |  | 2022-09-22 |  | Non-lead
033816 | 97 S HARBOR DR |  | Ductile Iron | Yes |  | 2022-09-22 |  | Ductile Iron | 1982 | Yes |  | 2022-09-22 |  | Non-lead
033817 | 42 SOUTH BRIDGE LN |  | Polytube | Yes |  | 2022-07-07 |  | PVC | 1981 | Yes |  | 2022-07-07 |  | Non-lead
033818 | 41 SOUTH BRIDGE LN |  | Polytube | Yes |  | 2022-07-07 |  | PVC | 1982 | Yes |  | 2022-07-07 |  | Non-lead
033819 | 40 SOUTH BRIDGE LN |  | Polytube | Yes |  | 2022-07-07 |  | PVC | 1981 | Yes |  | 2022-07-07 |  | Non-lead
033820 | 24 BAKER RD |  | Polytube | Yes |  | 2022-07-07 |  | PVC | 1980 | Yes |  | 2022-07-07 |  | Non-lead
033821 | 23 BAKER RD |  | Polytube | Yes |  | 2021-02-17 |  | PVC | 1984 | Yes |  | 2021-02-17 |  | Non-lead
033822 | 22 BAKER RD |  | Polytube | Yes |  | 2022-07-07 |  | PVC | 1984 | Yes |  | 2022-07-07 |  | Non-lead
033823 | 18 SOUTH BRIDGE LN |  | Polytube | Yes |  | 2023-02-23 |  | PVC | 2008 | Yes |  | 2023-02-23 |  | Non-lead
033824 | 17 SOUTH BRIDGE LN |  | Polytube | Yes |  | 2022-07-07 |  | PVC | 1981 | Yes |  | 2022-07-07 |  | Non-lead
033825 | 12 S BRIDGE Ln |  | Polytube | Yes |  | 2022-09-22 |  | PVC | 1983 | Yes |  | 2022-09-22 |  | Non-lead
033826 | 19 HARBOR ISLAND DR |  | Polytube | Yes |  | 2022-09-22 |  | PVC | 1979 | Yes |  | 2022-09-22 |  | Non-lead
033827 | B4 14 HARBOR ISLAND Dr |  | Polytube | Yes |  | 2022-09-22 |  | PVC | 1982 | Yes |  | 2022-09-22 |  | Non-lead
033828 | 11 HARBOR ISLAND DR |  | Polytube | Yes |  | 2022-09-22 |  | PVC | 1980 | Yes |  | 2022-09-22 |  | Non-lead
033829 | 7 HARBOR ISLAND DR |  | Polytube | Yes |  | 2024-02-07 |  | PVC | 1980 | Yes |  | 2024-02-07 |  | Non-lead
033830 | 11 NORTH BRIDGE LN |  | Polytube | Yes |  | 2022-09-22 |  | PVC | 1978 | Yes |  | 2022-09-22 |  | Non-lead
033831 | 14 NORTH BRIDGE LN |  | Polytube | Yes |  | 2022-09-22 |  | PVC | 1977 | Yes |  | 2022-09-22 |  | Non-lead
033832 | 15 NORTH BRIDGE LN |  | Polytube | Yes |  | 2022-09-22 |  | PVC | 1977 | Yes |  | 2022-09-22 |  | Non-lead
033833 | 16 NORTH BRIDGE LN |  | Polytube | Yes |  | 2022-06-24 |  | PVC | 2009 | Yes |  | 2022-06-24 |  | Non-lead
033834 | 24 DISPATCH CREEK CT |  | Unknown, Non-Lead | Yes |  | 2020-08-21 |  | PVC | 2005 | Yes |  | 2020-08-21 |  | Non-lead
033835 | 25 DISPATCH CREEK L CT |  | Polytube | Yes |  | 2022-09-22 |  | PVC |  | Yes |  | 2022-09-22 |  | Non-lead
033836 | 30 S HARBOR DR |  | Polytube | Yes |  | 2022-09-22 |  | PVC | 1986 | Yes |  | 2022-09-22 |  | Non-lead
033837 | 31 S HARBOR DR |  | Polytube | Yes |  | 2022-09-22 |  | PVC | 1981 | Yes |  | 2022-09-22 |  | Non-lead
033838 | 32 S HARBOR DR |  | Unknown, Non-Lead | No |  |  |  | Unknown, Non-Lead | 1990 | No |  |  |  | Non-lead
033839 | HARBOUR GREEN #1 |  | Polytube | Yes |  | 2022-09-22 |  | PVC | 1984 | Yes |  | 2022-09-22 |  | Non-lead
033840 | 1 HARBOR GREEN DR |  | Polytube | Yes |  | 2022-09-22 |  | PVC | 1984 | Yes |  | 2022-09-22 |  | Non-lead
033841 | 3 HARBOR GREEN DR |  | Polytube | Yes |  | 2022-09-22 |  | PVC | 1984 | Yes |  | 2022-09-22 |  | Non-lead
033842 | 5 HARBOR GREEN DR |  | Polytube | Yes |  | 2022-09-22 |  | PVC | 1984 | Yes |  | 2022-09-22 |  | Non-lead
033843 | 7 HARBOUR GREEN DR |  | Polytube | Yes |  | 2022-09-22 |  | PVC | 1984 | Yes |  | 2022-09-22 |  | Non-lead
033844 | 9 HARBOUR GREEN DR |  | Polytube | Yes |  | 2024-07-09 |  | PVC | 1984 | Yes |  | 2024-07-09 |  | Non-lead
033845 | HARBOUR GREEN #2 |  | Polytube | Yes |  | 2022-09-22 |  | PVC | 1984 | Yes |  | 2022-09-22 |  | Non-lead
033846 | 11 HARBOUR GREEN DR |  | Polytube | Yes |  | 2022-09-22 |  | PVC | 1984 | Yes |  | 2022-09-22 |  | Non-lead
033847 | 13 HARBOR GREEN DR |  | Polytube | Yes |  | 2022-09-22 |  | PVC | 1984 | Yes |  | 2022-09-22 |  | Non-lead
033848 | 15 HARBOR GREEN DR |  | Polytube | Yes |  | 2022-09-22 |  | PVC | 1984 | Yes |  | 2022-09-22 |  | Non-lead
033849 | 17 HARBOUR GREEN DR |  | Polytube | Yes |  | 2022-09-22 |  | PVC | 1984 | Yes |  | 2022-09-22 |  | Non-lead
033850 | 19 HARBOR GREEN DR |  | Polytube | Yes |  | 2022-09-22 |  | PVC | 1984 | Yes |  | 2022-09-22 |  | Non-lead
033851 | 21 HARBOR GREEN DR |  | Polytube | Yes |  | 2022-09-22 |  | PVC | 1984 | Yes |  | 2022-09-22 |  | Non-lead
033852 | 23 HARBOR GREEN DR |  | Polytube | Yes |  | 2022-09-22 |  | PVC | 1984 | Yes |  | 2022-09-22 |  | Non-lead
033853 | 25 HARBOR GREEN DR |  | Polytube | Yes |  | 2022-09-22 |  | PVC | 1984 | Yes |  | 2022-09-22 |  | Non-lead
033854 | 27 HARBOR GREEN DR |  | Polytube | Yes |  | 2024-07-03 |  | PVC | 1984 | Yes |  | 2024-07-03 |  | Non-lead
033855 | HARBOUR GREEN #3 |  | Polytube | Yes |  | 2022-09-22 |  | PVC | 1984 | Yes |  | 2022-09-22 |  | Non-lead
033856 | 31 HARBOR GREEN DR |  | Polytube | Yes |  | 2022-09-22 |  | PVC | 1984 | Yes |  | 2022-09-22 |  | Non-lead
033857 | 41 HARBOR GREEN DR |  | Polytube | Yes |  | 2022-09-22 |  | PVC | 1984 | Yes |  | 2022-09-22 |  | Non-lead
033858 | 18 HARBOUR GREEN DR |  | Polytube | Yes |  | 2022-09-22 |  | PVC | 1984 | Yes |  | 2022-09-22 |  | Non-lead
033859 | 12 HARBOR GREEN DR |  | Polytube | Yes |  | 2022-09-22 |  | PVC | 1984 | Yes |  | 2022-09-22 |  | Non-lead
033860 | 10 HARBOR GREEN DR |  | Polytube | Yes |  | 2022-09-22 |  | PVC | 1984 | Yes |  | 2022-09-22 |  | Non-lead
033861 | 8 HARBOUR GREEN DR |  | Polytube | Yes |  | 2022-09-22 |  | PVC | 1984 | Yes |  | 2022-09-22 |  | Non-lead
033862 | HARBOUR GREEN #5 |  | Polytube | Yes |  | 2023-09-20 |  | PVC | 1984 | Yes |  | 2023-09-20 |  | Non-lead
033863 | 6 HARBOR GREEN DR |  | Polytube | Yes |  | 2022-09-22 |  | PVC | 1984 | Yes |  | 2022-09-22 |  | Non-lead
033864 | 4 HARBOR GREEN DR |  | Polytube | Yes |  | 2022-09-22 |  | PVC | 1984 | Yes |  | 2022-09-22 |  | Non-lead
033865 | 2 HARBOR GREEN DR |  | Polytube | Yes |  | 2022-09-22 |  | PVC | 1984 | Yes |  | 2022-09-22 |  | Non-lead
033866 | 1 EMERALD DR |  | Polytube | Yes |  | 2023-08-30 |  | PVC | 1985 | Yes |  | 2023-08-30 |  | Non-lead
033867 | 444 WHITEHEAD ST |  | Polytube | Yes |  | 2022-06-08 |  | PVC | 1939 | Yes |  | 2022-06-08 |  | Non-lead
033868 | 400 WHITEHEAD ST |  | Polytube | Yes |  | 2024-03-06 |  | PVC | 1985 | Yes |  | 2024-03-06 |  | Non-lead
033869 | 3928 EUGENE RD |  | Polytube | Yes |  | 2024-09-05 |  | PVC | 1984 | Yes |  | 2024-09-05 |  | Non-lead
033870 | 489 PIRATES RD |  | Polytube | Yes |  | 2024-05-08 |  | PVC | 1984 | Yes |  | 2024-05-08 |  | Non-lead
033871 | 487 PIRATES RD |  | Polytube | Yes |  | 2024-09-20 |  | PVC | 1984 | Yes |  | 2024-09-20 |  | Non-lead
033872 | APT B 477 PIRATES RD |  | Polytube | Yes |  | 2023-03-31 |  | PVC | 1984 | Yes |  | 2023-03-31 |  | Non-lead
033873 | APT A 477 PIRATES RD |  | Polytube | Yes |  | 2023-01-24 |  | PVC | 1984 | Yes |  | 2023-01-24 |  | Non-lead
033874 | 10 JEWFISH AVE |  | Polytube | Yes |  | 2023-05-04 |  | PVC | 1981 | Yes |  | 2023-05-04 |  | Non-lead
033875 | 101 BLUE HARBOR P/TR DR |  | Copper | Yes |  | 2023-02-07 |  | PVC | 1978 | Yes |  | 2023-02-07 |  | Non-lead
033876 | 44 HIBISCUS LN |  | Polytube | Yes |  | 2024-05-03 |  | PVC | 1984 | Yes |  | 2024-05-03 |  | Non-lead
033877 | 137 LE SERRA LN |  | Polytube | Yes |  | 2022-07-05 |  | PVC | 1983 | Yes |  | 2022-07-05 |  | Non-lead
033878 | 513 CARIBBEAN DR |  | PVC | Yes |  | 2022-07-08 |  | PVC | 1986 | Yes |  | 2022-07-08 |  | Non-lead
033879 | B 513 CARIBBEAN DR |  | Polytube | Yes |  | 2022-07-08 |  | PVC | 1986 | Yes |  | 2022-07-08 |  | Non-lead
033880 | 601 FISHERMANS TR |  | Polytube | Yes |  | 2023-01-31 |  | PVC | 1983 | Yes |  | 2023-01-31 |  | Non-lead
033881 | 1206 SARATOGA LN |  | Unknown, Non-Lead | Yes |  | 2023-01-27 |  | Unknown, Non-Lead | 2009 | Yes |  | 2023-01-27 |  | Non-lead
033882 | 68 PLAZA DEL SOL |  | Polytube | Yes |  | 2022-06-30 |  | PVC | 1986 | Yes |  | 2022-06-30 |  | Non-lead
033883 | 200 TREASURE HARBOR RD |  | Polytube | Yes |  | 2022-06-21 |  | PVC | 1948 | Yes |  | 2022-06-21 |  | Non-lead
033884 | 18 OSPREY DR |  | Polytube | Yes |  | 2023-10-16 |  | PVC | 1982 | Yes |  | 2023-10-16 |  | Non-lead
033885 | 26 TRANSYLVANIA AVE |  | Polytube | Yes |  | 2022-10-31 |  | PVC | 1985 | Yes |  | 2022-10-31 |  | Non-lead
033886 | 82616 OVERSEAS HWY |  | Polytube | Yes |  | 2022-07-12 |  | PVC | 1984 | Yes |  | 2022-07-12 |  | Non-lead
033887 | 151 OCEAN VIEW DR |  | Polytube | Yes |  | 2023-01-30 |  | PVC | 1984 | Yes |  | 2023-01-30 |  | Non-lead
033888 | 100 GULFSIDE DR |  | Polytube | Yes |  | 2022-06-14 |  | PVC | 1985 | Yes |  | 2022-06-14 |  | Non-lead
033889 | 193 LA PALOMA RD |  | Polytube | Yes |  | 2023-02-07 |  | PVC | 1985 | Yes |  | 2023-02-07 |  | Non-lead
033890 | 126 VILLA BELLA DR |  | Polytube | Yes |  | 2024-04-29 |  | PVC | 1987 | Yes |  | 2024-04-29 |  | Non-lead
033891 | 216 TIDE AVE |  | Polytube | Yes |  | 2022-06-13 |  | PVC | 1985 | Yes |  | 2022-06-13 |  | Non-lead
033892 | 355 BUTTONWOOD SHORES DR |  | Polytube | Yes |  | 2023-02-06 |  | PVC | 1984 | Yes |  | 2023-02-06 |  | Non-lead
033894 | 817 MADRID RD |  | Polytube | Yes |  | 2022-09-01 |  | PVC | 1984 | Yes |  | 2022-09-01 |  | Non-lead
033895 | 104 SEA GULL LN |  | Polytube | Yes |  | 2022-07-19 |  | PVC | 1979 | Yes |  | 2022-07-19 |  | Non-lead
033896 | 382 MAHOGANY DR |  | Polytube | Yes |  | 2023-02-08 |  | PVC | 1984 | Yes |  | 2023-02-08 |  | Non-lead
033897 | 684 BOYD DR |  | Copper | Yes |  | 2023-05-04 |  | PVC | 1984 | Yes |  | 2023-05-04 |  | Non-lead
033898 | 54 BONEFISH AVE |  | Polytube | Yes |  | 2023-05-04 |  | PVC | 1970 | Yes |  | 2023-05-04 |  | Non-lead
033899 | 22775 PRIVATEER DR |  | Polytube | Yes |  | 2022-12-31 |  | PVC | 1985 | Yes |  | 2022-12-31 |  | Non-lead
033900 | 10 ROOSEVELT ST |  | Polytube | Yes |  | 2022-07-15 |  | PVC | 1984 | Yes |  | 2022-07-15 |  | Non-lead
033901 | 1123 E CARRIBEAN DR |  | Polytube | Yes |  | 2023-04-24 |  | PVC | 1984 | Yes |  | 2023-04-24 |  | Non-lead
033902 | APT 1 1011 VARELA ST |  | Polytube | Yes |  | 2023-03-23 |  | PVC | 1968 | Yes |  | 2023-03-23 |  | Non-lead
033903 | APT 2 1011 VARELA ST |  | Polytube | Yes |  | 2023-08-31 |  | PVC | 1968 | Yes |  | 2023-08-31 |  | Non-lead
033904 | UNIT 3 & 5 1011 VARELA ST |  | Polytube | Yes |  | 2023-03-23 |  | PVC | 1933 | Yes |  | 2023-03-23 |  | Non-lead
033905 | 30478 POINCIANA |  | Polytube | Yes |  | 2022-11-15 |  | PVC | 1985 | Yes |  | 2022-11-15 |  | Non-lead
033906 | 520 S POINT DR |  | Polytube | Yes |  | 2022-07-08 |  | PVC | 1984 | Yes |  | 2022-07-08 |  | Non-lead
033907 | 967 GULF DR |  | Unknown, Non-Lead | Yes |  | 2017-04-26 |  | Unknown, Non-Lead | 1988 | Yes |  | 2017-04-26 |  | Non-lead
033908 | 29177 IROQUOIS ST |  | Polytube | Yes |  | 2022-12-14 |  | PVC | 1985 | Yes |  | 2022-12-14 |  | Non-lead
033909 | 18 BAY DR |  | Polytube | Yes |  | 2023-08-30 |  | PVC | 1986 | Yes |  | 2023-08-30 |  | Non-lead
033911 | 530 BARRY AVE |  | Polytube | Yes |  | 2023-01-25 |  | PVC | 1982 | Yes |  | 2023-01-25 |  | Non-lead
033912 | 603 FREE SCHOOL LN |  | Polytube | Yes |  | 2024-03-04 |  | PVC | 1984 | Yes |  | 2024-03-04 |  | Non-lead
033913 | 605 FREE SCHOOL LN |  | Polytube | Yes |  | 2024-05-08 |  | PVC | 1984 | Yes |  | 2024-05-08 |  | Non-lead
033914 | 29017 GERANIUM DR |  | Polytube | Yes |  | 2023-01-10 |  | PVC | 1985 | Yes |  | 2023-01-10 |  | Non-lead
033915 | 421 CORAL AVE |  | Polytube | Yes |  | 2023-05-04 |  | PVC | 1984 | Yes |  | 2023-05-04 |  | Non-lead
033916 | 562 SANDS RD |  | Polytube | Yes |  | 2023-03-13 |  | PVC | 1984 | Yes |  | 2023-03-13 |  | Non-lead
033917 | 460 BARRY AVE |  | Polytube | Yes |  | 2023-01-25 |  | PVC | 1985 | Yes |  | 2023-01-25 |  | Non-lead
033918 | 847 E CARIBBEAN DR |  | Polytube | Yes |  | 2022-09-30 |  | PVC | 1987 | Yes |  | 2022-09-30 |  | Non-lead
033919 | APT 029A 3314 NORTHSIDE DR |  | PVC | Yes |  | 2022-12-16 |  | PVC | 1985 | Yes |  | 2022-12-16 |  | Non-lead
033920 | 216 SONNY RD |  | Polytube | Yes |  | 2022-05-17 |  | PVC | 1986 | Yes |  | 2022-05-17 |  | Non-lead
033921 | 198 BEACH RD |  | Polytube | Yes |  | 2023-02-06 |  | PVC | 1935 | Yes |  | 2023-02-06 |  | Non-lead
033922 | #1 SPR FISHERMA |  | Polytube | Yes |  | 2022-09-26 |  | PVC | 1983 | Yes |  | 2022-09-26 |  | Non-lead
033923 | 102 FIRST ST |  | Polytube | Yes |  | 2023-02-01 |  | PVC | 1985 | Yes |  | 2023-02-01 |  | Non-lead
033924 | 200 CORAL RD |  | Polytube | Yes |  | 2022-06-10 |  | PVC | 1986 | Yes |  | 2022-06-10 |  | Non-lead
033926 | 137 SNAPPER CREEK DR |  | Polytube | Yes |  | 2022-06-27 |  | PVC | 1984 | Yes |  | 2022-06-27 |  | Non-lead
033927 | 76185 OVERSEAS HWY |  | Polytube | Yes |  | 2022-07-07 |  | PVC | 1986 | Yes |  | 2022-07-07 |  | Non-lead
033928 | 181 S OCEAN SHORES DR |  | Polytube | Yes |  | 2023-01-30 |  | PVC | 1984 | Yes |  | 2023-01-30 |  | Non-lead
033929 | 89240 OVERSEAS HWY |  | Polytube | Yes |  | 2024-01-17 |  | PVC | 1985 | Yes |  | 2024-01-17 |  | Non-lead
033930 | 17 DOLPHIN RD |  | Polytube | Yes |  | 2022-07-25 |  | PVC | 1985 | Yes |  | 2022-07-25 |  | Non-lead
033931 | 34 EAGLE DR |  | Polytube | Yes |  | 2023-05-04 |  | PVC | 1984 | Yes |  | 2023-05-04 |  | Non-lead
033932 | 6 POINCIANA DR |  | Polytube | Yes |  | 2022-11-28 |  | PVC | 1984 | Yes |  | 2022-11-28 |  | Non-lead
033933 | 1034 ADAMS DR |  | Polytube | Yes |  | 2023-02-08 |  | PVC | 1987 | Yes |  | 2023-02-08 |  | Non-lead
033934 | 166 KAHIKI DR |  | Polytube | Yes |  | 2023-05-02 |  | PVC | 1991 | Yes |  | 2023-05-02 |  | Non-lead
033935 | 188 BEACH RD |  | Polytube | Yes |  | 2022-06-23 |  | PVC | 1985 | Yes |  | 2022-06-23 |  | Non-lead
033936 | 176 IROQUOIS ST |  | Polytube | Yes |  | 2022-05-31 |  | PVC | 1985 | Yes |  | 2022-05-31 |  | Non-lead
033937 | #1 88962 OVERSEAS HWY |  | Unknown, Non-Lead | Yes |  | 2023-07-13 |  | PVC | 1992 | Yes |  | 2023-07-13 |  | Non-lead
033938 | 13 DOLPHIN RD |  | Polytube | Yes |  | 2022-07-25 |  | PVC | 1984 | Yes |  | 2022-07-25 |  | Non-lead
033939 | 8 JEWFISH AVE |  | Polytube | Yes |  | 2022-07-11 |  | PVC | 1985 | Yes |  | 2022-07-11 |  | Non-lead
033940 | . BOAT UNITS GATEHOUSE Rd |  | Polytube | Yes |  | 2022-09-26 |  | PVC | 1987 | Yes |  | 2022-09-26 |  | Non-lead
033941 | 22 POMPANO AVE |  | Polytube | Yes |  | 2022-07-25 |  | PVC | 1958 | Yes |  | 2022-07-25 |  | Non-lead
033942 | 99020 OVERSEAS HWY |  | Polytube | Yes |  | 2023-02-06 |  | PVC | 1984 | Yes |  | 2023-02-06 |  | Non-lead
033943 | 113 7TH LANE |  | Polytube | Yes |  | 2023-03-21 |  | PVC | 1985 | Yes |  | 2023-03-21 |  | Non-lead
033944 | 139 CORTEZ DR |  | Polytube | Yes |  | 2022-07-07 |  | PVC | 1979 | Yes |  | 2022-07-07 |  | Non-lead
033945 | 29652 SARATOGA AVE |  | Polytube | Yes |  | 2022-12-05 |  | PVC | 1985 | Yes |  | 2022-12-05 |  | Non-lead
033946 | L36 1029 GULF DR |  | Polytube | Yes |  | 2023-10-11 |  | PVC | 1985 | Yes |  | 2023-10-11 |  | Non-lead
033948 | SCHOOL 700 TRUMAN AVE |  | Unknown | Yes |  | 2023-03-28 |  | Unknown | 1969 | Yes |  | 2023-03-28 |  | Lead Status Unknown
033949 | APT B 1009 SOUTHARD ST |  | Unknown | Yes |  | 2023-01-04 |  | PVC | 1933 | Yes |  | 2023-01-04 |  | Lead Status Unknown
033950 | 29047 PINE AVE |  | Polytube | Yes |  | 2022-12-15 |  | PVC | 1979 | Yes |  | 2022-12-15 |  | Non-lead
033951 | 97000 OVERSEAS HWY |  | Unknown | Yes |  | 2022-09-20 |  | Polytube | 1985 | Yes |  | 2022-09-20 |  | Lead Status Unknown
033952 | 16771 CYPRESS RD |  | Polytube | Yes |  | 2023-09-27 |  | PVC | 1985 | Yes |  | 2023-09-27 |  | Non-lead
033953 | 19637 SEMINOLE ST |  | Polytube | Yes |  | 2023-02-02 |  | PVC | 1984 | Yes |  | 2023-02-02 |  | Non-lead
033954 | UNIT 14 1616 ATLANTIC BLVD |  | PVC | Yes |  | 2023-04-26 |  | PVC | 1980 | Yes |  | 2023-04-26 |  | Non-lead
033955 | CVS 30401 OVERSEAS HWY |  | Polytube | Yes |  | 2022-12-08 |  | PVC | 1984 | Yes |  | 2022-12-08 |  | Non-lead
033956 | 13 EL MONTE LN |  | Polytube | Yes |  | 2022-10-26 |  | PVC | 1958 | Yes |  | 2022-10-26 |  | Non-lead
033957 | UNIT G 3301 DUCK AVE |  | Copper | Yes |  | 2022-07-12 |  | PVC | 1983 | Yes |  | 2022-07-12 |  | Non-lead
033958 | 27396 TOBAGO LN |  | Unknown, Non-Lead | Yes |  | 2017-08-23 |  | PVC | 2020 | Yes |  | 2017-08-23 |  | Non-lead
033959 | UNIT K 3301 DUCK AVE |  | Copper | Yes |  | 2022-10-27 |  | PVC | 1983 | Yes |  | 2022-10-27 |  | Non-lead
033960 | UNIT H 3301 DUCK AVE |  | Copper | Yes |  | 2022-07-19 |  | PVC | 1983 | Yes |  | 2022-07-19 |  | Non-lead
033961 | UNIT I 3301 DUCK AVE |  | Copper | Yes |  | 2022-07-19 |  | PVC | 1983 | Yes |  | 2022-07-19 |  | Non-lead
033962 | UNIT J 3301 DUCK AVE |  | Copper | Yes |  | 2022-07-19 |  | PVC | 1983 | Yes |  | 2022-07-19 |  | Non-lead
033963 | 6950 OVERSEAS HWY |  | Polytube | Yes |  | 2024-09-18 |  | PVC | 1968 | Yes |  | 2024-09-18 |  | Non-lead
033964 | APT 2 818 ELIZABETH ST |  | Polytube | Yes |  | 2023-01-03 |  | PVC | 1928 | Yes |  | 2023-01-03 |  | Non-lead
033965 | 10726 3RD GULF AVE |  | Polytube | Yes |  | 2022-11-17 |  | PVC | 1970 | Yes |  | 2022-11-17 |  | Non-lead
033966 | 528 FRONT ST |  | Polytube | Yes |  | 2022-10-28 |  | PVC | 1953 | Yes |  | 2022-10-28 |  | Non-lead
033967 | 408 AMELIA ST |  | Polytube | Yes |  | 2022-06-16 |  | PVC | 1943 | Yes |  | 2022-06-16 |  | Non-lead
033968 | 19 DOLPHIN LANE |  | Polytube | Yes |  | 2022-09-21 |  | PVC | 1985 | Yes |  | 2022-09-21 |  | Non-lead
033969 | 131 S LAYTON Dr |  | Ductile Iron | Yes |  | 2023-09-12 |  | Ductile Iron | 1986 | Yes |  | 2023-09-12 |  | Non-lead
033970 | 24429 CARIBBEAN W |  | Polytube | Yes |  | 2023-04-24 |  | PVC | 1979 | Yes |  | 2023-04-24 |  | Non-lead
033971 | 3841 DONNA RD |  | Polytube | Yes |  | 2024-04-12 |  | PVC | 1985 | Yes |  | 2024-04-12 |  | Non-lead
033972 | 288 SPANISH MAIN DR |  | Polytube | Yes |  | 2024-04-26 |  | PVC | 1984 | Yes |  | 2024-04-26 |  | Non-lead
033973 | 129 DUVAL ST |  | Polytube | Yes |  | 2023-09-14 |  | PVC | 1984 | Yes |  | 2023-09-14 |  | Non-lead
033974 | 22813 CALICO JACK CIR |  | Polytube | Yes |  | 2022-12-29 |  | Copper | 1988 | Yes |  | 2022-12-29 |  | Non-lead
033975 | 1038 GIBRALTER RD |  | Polytube | Yes |  | 2023-02-07 |  | PVC | 1987 | Yes |  | 2023-02-07 |  | Non-lead
033976 | 1035 VALENCIA RD |  | Polytube | Yes |  | 2023-02-08 |  | PVC | 1984 | Yes |  | 2023-02-08 |  | Non-lead
033977 | 130 OCEAN VIEW DR |  | Polytube | Yes |  | 2023-01-30 |  | PVC | 1984 | Yes |  | 2023-01-30 |  | Non-lead
033978 | 22 SUNRISE CAY DR |  | Polytube | Yes |  | 2022-09-21 |  | PVC | 1985 | Yes |  | 2022-09-21 |  | Non-lead
033979 | 19 ORANGE DR |  | Polytube | Yes |  | 2022-05-17 |  | PVC | 1984 | Yes |  | 2022-05-17 |  | Non-lead
033980 | 17 ORANGE DR |  | Unknown | Yes |  | 2022-05-17 |  | Unknown | 1986 | Yes |  | 2022-05-17 |  | Lead Status Unknown
033981 | 122 SIOUX ST |  | Polytube | Yes |  | 2024-01-17 |  | None | 1984 | Yes |  | 2024-01-17 |  | Non-lead
033982 | L19 B2 40 LAUDERDALE DR |  | Polytube | Yes |  | 2023-02-06 |  | PVC | 1985 | Yes |  | 2023-02-06 |  | Non-lead
033983 | 948 SHAW DR |  | Polytube | Yes |  | 2023-02-09 |  | PVC | 1986 | Yes |  | 2023-02-09 |  | Non-lead
033984 | 64 CORAL DR |  | Polytube | Yes |  | 2022-11-29 |  | PVC | 1986 | Yes |  | 2022-11-29 |  | Non-lead
033985 | 120 DOVE AVE |  | Unknown, Non-Lead | No |  |  |  | Unknown, Non-Lead | 2003 | No |  |  |  | Non-lead
033986 | 703 GROUPER LN |  | Polytube | Yes |  | 2022-09-20 |  | PVC | 1968 | Yes |  | 2022-09-20 |  | Non-lead
033987 | 42 SPADEFISH LN |  | Unknown, Non-Lead | No |  |  |  | Unknown, Non-Lead | 2002 | No |  |  |  | Non-lead
033988 | 29 HARBOR GREEN DR |  | Polytube | Yes |  | 2023-11-30 |  | PVC | 1984 | Yes |  | 2023-11-30 |  | Non-lead
033989 | 1505 AQUEDUCT LN |  | Polytube | Yes |  | 2022-05-10 |  | PVC | 1985 | Yes |  | 2022-05-10 |  | Non-lead
033990 | 16 HAZEL ST |  | Polytube | Yes |  | 2023-04-10 |  | PVC | 2009 | Yes |  | 2023-04-10 |  | Non-lead
033991 | 50 SNAPPER AVE |  | Polytube | Yes |  | 2022-11-07 |  | PVC | 1958 | Yes |  | 2022-11-07 |  | Non-lead
033992 | 132 S HAMMOCK RD |  | Polytube | Yes |  | 2022-06-23 |  | PVC | 1962 | Yes |  | 2022-06-23 |  | Non-lead
033993 | 14 SILVER SPRINGS DR |  | Polytube | Yes |  | 2022-05-25 |  | PVC | 1984 | Yes |  | 2022-05-25 |  | Non-lead
033994 | 181 LOWE ST |  | Polytube | Yes |  | 2023-08-24 |  | PVC | 1935 | Yes |  | 2023-08-24 |  | Non-lead
033995 | 152 HARBORVIEW DR |  | Polytube | Yes |  | 2023-05-26 |  | PVC | 1988 | Yes |  | 2023-05-26 |  | Non-lead
033996 | LEFT 171 OJIBWAY AVE |  | Polytube | Yes |  | 2023-07-12 |  | PVC | 1985 | Yes |  | 2023-07-12 |  | Non-lead
033997 | RIGHT 173 OJIBWAY AVE |  | Polytube | Yes |  | 2022-06-03 |  | PVC | 1966 | Yes |  | 2022-06-03 |  | Non-lead
033998 | 436 SUNSHINE BLVD |  | Unknown, Non-Lead | Yes |  | 2019-10-21 |  | Unknown, Non-Lead | 1988 | Yes |  | 2019-10-21 |  | Non-lead
033999 | 2501 SEIDENBERG AVE |  | Polytube | Yes |  | 2024-01-03 |  | Copper | 1978 | Yes |  | 2024-01-03 |  | Non-lead
034000 | 30353 HERON LN |  | Polytube | Yes |  | 2022-11-16 |  | PVC | 1985 | Yes |  | 2022-11-16 |  | Non-lead
034001 | UNIT 18 1616 ATLANTIC BLVD |  | PVC | Yes |  | 2023-04-26 |  | PVC | 1980 | Yes |  | 2023-04-26 |  | Non-lead
034002 | 372 CARRIBEAN DR E |  | Polytube | Yes |  | 2023-04-24 |  | PVC | 1986 | Yes |  | 2023-04-24 |  | Non-lead
034003 | 50 BAY DR |  | Polytube | Yes |  | 2023-08-29 |  | PVC | 1984 | Yes |  | 2023-08-29 |  | Non-lead
034004 | #1 22984 OVERSEAS HWY |  | Polytube | Yes |  | 2022-12-29 |  | PVC | 1985 | Yes |  | 2022-12-29 |  | Non-lead
034005 | 29137 IROQUOIS ST |  | Polytube | Yes |  | 2024-07-19 |  | PVC | 1984 | Yes |  | 2024-07-19 |  | Non-lead
034006 | 27073 SHANNAHAN RD |  | Polytube | Yes |  | 2023-07-25 |  | PVC | 1984 | Yes |  | 2023-07-25 |  | Non-lead
034007 | 177 E CARRIBBEAN DR |  | Polytube | Yes |  | 2023-04-24 |  | PVC | 1985 | Yes |  | 2023-04-24 |  | Non-lead
034008 | 17250 OLEANDER LN |  | Polytube | Yes |  | 2024-04-01 |  | PVC | 1986 | Yes |  | 2024-04-01 |  | Non-lead
034009 | UNIT 304 130 COCO PLUM DR |  | PVC | Yes |  | 2022-10-22 |  | PVC | 1984 | Yes |  | 2022-10-22 |  | Non-lead
034010 | #202 130 COCO PLUM DR |  | PVC | Yes |  | 2024-07-29 |  | PVC | 1984 | Yes |  | 2024-07-29 |  | Non-lead
034011 | #203 130 COCO PLUM DR |  | PVC | Yes |  | 2023-11-21 |  | PVC | 1984 | Yes |  | 2023-11-21 |  | Non-lead
034012 | #302 130 COCO PLUM DR |  | PVC | Yes |  | 2024-07-25 |  | PVC | 1984 | Yes |  | 2024-07-25 |  | Non-lead
034013 | #401 130 COCO PLUM DR |  | PVC | Yes |  | 2024-07-25 |  | PVC | 1984 | Yes |  | 2024-07-25 |  | Non-lead
034015 | #403 130 COCO PLUM DR |  | PVC | Yes |  | 2024-07-22 |  | PVC | 1984 | Yes |  | 2024-07-22 |  | Non-lead
034016 | #404 130 COCO PLUM DR |  | PVC | Yes |  | 2022-10-22 |  | PVC | 1984 | Yes |  | 2022-10-22 |  | Non-lead
034018 | 7957 GULFSTREAM BLVD |  | Polytube | Yes |  | 2024-03-28 |  | PVC | 1975 | Yes |  | 2024-03-28 |  | Non-lead
034019 | APT A FRONT 900 66TH OCEAN ST |  | Polytube | Yes |  | 2023-03-16 |  | PVC | 1983 | Yes |  | 2023-03-16 |  | Non-lead
034020 | 95 COCO PLUM DR |  | Unknown | Yes |  | 2022-10-22 |  | None | 1985 | Yes |  | 2022-10-22 |  | No Service Line
034021 | UNIT 3 95 COCO PLUM DR |  | Unknown | Yes |  | 2022-10-22 |  | None | 1985 | Yes |  | 2022-10-22 |  | No Service Line
034022 | 120 CALLE ENSUENO |  | Polytube | Yes |  | 2023-03-23 |  | PVC | 1985 | Yes |  | 2023-03-23 |  | Non-lead
034023 | 112 AVENUE G |  | Polytube | Yes |  | 2024-05-01 |  | PVC | 1986 | Yes |  | 2024-05-01 |  | Non-lead
034024 | 95 COCO PLUM DR |  | Unknown | Yes |  | 2022-10-22 |  | None | 1985 | Yes |  | 2022-10-22 |  | No Service Line
034025 | 95 COCO PLUM DR |  | Unknown | Yes |  | 2022-10-22 |  | None | 1982 | Yes |  | 2022-10-22 |  | No Service Line
034026 | APT 3D 95 COCO PLUM DR |  | Unknown | Yes |  | 2022-10-22 |  | None | 1985 | Yes |  | 2022-10-22 |  | No Service Line
034027 | 95 COCO PLUM DR |  | Unknown | Yes |  | 2022-10-22 |  | None | 1985 | Yes |  | 2022-10-22 |  | No Service Line
034028 | #6 95 COCO PLUM DR |  | Unknown | Yes |  | 2022-10-22 |  | None | 1985 | Yes |  | 2022-10-22 |  | No Service Line
034031 | UNIT 4 96 C AVE |  | Unknown | Yes |  | 2022-10-22 |  | None | 1985 | Yes |  | 2022-10-22 |  | No Service Line
034032 | #5 96 C AVE |  | Unknown | Yes |  | 2022-10-22 |  | None | 1985 | Yes |  | 2022-10-22 |  | No Service Line
034033 | 58886 OVERSEAS HWY 1ST HS ON LEFT |  | Polytube | Yes |  | 2022-10-22 |  | PVC | 1985 | Yes |  | 2022-10-22 |  | Non-lead
034034 | APT 1 1402 VERNON AVE |  | Polytube | Yes |  | 2023-07-20 |  | PVC | 1888 | Yes |  | 2023-07-20 |  | Non-lead
034035 | KEY PLAZA 2924 N ROOSEVELT KEY BLVD |  | Polytube | Yes |  | 2023-05-04 |  | PVC | 1974 | Yes |  | 2023-05-04 |  | Non-lead
034036 | 2926 N ROOSEVELT BLVD |  | Polytube | Yes |  | 2024-01-17 |  | PVC | 1974 | Yes |  | 2024-01-17 |  | Non-lead
034037 | 2922 N ROOSEVELT BLVD |  | Polytube | Yes |  | 2024-09-23 |  | PVC | 1974 | Yes |  | 2024-09-23 |  | Non-lead
034038 | 2920 N ROOSEVELT KEY PL BLVD |  | Polytube | Yes |  | 2023-11-20 |  | PVC | 1974 | Yes |  | 2023-11-20 |  | Non-lead
034039 | APT A 3 CACTUS DR |  | Polytube | Yes |  | 2023-07-19 |  | PVC | 1976 | Yes |  | 2023-07-19 |  | Non-lead
034040 | 8 SAPPHIRE DR |  | Polytube | Yes |  | 2022-09-26 |  | PVC | 1985 | Yes |  | 2022-09-26 |  | Non-lead
034041 | 2223 SAN MARCO DR |  | Polytube | Yes |  | 2022-11-30 |  | PVC | 1984 | Yes |  | 2022-11-30 |  | Non-lead
034042 | APT FRONT 710 OLIVIA ST |  | Polytube | Yes |  | 2023-01-12 |  | PVC | 1943 | Yes |  | 2023-01-12 |  | Non-lead
034043 | 205 S POINT DR |  | Polytube | Yes |  | 2022-08-24 |  | PVC | 1985 | Yes |  | 2022-08-24 |  | Non-lead
034044 | 3811 JOYCE RD |  | Polytube | Yes |  | 2023-01-11 |  | PVC | 1984 | Yes |  | 2023-01-11 |  | Non-lead
034045 | 17139 AMBERJACK LN |  | Polytube | Yes |  | 2022-07-12 |  | PVC | 1985 | Yes |  | 2022-07-12 |  | Non-lead
034046 | L15 B9 15 EMERALD DR |  | Polytube | Yes |  | 2022-07-29 |  | PVC | 1984 | Yes |  | 2022-07-29 |  | Non-lead
034047 | 31020 HIBISCUS AKA MB RD |  | Polytube | Yes |  | 2022-11-14 |  | PVC | 1985 | Yes |  | 2022-11-14 |  | Non-lead
034048 | 29279 CYPRESS DR(193 J |  | Polytube | Yes |  | 2023-02-21 |  | PVC | 1985 | Yes |  | 2023-02-21 |  | Non-lead
034049 | 4A 26781 OVERSEAS HWY |  | Polytube | Yes |  | 2022-10-27 |  | PVC | 1984 | Yes |  | 2022-10-27 |  | Non-lead
034050 | 29550 RANGER AVE |  | Polytube | Yes |  | 2022-12-01 |  | PVC | 1985 | Yes |  | 2022-12-01 |  | Non-lead
034051 | 29373 COCONUT PALM DR |  | Polytube | Yes |  | 2022-12-19 |  | PVC | 1982 | Yes |  | 2022-12-19 |  | Non-lead
034052 | APT 021A 3314 NORTHSIDE DR |  | PVC | Yes |  | 2023-06-30 |  | PVC | 1985 | Yes |  | 2023-06-30 |  | Non-lead
034053 | 1 FLORIDA DR |  | Polytube | Yes |  | 2023-02-06 |  | PVC | 1982 | Yes |  | 2023-02-06 |  | Non-lead
034054 | 222 NAVAJO ST |  | Polytube | Yes |  | 2022-06-03 |  | PVC | 1985 | Yes |  | 2022-06-03 |  | Non-lead
034056 | 125 S ROLLING HILL RD |  | Polytube | Yes |  | 2022-06-08 |  | PVC | 1984 | Yes |  | 2022-06-08 |  | Non-lead
034057 | 74862 OVERSEAS HWY |  | Unknown, Non-Lead | Yes |  | 2022-06-21 |  | PVC | 2018 | Yes |  | 2022-06-21 |  | Non-lead
034058 | 38 CARD SOUND RD |  | Polytube | Yes |  | 2022-12-15 |  | PVC | 1985 | Yes |  | 2022-12-15 |  | Non-lead
034059 | 179 INDIAN MOUND Trl |  | Polytube | Yes |  | 2024-05-31 |  | PVC | 1985 | Yes |  | 2024-05-31 |  | Non-lead
034060 | 1030 GIBRALTAR RD |  | Polytube | Yes |  | 2023-02-08 |  | PVC | 1982 | Yes |  | 2023-02-08 |  | Non-lead
034061 | 24 SOUTH DR |  | Polytube | Yes |  | 2022-08-29 |  | PVC | 1984 | Yes |  | 2022-08-29 |  | Non-lead
034062 | 230 NAVAJO ST |  | Polytube | Yes |  | 2022-06-03 |  | PVC | 1985 | Yes |  | 2022-06-03 |  | Non-lead
034063 | 440 LIME DR |  | Polytube | Yes |  | 2023-02-02 |  | PVC | 1984 | Yes |  | 2023-02-02 |  | Non-lead
034064 | 1 BEACH TR J&K RD |  | Polytube | Yes |  | 2022-10-31 |  | Copper | 1989 | Yes |  | 2022-10-31 |  | Non-lead
034065 | 438 LIME DR |  | Polytube | Yes |  | 2023-02-02 |  | PVC | 1984 | Yes |  | 2023-02-02 |  | Non-lead
034066 | 454 BOWIE LANE |  | Polytube | Yes |  | 2023-05-04 |  | PVC | 1968 | Yes |  | 2023-05-04 |  | Non-lead
034067 | 17 N BLACKWATER LN |  | Polytube | Yes |  | 2022-07-25 |  | Copper | 1985 | Yes |  | 2022-07-25 |  | Non-lead
034068 | 195 N AIRPORT RD |  | Polytube | Yes |  | 2022-05-12 |  | PVC | 1985 | Yes |  | 2022-05-12 |  | Non-lead
034069 | 3 FLORIDA DR |  | Polytube | Yes |  | 2022-11-28 |  | PVC | 1985 | Yes |  | 2022-11-28 |  | Non-lead
034070 | 455 BARRACUDA BLVD |  | Polytube | Yes |  | 2022-10-26 |  | PVC | 1987 | Yes |  | 2022-10-26 |  | Non-lead
034071 | #51 103100 OVERSEAS HWY |  | Unknown, Non-Lead | Yes |  | 2019-09-25 |  | Unknown, Non-Lead | 1990 | Yes |  | 2019-09-25 |  | Non-lead
034072 | BLDG 5 #53 103100 OVERSEAS HWY |  | Unknown, Non-Lead | Yes |  | 2018-03-14 |  | PVC | 1990 | Yes |  | 2018-03-14 |  | Non-lead
034073 | 208 S OCEAN SHORES DR |  | Polytube | Yes |  | 2022-07-26 |  | PVC | 1988 | Yes |  | 2022-07-26 |  | Non-lead
034074 | 235 AZALEA ST |  | Polytube | Yes |  | 2022-06-16 |  | PVC | 1985 | Yes |  | 2022-06-16 |  | Non-lead
034075 | 9 SPRAY RD |  | Polytube | Yes |  | 2022-09-29 |  | PVC | 1986 | Yes |  | 2022-09-29 |  | Non-lead
034076 | 271 HIBISCUS ST |  | Polytube | Yes |  | 2022-06-21 |  | PVC | 1985 | Yes |  | 2022-06-21 |  | Non-lead
034077 | 190 LORELANE PL |  | Polytube | Yes |  | 2023-05-04 |  | PVC | 1985 | Yes |  | 2023-05-04 |  | Non-lead
034078 | A-1 BIG PINE SHOPPIN |  | Unknown, Non-Lead | No |  |  |  | No Piping | 1984 | No |  |  |  | Non-lead
034079 | #A-2 BIG PINE SHOPPIN |  | Unknown, Non-Lead | No |  |  |  | No Piping | 1984 | No |  |  |  | Non-lead
034080 | #A3 BIG PINE SHOPPIN |  | Unknown, Non-Lead | No |  |  |  | No Piping | 1984 | No |  |  |  | Non-lead
034081 | UNIT A-4/5 255 KEY DEER BLVD |  | PVC | Yes |  | 2022-12-06 |  | PVC | 1984 | Yes |  | 2022-12-06 |  | Non-lead
034082 | UNIT A-6 257 KEY DEER BLVD |  | PVC | Yes |  | 2024-03-26 |  | PVC | 1984 | Yes |  | 2024-03-26 |  | Non-lead
034083 | UNIT A-7 265 KEY DEER BLVD |  | PVC | Yes |  | 2024-03-26 |  | PVC | 1984 | Yes |  | 2024-03-26 |  | Non-lead
034084 | UNIT A7/8 265 KEY DEER BLVD |  | Polytube | Yes |  | 2022-12-06 |  | PVC | 1984 | Yes |  | 2022-12-06 |  | Non-lead
034085 | A-9 271 KEY DEER BLVD |  | PVC | Yes |  | 2022-12-06 |  | PVC | 1984 | Yes |  | 2022-12-06 |  | Non-lead
034086 | UNIT A-10 275 KEY DEER BLVD |  | PVC | Yes |  | 2022-12-06 |  | PVC | 1984 | Yes |  | 2022-12-06 |  | Non-lead
034087 | UNIT A-10 283 KEY DEER BLVD |  | Polytube | Yes |  | 2023-09-07 |  | PVC | 1984 | Yes |  | 2023-09-07 |  | Non-lead
034088 | A12 287 KEY DEER BIG PINE SHOPPIN BLVD |  | Polytube | Yes |  | 2024-03-26 |  | PVC | 1984 | Yes |  | 2024-03-26 |  | Non-lead
034089 | UNIT A 13/14 291 KEY DEER BLVD |  | PVC | Yes |  | 2023-05-25 |  | PVC | 1984 | Yes |  | 2023-05-25 |  | Non-lead
034090 | UNIT A-15 215 KEY DEER BLVD |  | PVC | Yes |  | 2024-03-26 |  | PVC | 1984 | Yes |  | 2024-03-26 |  | Non-lead
034091 | UNIT B-1 247 KEY DEER BLVD |  | PVC | Yes |  | 2022-12-06 |  | PVC | 1984 | Yes |  | 2022-12-06 |  | Non-lead
034092 | UNIT B-2 243 KEY DEER BLVD |  | PVC | Yes |  | 2022-12-06 |  | PVC | 1984 | Yes |  | 2022-12-06 |  | Non-lead
034093 | UNIT B3 225 KEY DEER BLVD |  | Polytube | Yes |  | 2023-09-07 |  | PVC | 1984 | Yes |  | 2023-09-07 |  | Non-lead
034094 | UNIT B-4 237 KEY DEER BLVD |  | Polytube | Yes |  | 2022-06-07 |  | PVC | 1984 | Yes |  | 2022-06-07 |  | Non-lead
034095 | UNIT B-5 235 KEY DEER BLVD |  | PVC | Yes |  | 2022-12-06 |  | PVC | 1984 | Yes |  | 2022-12-06 |  | Non-lead
034096 | 0 BIG PINE SHOPPIN |  | PVC | Yes |  | 2022-07-06 |  | PVC | 1984 | Yes |  | 2022-07-06 |  | Non-lead
034097 | UNIT B-7 229 KEY DEER BLVD |  | PVC | Yes |  | 2022-12-06 |  | PVC | 1984 | Yes |  | 2022-12-06 |  | Non-lead
034098 | 251 KEY DEER BLVD |  | Polytube | Yes |  | 2023-06-21 |  | PVC | 1984 | Yes |  | 2023-06-21 |  | Non-lead
034099 | UNIT B-8 221 KEY DEER BLVD |  | PVC | Yes |  | 2022-12-06 |  | PVC | 1984 | Yes |  | 2022-12-06 |  | Non-lead
034100 | UNIT B 9-11 213 KEY DEER BLVD |  | PVC | Yes |  | 2022-12-06 |  | PVC | 1984 | Yes |  | 2022-12-06 |  | Non-lead
034101 | UNIT B 9-11 213 KEY DEER BLVD |  | PVC | Yes |  | 2024-04-25 |  | PVC | 1984 | Yes |  | 2024-04-25 |  | Non-lead
034102 | UNIT B 9-11 213 KEY DEER BLVD |  | PVC | Yes |  | 2024-04-29 |  | PVC | 1984 | Yes |  | 2024-04-29 |  | Non-lead
034103 | UNIT B-12 209 KEY DEER BLVD |  | PVC | Yes |  | 2023-09-06 |  | PVC | 1984 | Yes |  | 2023-09-06 |  | Non-lead
034104 | UNIT B-13 207 KEY DEER BIG PINE SHOPPIN BLVD |  | PVC | Yes |  | 2024-01-17 |  | PVC | 1984 | Yes |  | 2024-01-17 |  | Non-lead
034105 | UNIT B-14 205 KEY DEER BLVD |  | PVC | Yes |  | 2022-12-06 |  | PVC | 1984 | Yes |  | 2022-12-06 |  | Non-lead
034106 | UNIT B-15 200-250 KEY DEER BLVD |  | PVC | Yes |  | 2024-07-11 |  | PVC | 1984 | Yes |  | 2024-07-11 |  | Non-lead
034107 | UNIT B-16 201 KEY DEER BLVD |  | PVC | Yes |  | 2024-07-11 |  | PVC | 1984 | Yes |  | 2024-07-11 |  | Non-lead
034108 | UNIT C 1-3 200-250 KEY DEER BIG PINE BLVD |  | Polytube | Yes |  | 2023-03-21 |  | Polytube | 1984 | Yes |  | 2023-03-21 |  | Non-Lead
034109 | C-2 BIG PINE SHOPPIN |  | Unknown, Non-Lead | No |  |  |  | No Piping | 1984 | No |  |  |  | Non-lead
034110 | C-3 BIG PINE SHOPPIN |  | PVC | Yes |  | 2024-04-18 |  | PVC | 1984 | Yes |  | 2024-04-18 |  | Non-lead
034112 | C-5 281 KEY DEER BLVD |  | PVC | Yes |  | 2022-12-06 |  | PVC | 1984 | Yes |  | 2022-12-06 |  | Non-lead
034113 | C-6 BIG PINE SHOPPIN |  | Polytube | Yes |  | 2024-05-09 |  | PVC | 1984 | Yes |  | 2024-05-09 |  | Non-lead
034114 | UNIT C-7 151 KEY DEER BLVD |  | Polytube | Yes |  | 2021-09-23 |  | PVC | 1984 | Yes |  | 2021-09-23 |  | Non-lead
034115 | #C-8 BIG PINE SHOPPIN |  | Polytube | Yes |  | 2022-01-03 |  | PVC | 1984 | Yes |  | 2022-01-03 |  | Non-lead
034116 | UNIT C09 279 KEY DEER BIG PINE SHOPPIN BLVD |  | PVC | Yes |  | 2022-12-06 |  | PVC | 1984 | Yes |  | 2022-12-06 |  | Non-lead
034117 | APT 023A 3314 NORTHSIDE DR |  | PVC | Yes |  | 2022-06-13 |  | PVC | 1985 | Yes |  | 2022-06-13 |  | Non-lead
034118 | 746 CARIBBEAN DR E |  | Polytube | Yes |  | 2024-08-29 |  | PVC | 1985 | Yes |  | 2024-08-29 |  | Non-lead
034119 | 580 BARRY AVE |  | Unknown, Non-Lead | No |  |  |  | Unknown, Non-Lead | 2019 | No |  |  |  | Non-lead
034120 | 155 N AIRPORT DR |  | Unknown, Non-Lead | No |  |  |  | Unknown, Non-Lead | 1988 | No |  |  |  | Non-lead
034121 | 197 CARRIBEAN DR |  | Polytube | Yes |  | 2024-09-09 |  | PVC | 1985 | Yes |  | 2024-09-09 |  | Non-lead
034122 | 30332 KILLDEER LN |  | Polytube | Yes |  | 2022-11-16 |  | PVC | 1985 | Yes |  | 2022-11-16 |  | Non-lead
034123 | 815 GULF DR |  | Polytube | Yes |  | 2022-08-23 |  | PVC | 1985 | Yes |  | 2022-08-23 |  | Non-lead
034124 | APT B 1001 UNITED ST |  | Polytube | Yes |  | 2023-03-22 |  | PVC | 1984 | Yes |  | 2023-03-22 |  | Non-lead
034125 | APT B 1003 UNITED ST |  | PVC | Yes |  | 2022-09-15 |  | PVC | 1984 | Yes |  | 2022-09-15 |  | Non-lead
034126 | APT A 1003 UNITED ST |  | Polytube | Yes |  | 2023-03-22 |  | PVC | 1984 | Yes |  | 2023-03-22 |  | Non-lead
034127 | APT A 825 PIRATES RD |  | Unknown, Non-Lead | No |  |  |  | Unknown, Non-Lead | 2017 | No |  |  |  | Non-lead
034128 | #1 161 OCEAN BAY DR |  | Polytube | Yes |  | 2022-07-14 |  | PVC | 1986 | Yes |  | 2022-07-14 |  | Non-lead
034129 | 239 LIGNUMVITAE DR |  | Polytube | Yes |  | 2022-06-29 |  | PVC | 1985 | Yes |  | 2022-06-29 |  | Non-lead
034130 | 8 SNAPPER AVE |  | Polytube | Yes |  | 2021-09-10 |  | PVC | 1994 | Yes |  | 2021-09-10 |  | Non-lead
034131 | 230 OLEANDER DR |  | Polytube | Yes |  | 2023-02-13 |  | PVC | 1984 | Yes |  | 2023-02-13 |  | Non-lead
034132 | 909 PLANTATION RD |  | Polytube | Yes |  | 2023-05-04 |  | Copper | 1985 | Yes |  | 2023-05-04 |  | Non-lead
034133 | 258 BAY DR |  | Polytube | Yes |  | 2023-01-30 |  | PVC | 1985 | Yes |  | 2023-01-30 |  | Non-lead
034135 | 322 MAHOGANY DR |  | Polytube | Yes |  | 2023-02-08 |  | PVC | 1985 | Yes |  | 2023-02-08 |  | Non-lead
034136 | 285 JASMINE ST |  | Polytube | Yes |  | 2022-06-16 |  | PVC | 1971 | Yes |  | 2022-06-16 |  | Non-lead
034138 | L2&3 81581 OLD RD |  | Polytube | Yes |  | 2022-06-22 |  | PVC | 1985 | Yes |  | 2022-06-22 |  | Non-lead
034139 | 23 OSPREY DR |  | Polytube | Yes |  | 2022-11-18 |  | PVC | 1985 | Yes |  | 2022-11-18 |  | Non-lead
034140 | 311 TOLLGATE SHORES DR |  | Polytube | Yes |  | 2022-06-29 |  | PVC | 1985 | Yes |  | 2022-06-29 |  | Non-lead
034141 | 915 LOBSTER LN |  | Polytube | Yes |  | 2022-07-21 |  | PVC | 1986 | Yes |  | 2022-07-21 |  | Non-lead
034142 | 704 LARGO RD |  | Unknown | Yes |  | 2023-05-04 |  | Polytube | 1985 | Yes |  | 2023-05-04 |  | Lead Status Unknown
034143 | 390 LAGUNA AVE |  | Polytube | Yes |  | 2023-02-15 |  | PVC | 1986 | Yes |  | 2023-02-15 |  | Non-lead
034144 | 319 TOLLGATE SHORES DR |  | Polytube | Yes |  | 2022-05-19 |  | PVC | 1984 | Yes |  | 2022-05-19 |  | Non-lead
034145 | APT 12 89240 OVERSEAS HWY |  | Polytube | Yes |  | 2024-10-04 |  | PVC | 1985 | Yes |  | 2024-10-04 |  | Non-lead
034146 | APT 11 89240 OVERSEAS HWY |  | Polytube | Yes |  | 2022-06-14 |  | PVC | 1985 | Yes |  | 2022-06-14 |  | Non-lead
034147 | APT 10 89240 OVERSEAS HWY |  | Polytube | Yes |  | 2023-05-08 |  | PVC | 1985 | Yes |  | 2023-05-08 |  | Non-lead
034148 | APT 9 89240 OVERSEAS HWY |  | Polytube | Yes |  | 2024-04-10 |  | PVC | 1985 | Yes |  | 2024-04-10 |  | Non-lead
034149 | UNIT 8 89240 OVERSEAS HWY |  | Polytube | Yes |  | 2022-06-14 |  | PVC | 1985 | Yes |  | 2022-06-14 |  | Non-lead
034150 | APT 07 89240 OVERSEAS HWY |  | PVC | Yes |  | 2023-02-15 |  | PVC | 1985 | Yes |  | 2023-02-15 |  | Non-lead
034151 | 211 HIBISCUS ST |  | Polytube | Yes |  | 2022-06-16 |  | PVC | 1986 | Yes |  | 2022-06-16 |  | Non-lead
034152 | 147 CANAL ST |  | Polytube | Yes |  | 2022-06-13 |  | PVC | 1980 | Yes |  | 2022-06-13 |  | Non-lead
034153 | 181 DOUBLOON DR |  | Polytube | Yes |  | 2022-11-01 |  | PVC | 1963 | Yes |  | 2022-11-01 |  | Non-lead
034154 | 29560 INDEPENDENCE AVE |  | Polytube | Yes |  | 2022-12-05 |  | PVC | 1985 | Yes |  | 2022-12-05 |  | Non-lead
034155 | 107 AVENUE D |  | Polytube | Yes |  | 2022-10-22 |  | Stainless | 1974 | Yes |  | 2022-10-22 |  | Non-lead
034156 | REST 17001 OVERSEAS HWY |  | Polytube | Yes |  | 2022-09-22 |  | PVC | 1968 | Yes |  | 2022-09-22 |  | Non-lead
034157 | 101600 OVERSEAS HWY P/TR 11 |  | PVC | Yes |  | 2023-02-09 |  | PVC | 1950 | Yes |  | 2023-02-09 |  | Non-lead
034158 | 29017 ROSE DR |  | Polytube | Yes |  | 2022-12-21 |  | PVC | 1985 | Yes |  | 2022-12-21 |  | Non-lead
034159 | 1200 KENNEDY DR |  | Unknown | Yes |  | 2023-05-04 |  | Unknown | 1985 | Yes |  | 2023-05-04 |  | Lead Status Unknown
034160 | FIRE 3841 N ROOSEVELT BLVD |  | Ductile Iron | Yes |  | 2023-01-11 |  | Galvanized | 1978 | Yes |  | 2023-01-11 |  | Galvanized Requiring Replacement
034161 | 830 TRUMAN AVE |  | Unknown, Non-Lead | No |  |  |  | Unknown, Non-Lead | 2010 | No |  |  |  | Non-lead
034162 | 770 CAROLYN AVE |  | Polytube | Yes |  | 2023-03-27 |  | PVC | 1985 | Yes |  | 2023-03-27 |  | Non-lead
034163 | 9 SOMBRERO BLVD |  | Polytube | Yes |  | 2023-02-24 |  | PVC | 1973 | Yes |  | 2023-02-24 |  | Non-lead
034164 | 303 SOMBRERO BLVD |  | Polytube | Yes |  | 2023-11-28 |  | Polytube | 1971 | Yes |  | 2023-11-28 |  | Non-Lead
034165 | 1201 SIMONTON ST |  | Unknown, Non-Lead | No |  |  |  | No Piping | 1963 | No |  |  |  | Non-lead
034166 | 121 CUTTHROAT & PRIV DR |  | Polytube | Yes |  | 2022-12-28 |  | PVC | 1986 | Yes |  | 2022-12-28 |  | Non-lead
034167 | 147 FARAH WAY |  | Polytube | Yes |  | 2022-11-15 |  | PVC | 1979 | Yes |  | 2022-11-15 |  | Non-lead
034168 | 1633 BAYVIEW AKA 1297 DR |  | Unknown, Non-Lead | Yes |  | 2024-06-04 |  | Unknown, Non-Lead | 1999 | Yes |  | 2024-06-04 |  | Non-lead
034169 | 27742 ASTRANGIA AVE |  | Polytube | Yes |  | 2023-09-29 |  | PVC | 1985 | Yes |  | 2023-09-29 |  | Non-lead
034170 | CRUISE SHIP PORT |  | PVC | Yes |  | 2023-08-10 |  | PVC | 1985 | Yes |  | 2023-08-10 |  | Non-lead
034171 | 953 FLAGSHIP DR |  | Polytube | Yes |  | 2023-04-25 |  | PVC | 1985 | Yes |  | 2023-04-25 |  | Non-lead
034172 | 1801 N ROOSEVELT BLVD |  | Polytube | Yes |  | 2022-09-16 |  | PVC | 1983 | Yes |  | 2022-09-16 |  | Non-lead
034173 | 27313 ANGUILA LN |  | Polytube | Yes |  | 2023-07-27 |  | PVC |  | Yes |  | 2023-07-27 |  | Non-lead
034174 | 91200 OVERSEAS Hwy |  | Unknown, Non-Lead | Yes |  | 2022-03-11 |  | Cast Iron | 1995 | Yes |  | 2022-03-11 |  | Unknown
034175 | WINN DIXIE #14 91200 OVERSEAS HWY |  | PVC | Yes |  | 2023-01-30 |  | Copper | 1978 | Yes |  | 2023-01-30 |  | Non-lead
034179 | 275 BLACKBEARD RD |  | Polytube | Yes |  | 2024-05-24 |  | PVC | 1985 | Yes |  | 2024-05-24 |  | Non-lead
034180 | 27406 MARTINIQUE LN |  | Polytube | Yes |  | 2024-04-02 |  | PVC | 1984 | Yes |  | 2024-04-02 |  | Non-lead
034181 | 296 CARIBBEAN DR E |  | Polytube | Yes |  | 2023-04-24 |  | PVC | 1985 | Yes |  | 2023-04-24 |  | Non-lead
034182 | 1700 OVERSEAS HWY |  | Polytube | Yes |  | 2023-03-20 |  | PVC | 1958 | Yes |  | 2023-03-20 |  | Non-lead
034186 | 29842 OVERSEAS HWY |  | Polytube | Yes |  | 2022-12-12 |  | PVC | 1986 | Yes |  | 2022-12-12 |  | Non-lead
034187 | 132 E CAHILL CT |  | Polytube | Yes |  | 2024-09-20 |  | PVC | 1985 | Yes |  | 2024-09-20 |  | Non-lead
034188 | UNIT 15 1616 ATLANTIC BLVD |  | PVC | Yes |  | 2023-04-26 |  | PVC | 1980 | Yes |  | 2023-04-26 |  | Non-lead
034189 | UNIT 402 1500 ATLANTIC BLVD |  | PVC | Yes |  | 2022-08-25 |  | Copper | 1984 | Yes |  | 2022-08-25 |  | Non-lead
034190 | 2504 N ROOSEVELT BLVD |  | Copper | Yes |  | 2024-06-05 |  | PVC | 1958 | Yes |  | 2024-06-05 |  | Non-lead
034191 | FIRE 99615 OVERSEAS HWY |  | Ductile Iron | Yes |  | 2022-11-10 |  | Ductile Iron | 1972 | Yes |  | 2022-11-10 |  | Non-lead
034192 | 5901 COLLEGE RD |  | Unknown, Non-Lead | Yes |  | 2024-04-09 |  | Copper | 1996 | Yes |  | 2024-04-09 |  | Non-lead
034193 | 29755 OVERSEAS HWY |  | Polytube | Yes |  | 2022-12-08 |  | PVC | 1985 | Yes |  | 2022-12-08 |  | Non-lead
034194 | 288 SCORPIO LANE |  | Polytube | Yes |  | 2022-09-26 |  | PVC | 1985 | Yes |  | 2022-09-26 |  | Non-lead
034195 | 765 SAWYER DR |  | Polytube | Yes |  | 2022-11-09 |  | PVC | 1986 | Yes |  | 2022-11-09 |  | Non-lead
034196 | 113 W CAHILL CT |  | Polytube | No |  |  |  | PVC | 1985 | No |  |  |  | Non-lead
034197 | #A 1000 KENNEDY DR |  | PVC | No |  |  |  | Copper | 1985 | No |  |  |  | Non-lead
034198 | 29177 CEDAR DR |  | Polytube | Yes |  | 2022-12-21 |  | PVC | 1985 | Yes |  | 2022-12-21 |  | Non-lead
034199 | 330 SUNSET RD |  | Polytube | Yes |  | 2022-09-26 |  | PVC | 1985 | Yes |  | 2022-09-26 |  | Non-lead
034200 | 151 OJIBWAY AVE |  | Polytube | Yes |  | 2022-06-03 |  | PVC | 1983 | Yes |  | 2022-06-03 |  | Non-lead
034201 | 123 CORAL AVE |  | Polytube | Yes |  | 2023-02-01 |  | PVC | 1980 | Yes |  | 2023-02-01 |  | Non-lead
034202 | 8 PIGEON DR |  | Polytube | Yes |  | 2023-05-04 |  | PVC | 1985 | Yes |  | 2023-05-04 |  | Non-lead
034203 | 132 KAHIKI DR |  | Polytube | Yes |  | 2023-04-04 |  | PVC | 1985 | Yes |  | 2023-04-04 |  | Non-lead
034204 | 228 OCEAN BLVD |  | Polytube | Yes |  | 2023-02-06 |  | PVC | 1985 | Yes |  | 2023-02-06 |  | Non-lead
034205 | 37 ORANGE DR |  | Polytube | Yes |  | 2023-11-29 |  | PVC | 1988 | Yes |  | 2023-11-29 |  | Non-lead
034206 | 1509 SHAW DR |  | PVC | Yes |  | 2024-02-02 |  | PVC | 1997 | Yes |  | 2024-02-02 |  | Non-lead
034207 | 114 S LAYTON DR |  | Polytube | Yes |  | 2022-06-27 |  | PVC | 1986 | Yes |  | 2022-06-27 |  | Non-lead
034208 | 175 AIRSTREAM LN |  | Polytube | Yes |  | 2022-06-08 |  | PVC | 1973 | Yes |  | 2022-06-08 |  | Non-lead
034209 | 99202 OVERSEAS HWY |  | Unknown, Non-Lead | Yes |  | 2021-07-12 |  | PVC | 1992 | Yes |  | 2021-07-12 |  | Non-lead
034210 | 794 BOSTWICK DR |  | Polytube | Yes |  | 2023-02-09 |  | PVC | 1985 | Yes |  | 2023-02-09 |  | Non-lead
034211 | 1507 AQUEDUCT LN |  | Polytube | Yes |  | 2023-10-31 |  | PVC | 1985 | Yes |  | 2023-10-31 |  | Non-lead
034212 | 185 EL CAPITAN DR |  | Polytube | Yes |  | 2022-06-30 |  | PVC | 1987 | Yes |  | 2022-06-30 |  | Non-lead
034213 | 93997 OVERSEAS HWY |  | Unknown | Yes |  | 2022-02-15 |  | Unknown | 1985 | Yes |  | 2022-02-15 |  | Lead Status Unknown
034214 | 817 S RUBY DR |  | Polytube | Yes |  | 2023-02-02 |  | PVC | 1979 | Yes |  | 2023-02-02 |  | Non-lead
034215 | 164 POMPANO DR |  | Polytube | Yes |  | 2022-10-24 |  | PVC | 1987 | Yes |  | 2022-10-24 |  | Non-lead
034216 | A 276 COSTA BRAVO DR |  | Polytube | Yes |  | 2022-06-30 |  | PVC | 1985 | Yes |  | 2022-06-30 |  | Non-lead
034217 | 5 DRURY DR |  | Polytube | Yes |  | 2023-02-06 |  | PVC | 1985 | Yes |  | 2023-02-06 |  | Non-lead
034218 | 177 LORELANE PL |  | Unknown, Non-Lead | Yes |  | 2023-06-27 |  | Unknown, Non-Lead | 1990 | Yes |  | 2023-06-27 |  | Non-lead
034219 | 140 CORAL AVE |  | Polytube | Yes |  | 2022-06-13 |  | PVC | 1985 | Yes |  | 2022-06-13 |  | Non-lead
034220 | 1030 GULF DR |  | Polytube | Yes |  | 2023-09-08 |  | PVC | 1986 | Yes |  | 2023-09-08 |  | Non-lead
034221 | 1073 LONG BEACH DR |  | Polytube | Yes |  | 2022-07-15 |  | PVC | 1986 | Yes |  | 2022-07-15 |  | Non-lead
034222 | 27934 TARPON TER |  | Polytube | Yes |  | 2023-01-23 |  | PVC | 1986 | Yes |  | 2023-01-23 |  | Non-lead
034223 | 221 CUTTHROAT DR |  | Polytube | Yes |  | 2022-12-28 |  | PVC | 1985 | Yes |  | 2022-12-28 |  | Non-lead
034224 | OCEAN 489 90TH ST |  | Polytube | Yes |  | 2022-05-12 |  | PVC | 1986 | Yes |  | 2022-05-12 |  | Non-lead
034225 | 104 CHANNEL DR |  | Polytube | Yes |  | 2024-03-28 |  | PVC | 1983 | Yes |  | 2024-03-28 |  | Non-lead
034226 | 11545 2ND AVE OC |  | Polytube | Yes |  | 2022-09-02 |  | PVC | 1985 | Yes |  | 2022-09-02 |  | Non-lead
034227 | 58732 OVERSEAS HWY |  | Unknown, Non-Lead | Yes |  | 2018-10-12 |  | PVC | 2018 | Yes |  | 2018-10-12 |  | Non-lead
034228 | 2121 YELLOWTAIL DR |  | Polytube | Yes |  | 2023-10-02 |  | PVC | 1978 | Yes |  | 2023-10-02 |  | Non-lead
034229 | 7960 GULFSTREAM BLVD |  | Polytube | Yes |  | 2023-01-31 |  | PVC | 1986 | Yes |  | 2023-01-31 |  | Non-lead
034230 | 57977 MORTON ST |  | Polytube | Yes |  | 2022-10-22 |  | PVC | 1985 | Yes |  | 2022-10-22 |  | Non-lead
034231 | 122 BRUCE CT |  | Polytube | Yes |  | 2023-01-27 |  | PVC | 1985 | Yes |  | 2023-01-27 |  | Non-lead
034232 | APT 1 213 S ANGLERS DR |  | Polytube | Yes |  | 2024-09-18 |  | PVC | 2015 | Yes |  | 2024-09-18 |  | Non-lead
034233 | #53 12690 OVERSEAS HWY |  | Unknown, Non-Lead | Yes |  | 2023-09-26 |  | PVC | 1989 | Yes |  | 2023-09-26 |  | Non-lead
034234 | #51 12690 OVERSEAS HWY |  | Unknown, Non-Lead | Yes |  | 2022-02-16 |  | PVC | 1989 | Yes |  | 2022-02-16 |  | Non-lead
034235 | #11 12690 OVERSEAS HWY |  | Polytube | Yes |  | 2023-11-17 |  | PVC | 1989 | Yes |  | 2023-11-17 |  | Non-lead
034236 | #14 12690 OVERSEAS HWY |  | Unknown, Non-Lead | Yes |  | 2020-10-28 |  | PVC | 1989 | Yes |  | 2020-10-28 |  | Non-lead
034237 | #41 12690 OVERSEAS HWY |  | Unknown, Non-Lead | Yes |  | 2020-08-27 |  | PVC | 1989 | Yes |  | 2020-08-27 |  | Non-lead
034238 | UNIT 43 12690 OVERSEAS HWY |  | Unknown, Non-Lead | Yes |  | 2020-01-22 |  | PVC | 1989 | Yes |  | 2020-01-22 |  | Non-lead
034239 | #23 12690 OVERSEAS HWY |  | Unknown, Non-Lead | Yes |  | 2019-05-20 |  | Unknown, Non-Lead | 1989 | Yes |  | 2019-05-20 |  | Non-lead
034240 | UNIT 21 12690 OVERSEAS HWY |  | Unknown, Non-Lead | Yes |  | 2024-09-24 |  | PVC | 1989 | Yes |  | 2024-09-24 |  | Non-lead
034241 | UNIT 31 12690 OVERSEAS HWY |  | Unknown, Non-Lead | Yes |  | 2020-10-25 |  | PVC | 1989 | Yes |  | 2020-10-25 |  | Non-lead
034242 | 34 12690 OVERSEAS HWY |  | Unknown, Non-Lead | Yes |  | 2017-07-12 |  | PVC | 1989 | Yes |  | 2017-07-12 |  | Non-lead
034243 | 1-POOL 12690 OVERSEAS HWY |  | Unknown, Non-Lead | Yes |  | 2022-03-14 |  | PVC | 1989 | Yes |  | 2022-03-14 |  | Non-lead
034245 | 6 KYLE EAST WAY |  | Polytube | Yes |  | 2024-03-07 |  | PVC | 1986 | Yes |  | 2024-03-07 |  | Non-lead
034246 | 8 KYLE EAST WAY |  | Polytube | Yes |  | 2023-05-02 |  | PVC | 1986 | Yes |  | 2023-05-02 |  | Non-lead
034247 | 401 66TH OCEAN ST |  | Polytube | Yes |  | 2023-03-14 |  | PVC | 1985 | Yes |  | 2023-03-14 |  | Non-lead
034248 | 1588 BOGIE DR |  | Polytube | Yes |  | 2023-08-25 |  | PVC | 1985 | Yes |  | 2023-08-25 |  | Non-lead
034249 | 812 SOUTH LAUNDRY RO ST |  | Polytube | Yes |  | 2023-04-25 |  | PVC | 1958 | Yes |  | 2023-04-25 |  | Non-lead
034250 | UNIT 405 1500 ATLANTIC BLVD |  | Polytube | Yes |  | 2022-08-25 |  | PVC | 1984 | Yes |  | 2022-08-25 |  | Non-lead
034251 | 719 N JADE DR |  | PVC | Yes |  | 2024-07-12 |  | PVC | 1978 | Yes |  | 2024-07-12 |  | Non-lead
034252 | 563 BONITO LTS 19&20 AVE |  | Polytube | Yes |  | 2022-10-24 |  | PVC | 1985 | Yes |  | 2022-10-24 |  | Non-lead
034253 | 44 SNAPPER AVE |  | Polytube | Yes |  | 2022-10-31 |  | PVC | 1985 | Yes |  | 2022-10-31 |  | Non-lead
034254 | 42 SNAPPER AVE |  | Polytube | Yes |  | 2023-02-01 |  | PVC | 1985 | Yes |  | 2023-02-01 |  | Non-lead
034255 | 88545 OLD RD ST |  | Polytube | Yes |  | 2022-06-14 |  | PVC | 1981 | Yes |  | 2022-06-14 |  | Non-lead
034256 | 190 PLANTATION AVE |  | Polytube | Yes |  | 2022-06-09 |  | PVC | 1986 | Yes |  | 2022-06-09 |  | Non-lead
034257 | 1026 SNAPPER LN |  | Polytube | Yes |  | 2022-09-20 |  | PVC | 1985 | Yes |  | 2022-09-20 |  | Non-lead
034258 | 136 RIVIERA DR |  | Polytube | Yes |  | 2022-06-10 |  | PVC | 1985 | Yes |  | 2022-06-10 |  | Non-lead
034259 | 112 ZANE GREY CREEK DR |  | Polytube | Yes |  | 2022-10-03 |  | PVC | 1988 | Yes |  | 2022-10-03 |  | Non-lead
034260 | 136 MANGROVE LN |  | Polytube | Yes |  | 2022-07-19 |  | PVC | 1980 | Yes |  | 2022-07-19 |  | Non-lead
034261 | 202 TOLLGATE Blvd |  | Polytube | Yes |  | 2022-06-29 |  | PVC | 1985 | Yes |  | 2022-06-29 |  | Non-lead
034262 | 76412 OVERSEAS HWY |  | Polytube | Yes |  | 2022-07-15 |  | PVC | 1985 | Yes |  | 2022-07-15 |  | Non-lead
034263 | 184 BUTTONWOOD AVE |  | Polytube | Yes |  | 2022-12-12 |  | PVC | 1985 | Yes |  | 2022-12-12 |  | Non-lead
034264 | 167 S OCEAN SHRS DR |  | Polytube | Yes |  | 2023-02-02 |  | PVC | 1987 | Yes |  | 2023-02-02 |  | Non-lead
034265 | 179 S OCEAN SHR DR |  | Polytube | Yes |  | 2023-01-30 |  | PVC | 1987 | Yes |  | 2023-01-30 |  | Non-lead
034266 | UNIT 69 9811 DOCKSIDE DR |  | Polytube | Yes |  | 2022-05-11 |  | PVC | 1981 | Yes |  | 2022-05-11 |  | Non-lead
034267 | UNIT 73 9803 DOCKSIDE DR |  | PVC | Yes |  | 2023-05-04 |  | PVC | 1981 | Yes |  | 2023-05-04 |  | Non-lead
034268 | 127 PACIFIC AVE |  | Polytube | Yes |  | 2022-07-20 |  | PVC | 1985 | Yes |  | 2022-07-20 |  | Non-lead
034269 | 110 PALM LN |  | Polytube | Yes |  | 2022-06-07 |  | PVC | 1985 | Yes |  | 2022-06-07 |  | Non-lead
034270 | #109 9822 MARINERS AVE |  | PVC | Yes |  | 2023-05-04 |  | PVC | 1981 | Yes |  | 2023-05-04 |  | Non-lead
034271 | 119 SEVERINO DR |  | Polytube | Yes |  | 2022-06-13 |  | PVC | 1970 | Yes |  | 2022-06-13 |  | Non-lead
034272 | 813 NARRAGANSETT LN |  | Polytube | Yes |  | 2024-01-12 |  | PVC | 1984 | Yes |  | 2024-01-12 |  | Non-lead
034273 | 18 S EXUMA RD |  | Polytube | Yes |  | 2022-10-03 |  | PVC | 1958 | Yes |  | 2022-10-03 |  | Non-lead
034274 | 499 CARIBBEAN DR |  | Polytube | Yes |  | 2024-09-17 |  | PVC | 1983 | Yes |  | 2024-09-17 |  | Non-lead
034275 | 321 WOODS AVE |  | Polytube | Yes |  | 2022-06-14 |  | PVC | 1985 | Yes |  | 2022-06-14 |  | Non-lead
034276 | APT 2 91421 OVERSEAS HWY |  | Polytube | Yes |  | 2023-02-09 |  | PVC | 1985 | Yes |  | 2023-02-09 |  | Non-lead
034277 | APT 3 91421 OVERSEAS HWY |  | Polytube | Yes |  | 2024-02-02 |  | PVC | 1985 | Yes |  | 2024-02-02 |  | Non-lead
034278 | APT 4 91421 OVERSEAS HWY |  | Polytube | Yes |  | 2023-02-09 |  | PVC | 1985 | Yes |  | 2023-02-09 |  | Non-lead
034279 | APT 5 91421 OVERSEAS HWY |  | Polytube | Yes |  | 2024-05-22 |  | PVC | 1985 | Yes |  | 2024-05-22 |  | Non-lead
034280 | APT 6 91421 OVERSEAS HWY |  | Polytube | Yes |  | 2023-02-09 |  | PVC | 1985 | Yes |  | 2023-02-09 |  | Non-lead
034281 | SUITE 1 91421 OVERSEAS HWY |  | Polytube | Yes |  | 2023-02-09 |  | PVC | 1985 | Yes |  | 2023-02-09 |  | Non-lead
034282 | SUITE 2 91421 OVERSEAS HWY |  | Polytube | Yes |  | 2023-02-09 |  | PVC | 1985 | Yes |  | 2023-02-09 |  | Non-lead
034283 | SUITE 3 91421 OVERSEAS HWY |  | Polytube | Yes |  | 2023-02-09 |  | PVC | 1985 | Yes |  | 2023-02-09 |  | Non-lead
034284 | SUITE 4 91421 OVERSEAS HWY |  | Polytube | Yes |  | 2023-02-09 |  | PVC | 1985 | Yes |  | 2023-02-09 |  | Non-lead
034285 | 2247 SAN MARCO DR |  | Polytube | Yes |  | 2023-07-25 |  | PVC | 1985 | Yes |  | 2023-07-25 |  | Non-lead
034286 | 27402 ANTIGUA LN |  | Unknown, Non-Lead | Yes |  | 2017-12-20 |  | Unknown, Non-Lead | 1989 | Yes |  | 2017-12-20 |  | Non-lead
034287 | UNIT 201 1500 ATLANTIC BLVD |  | PVC | Yes |  | 2022-08-25 |  | Copper | 1984 | Yes |  | 2022-08-25 |  | Non-lead
034288 | 28537 JOHN SILVER RD |  | Polytube | Yes |  | 2023-01-24 |  | PVC | 1985 | Yes |  | 2023-01-24 |  | Non-lead
034289 | 29537 INDEPENDENCE AVE |  | Polytube | Yes |  | 2023-06-21 |  | PVC | 1985 | Yes |  | 2023-06-21 |  | Non-lead
034290 | 29376 FORRESTAL DR |  | Polytube | Yes |  | 2023-02-27 |  | PVC | 1985 | Yes |  | 2023-02-27 |  | Non-lead
034291 | 25 EMERALD DR |  | Polytube | Yes |  | 2022-08-31 |  | PVC | 1985 | Yes |  | 2022-08-31 |  | Non-lead
034292 | APT A 25 EMERALD DR |  | Polytube | Yes |  | 2022-08-31 |  | PVC | 1985 | Yes |  | 2022-08-31 |  | Non-lead
034294 | APT A 1821 HARRIS AVE |  | Polytube | Yes |  | 2022-08-16 |  | PVC | 1948 | Yes |  | 2022-08-16 |  | Non-lead
034295 | APT B 1821 HARRIS AVE |  | Polytube | Yes |  | 2024-03-19 |  | PVC | 1948 | Yes |  | 2024-03-19 |  | Non-lead
034296 | 43 GOLD BOULLION RD |  | Polytube | Yes |  | 2023-11-08 |  | PVC | 1985 | Yes |  | 2023-11-08 |  | Non-lead
034297 | 28532 DIRK RD |  | Polytube | Yes |  | 2022-09-08 |  | PVC | 1985 | Yes |  | 2022-09-08 |  | Non-lead
034298 | 32 EAGLE DR |  | Polytube | Yes |  | 2023-05-04 |  | PVC | 1985 | Yes |  | 2023-05-04 |  | Non-lead
034299 | 829 EGRET LN |  | Unknown, Non-Lead | Yes |  | 2018-03-21 |  | PVC | 1998 | Yes |  | 2018-03-21 |  | Non-lead
034300 | 50 BOWIE LN |  | Polytube | Yes |  | 2023-05-04 |  | PVC | 1978 | Yes |  | 2023-05-04 |  | Non-lead
034301 | 75485 OVERSEAS HWY |  | Unknown, Non-Lead | Yes |  | 2018-07-20 |  | Unknown, Non-Lead | 1991 | Yes |  | 2018-07-20 |  | Non-lead
034302 | 135 S COCO PLUM |  | Unknown | Yes |  | 2023-02-01 |  | Unknown | 1987 | Yes |  | 2023-02-01 |  | Lead Status Unknown
034303 | 221 BOUGANVILLA ST |  | Polytube | Yes |  | 2022-06-15 |  | PVC | 1986 | Yes |  | 2022-06-15 |  | Non-lead
034304 | 134 BUENA VISTA CT |  | Polytube | Yes |  | 2022-06-30 |  | PVC | 1987 | Yes |  | 2022-06-30 |  | Non-lead
034305 | 134 VALOIS BLVD |  | Polytube | Yes |  | 2022-10-03 |  | PVC | 1985 | Yes |  | 2022-10-03 |  | Non-lead
034306 | 48 HIGH POINT RD |  | Ductile Iron | Yes |  | 2022-06-15 |  | Ductile Iron | 1985 | Yes |  | 2022-06-15 |  | Non-lead
034307 | 395 LAGUNA AVE |  | Polytube | Yes |  | 2022-07-07 |  | PVC | 1985 | Yes |  | 2022-07-07 |  | Non-lead
034308 | 143 VALOIS BLVD |  | Polytube | Yes |  | 2023-02-13 |  | PVC | 1985 | Yes |  | 2023-02-13 |  | Non-lead
034309 | 86 AVENUE A |  | Polytube | Yes |  | 2022-08-05 |  | PVC | 2006 | Yes |  | 2022-08-05 |  | Non-lead
034310 | 159 PEACE AVE |  | Polytube | Yes |  | 2022-07-19 |  | PVC | 1972 | Yes |  | 2022-07-19 |  | Non-lead
034311 | UNIT 63 9802 WINDWARD AVE |  | Polytube | Yes |  | 2022-10-06 |  | PVC | 1981 | Yes |  | 2022-10-06 |  | Non-lead
034312 | 126 PACIFIC AVE |  | Polytube | Yes |  | 2022-07-20 |  | PVC | 1985 | Yes |  | 2022-07-20 |  | Non-lead
034313 | 323 THIRD RD |  | Polytube | Yes |  | 2022-10-17 |  | PVC | 1977 | Yes |  | 2022-10-17 |  | Non-lead
034314 | 15 MUTINY PLACE |  | Unknown, Non-Lead | Yes |  | 2021-06-01 |  | PVC | 1988 | Yes |  | 2021-06-01 |  | Non-lead
034315 | 324 MAHOGANY DR |  | Polytube | Yes |  | 2023-02-08 |  | PVC | 1985 | Yes |  | 2023-02-08 |  | Non-lead
034316 | 1016 CRANE ST |  | Polytube | Yes |  | 2023-05-04 |  | PVC | 1985 | Yes |  | 2023-05-04 |  | Non-lead
034317 | 11 JENNY LN |  | Polytube | Yes |  | 2023-02-08 |  | PVC | 1985 | Yes |  | 2023-02-08 |  | Non-lead
034318 | 9 DRURY DR |  | Polytube | Yes |  | 2023-02-06 |  | PVC | 1985 | Yes |  | 2023-02-06 |  | Non-lead
034319 | 716 N LAKE DR |  | Polytube | Yes |  | 2023-09-26 |  | PVC | 1985 | Yes |  | 2023-09-26 |  | Non-lead
034320 | 133 PACIFIC AVE |  | Unknown, Non-Lead | No |  |  |  | Unknown, Non-Lead | 2012 | No |  |  |  | Non-lead
034321 | 135 STINGER RD |  | Polytube | Yes |  | 2022-05-19 |  | PVC | 1987 | Yes |  | 2022-05-19 |  | Non-lead
034322 | 100830 OVERSEAS HWY |  | Polytube | Yes |  | 2022-11-17 |  | PVC | 1985 | Yes |  | 2022-11-17 |  | Non-lead
034323 | 229 E CARRIBBEAN DR |  | Polytube | Yes |  | 2023-04-26 |  | PVC | 1985 | Yes |  | 2023-04-26 |  | Non-lead
034324 | 29156 ROSE DR |  | Polytube | Yes |  | 2022-12-21 |  | PVC | 1985 | Yes |  | 2022-12-21 |  | Non-lead
034325 | 3634 SOUTH SEAS ST |  | Polytube | Yes |  | 2024-07-19 |  | PVC | 1985 | Yes |  | 2024-07-19 |  | Non-lead
034326 | 5900 JUNIOR COLLEGE RD |  | Polytube | Yes |  | 2023-05-03 |  | PVC | 1972 | Yes |  | 2023-05-03 |  | Non-lead
034327 | 845 GULF DR |  | Polytube | Yes |  | 2022-05-27 |  | PVC | 1987 | Yes |  | 2022-05-27 |  | Non-lead
034328 | #B 825 PIRATES RD |  | Polytube | Yes |  | 2022-01-20 |  | PVC | 1982 | Yes |  | 2022-01-20 |  | Non-lead
034329 | 1673 BAYVIEW DR |  | Polytube | Yes |  | 2023-01-24 |  | PVC | 1985 | Yes |  | 2023-01-24 |  | Non-lead
034330 | 11255 5TH GULF AVE |  | Polytube | Yes |  | 2022-11-22 |  | PVC | 1985 | Yes |  | 2022-11-22 |  | Non-lead
034331 | 108 ALYNN PL |  | Polytube | Yes |  | 2023-02-02 |  | PVC | 1985 | Yes |  | 2023-02-02 |  | Non-lead
034332 | 2061 CORAL WAY |  | Polytube | Yes |  | 2022-11-18 |  | PVC | 1985 | Yes |  | 2022-11-18 |  | Non-lead
034333 | 1651 GROUPER DR |  | Polytube | Yes |  | 2023-03-16 |  | PVC | 1985 | Yes |  | 2023-03-16 |  | Non-lead
034334 | 2411 YELLOWTAIL DR |  | Polytube | Yes |  | 2023-05-01 |  | PVC | 1985 | Yes |  | 2023-05-01 |  | Non-lead
034335 | 1500 OVERSEAS HWY |  | Polytube | Yes |  | 2022-11-18 |  | PVC | 1986 | Yes |  | 2022-11-18 |  | Non-lead
034336 | RSIDE 191 9TH ST |  | Polytube | Yes |  | 2019-04-08 |  | PVC | 1969 | Yes |  | 2019-04-08 |  | Non-lead
034337 | 700 W 62ND OCEAN ST |  | Polytube | Yes |  | 2023-02-24 |  | PVC | 1985 | Yes |  | 2023-02-24 |  | Non-lead
034338 | 207 W SEAVIEW DR |  | Polytube | Yes |  | 2022-10-22 |  | PVC | 1977 | Yes |  | 2022-10-22 |  | Non-lead
034339 | 371 12TH ST |  | Polytube | Yes |  | 2022-10-22 |  | PVC | 1984 | Yes |  | 2022-10-22 |  | Non-lead
034340 | 338 STIRRUP KEY BLVD |  | PVC | Yes |  | 2022-08-23 |  | Polytube | 1987 | Yes |  | 2022-08-23 |  | Non-lead
034341 | 258 W SEAVIEW CIR |  | Polytube | Yes |  | 2022-10-22 |  | PVC | 1985 | Yes |  | 2022-10-22 |  | Non-lead
034342 | 805 W 63RD OCEAN ST |  | Copper | Yes |  | 2023-03-02 |  | PVC | 1980 | Yes |  | 2023-03-02 |  | Non-lead
034343 | 639 63RD GULF LS CT |  | Unknown, Non-Lead | No |  |  |  | No Piping | 1958 | No |  |  |  | Non-lead
034344 | 57413 GOODLEY ST |  | Polytube | Yes |  | 2023-12-08 |  | PVC | 1985 | Yes |  | 2023-12-08 |  | Non-lead
034345 | 771 12TH ST |  | Polytube | Yes |  | 2022-10-22 |  | PVC | 1986 | Yes |  | 2022-10-22 |  | Non-lead
034346 | 207 NAUTILUS & CORSA ST |  | Polytube | Yes |  | 2022-10-22 |  | PVC | 1985 | Yes |  | 2022-10-22 |  | Non-lead
034347 | 520 12TH ST |  | Unknown, Non-Lead | Yes |  | 2021-08-09 |  | Unknown, Non-Lead | 1999 | Yes |  | 2021-08-09 |  | Non-lead
034348 | 2000 DOLPHIN DR |  | Polytube | Yes |  | 2023-01-30 |  | PVC | 1985 | Yes |  | 2023-01-30 |  | Non-lead
034349 | 95 COCO PLUM DR |  | Polytube | Yes |  | 2022-10-22 |  | PVC | 1985 | Yes |  | 2022-10-22 |  | Non-lead
034350 | 29766 FROSTPROOF RD |  | Polytube | Yes |  | 2022-12-05 |  | PVC | 1985 | Yes |  | 2022-12-05 |  | Non-lead
034351 | 1107 HAWKSBILL LN |  | Polytube | Yes |  | 2023-01-18 |  | PVC | 1982 | Yes |  | 2023-01-18 |  | Non-lead
034352 | 1007 B UNITED ST |  | Unknown | Yes |  | 2023-03-22 |  | PVC | 1984 | Yes |  | 2023-03-22 |  | Lead Status Unknown
034353 | #A 1007 UNITED ST |  | Unknown | Yes |  | 2023-03-22 |  | PVC | 1984 | Yes |  | 2023-03-22 |  | Lead Status Unknown
034354 | 628 POWELL AVE |  | Polytube | Yes |  | 2022-09-22 |  | PVC | 2004 | Yes |  | 2022-09-22 |  | Non-lead
034355 | APT 024A 3314 NORTHSIDE DR |  | PVC | Yes |  | 2022-06-13 |  | PVC | 1985 | Yes |  | 2022-06-13 |  | Non-lead
034356 | 27410 BARBADOS LANE |  | Polytube | Yes |  | 2023-06-27 |  | PVC | 1982 | Yes |  | 2023-06-27 |  | Non-lead
034357 | 29518 CONSTITUTION AVE |  | Polytube | Yes |  | 2023-03-17 |  | PVC | 1987 | Yes |  | 2023-03-17 |  | Non-lead
034358 | 29520 CONSTITUTION AVE |  | Polytube | Yes |  | 2022-12-01 |  | PVC | 1987 | Yes |  | 2022-12-01 |  | Non-lead
034359 | 3610 SOUTH SEAS ST |  | Polytube | Yes |  | 2023-07-25 |  | PVC | 1985 | Yes |  | 2023-07-25 |  | Non-lead
034360 | 1311 W SHORE DR |  | Polytube | Yes |  | 2022-12-15 |  | PVC | 1968 | Yes |  | 2022-12-15 |  | Non-lead
034361 | 1309 W SHORE DR |  | Polytube | Yes |  | 2022-12-15 |  | PVC | 1966 | Yes |  | 2022-12-15 |  | Non-lead
034362 | 76 HORVATH RD |  | Polytube | Yes |  | 2022-12-12 |  | PVC | 1985 | Yes |  | 2022-12-12 |  | Non-lead
034363 | 66 YARDARM RD |  | Polytube | Yes |  | 2022-12-28 |  | PVC | 1985 | Yes |  | 2022-12-28 |  | Non-lead
034364 | WELDING SHOP 22957 OVERSEAS HWY |  | Polytube | Yes |  | 2022-12-29 |  | PVC | 1986 | Yes |  | 2022-12-29 |  | Non-lead
034365 | 17193 BUTTONWOOD DR W |  | Unknown, Non-Lead | Yes |  | 2017-11-13 |  | Unknown, Non-Lead | 1999 | Yes |  | 2017-11-13 |  | Non-lead
034366 | 45 BAY DR |  | Polytube | Yes |  | 2023-10-04 |  | PVC | 1986 | Yes |  | 2023-10-04 |  | Non-lead
034367 | SLIP T17 1801 N ROOSEVELT BLVD |  | PVC | Yes |  | 2022-07-11 |  | PVC | 1983 | Yes |  | 2022-07-11 |  | Non-lead
034368 | 239 SHIPS WAY |  | Polytube | Yes |  | 2023-10-20 |  | PVC | 1985 | Yes |  | 2023-10-20 |  | Non-lead
034369 | 531 E SEMINOLE DR |  | Unknown, Non-Lead | Yes |  | 2024-04-17 |  | Unknown, Non-Lead | 1992 | Yes |  | 2024-04-17 |  | Non-lead
034370 | 434 E CARIBBEAN DR |  | Polytube | Yes |  | 2024-08-29 |  | PVC | 1983 | Yes |  | 2024-08-29 |  | Non-lead
034371 | 31353 E AVE |  | Polytube | Yes |  | 2024-05-24 |  | PVC | 1985 | Yes |  | 2024-05-24 |  | Non-lead
034372 | 470 LA FITTE RD |  | Polytube | Yes |  | 2023-01-24 |  | PVC | 1985 | Yes |  | 2023-01-24 |  | Non-lead
034373 | 1111 12TH ST |  | Ductile Iron | Yes |  | 2023-05-04 |  | Ductile Iron | 1984 | Yes |  | 2023-05-04 |  | Non-lead
034374 | FIRE DETECTOR 1500 ATLANTIC BLVD |  | Unknown | Yes |  | 2024-06-11 |  | Unknown | 1984 | Yes |  | 2024-06-11 |  | Lead Status Unknown
034375 | 2409 FOGARTY AVE |  | Polytube | Yes |  | 2022-11-10 |  | PVC | 1985 | Yes |  | 2022-11-10 |  | Non-lead
034376 | 3031 N ROOSEVELT BLVD |  | Polytube | Yes |  | 2024-02-14 |  | PVC | 1962 | Yes |  | 2024-02-14 |  | Non-lead
034378 | 13 PIGEON DR |  | Polytube | Yes |  | 2023-05-04 |  | PVC | 1984 | Yes |  | 2023-05-04 |  | Non-lead
034379 | 157 NAVAJO ST |  | Polytube | Yes |  | 2022-06-03 |  | PVC | 1985 | Yes |  | 2022-06-03 |  | Non-lead
034380 | 15 N OCEAN DR |  | Polytube | Yes |  | 2022-10-03 |  | PVC | 1985 | Yes |  | 2022-10-03 |  | Non-lead
034381 | APT A 15 N OCEAN DR |  | Unknown, Non-Lead | Yes |  | 2022-10-03 |  | No Piping | 1985 | Yes |  | 2022-10-03 |  | Non-lead
034382 | 322 3RD RD |  | Polytube | Yes |  | 2022-10-17 |  | PVC | 1985 | Yes |  | 2022-10-17 |  | Non-lead
034383 | 32 BUTTONWOOD DR |  | Polytube | Yes |  | 2023-05-04 |  | PVC | 1986 | Yes |  | 2023-05-04 |  | Non-lead
034384 | 174 SEMINOLE BLVD |  | Polytube | Yes |  | 2022-06-03 |  | PVC | 1984 | Yes |  | 2022-06-03 |  | Non-lead
034385 | 1 SEXTON WAY |  | Unknown, Non-Lead | Yes |  | 2020-10-13 |  | Unknown, Non-Lead | 1988 | Yes |  | 2020-10-13 |  | Non-lead
034386 | 23 BASS AVE |  | Polytube | Yes |  | 2022-10-27 |  | PVC | 1965 | Yes |  | 2022-10-27 |  | Non-lead
034387 | 870 ELLEN DR |  | Polytube | Yes |  | 2023-02-09 |  | PVC | 1985 | Yes |  | 2023-02-09 |  | Non-lead
034388 | 136 PEARL AVE |  | Polytube | Yes |  | 2022-06-09 |  | PVC | 1985 | Yes |  | 2022-06-09 |  | Non-lead
034389 | 104 SAN MARCO DR |  | Polytube | Yes |  | 2023-02-01 |  | PVC | 1985 | Yes |  | 2023-02-01 |  | Non-lead
034390 | BACK 68 CORAL DR |  | Polytube | Yes |  | 2022-11-29 |  | PVC | 1985 | Yes |  | 2022-11-29 |  | Non-lead
034391 | 68 MARINA AVE |  | Polytube | Yes |  | 2023-10-04 |  | PVC | 1985 | Yes |  | 2023-10-04 |  | Non-lead
034392 | 300 BOYD DR |  | Polytube | Yes |  | 2023-05-04 |  | PVC | 1987 | Yes |  | 2023-05-04 |  | Non-lead
034393 | 130 GUMBO LIMBO Dr |  | Polytube | Yes |  | 2024-01-30 |  | PVC | 1987 | Yes |  | 2024-01-30 |  | Non-lead
034394 | 147 SIOUX ST |  | Unknown, Non-Lead | Yes |  | 2022-08-05 |  | Unknown, Non-Lead | 1990 | Yes |  | 2022-08-05 |  | Non-lead
034395 | 531 TINA PLACE |  | Polytube | Yes |  | 2023-02-08 |  | PVC | 1987 | Yes |  | 2023-02-08 |  | Non-lead
034396 | 124 BAHAMA RD |  | Unknown, Non-Lead | Yes |  | 2018-05-11 |  | Unknown, Non-Lead | 1995 | Yes |  | 2018-05-11 |  | Non-lead
034397 | 224 SECOND RD |  | Unknown, Non-Lead | Yes |  | 2017-04-04 |  | Unknown, Non-Lead | 2006 | Yes |  | 2017-04-04 |  | Non-lead
034398 | 106 SAN REMO DR |  | Polytube | Yes |  | 2024-04-05 |  | PVC | 1985 | Yes |  | 2024-04-05 |  | Non-lead
034399 | 136 E SHORE DR |  | Polytube | Yes |  | 2022-11-28 |  | PVC | 1985 | Yes |  | 2022-11-28 |  | Non-lead
034400 | #4 161 OCEAN BAY DR |  | Polytube | Yes |  | 2022-07-14 |  | PVC | 1986 | Yes |  | 2022-07-14 |  | Non-lead
034401 | UNIT 2 161 OCEAN BAY DR |  | Polytube | Yes |  | 2022-07-14 |  | PVC | 1986 | Yes |  | 2022-07-14 |  | Non-lead
034402 | UNIT 3 161 OCEAN BAY DR |  | Polytube | Yes |  | 2024-04-26 |  | Polytube | 1986 | Yes |  | 2024-04-26 |  | Non-Lead
034404 | 829 FLEMING ST |  | Unknown, Non-Lead | Yes |  | 2023-05-04 |  | No Piping | 1925 | Yes |  | 2023-05-04 |  | Non-lead
034408 | 13201 OVERSEAS HWY |  | Unknown, Non-Lead | Yes |  | 2024-08-09 |  | PVC | 2010 | Yes |  | 2024-08-09 |  | Non-lead
034409 | #A 912 KENNEDY DR |  | Polytube | Yes |  | 2022-08-31 |  | None | 1972 | Yes |  | 2022-08-31 |  | Non-lead
034410 | 3332 N ROOSEVELT BLVD |  | Polytube | Yes |  | 2023-05-04 |  | PVC | 1965 | Yes |  | 2023-05-04 |  | Non-lead
034413 | 604 SIMONTON ST |  | Unknown, Non-Lead | Yes |  | 2023-05-04 |  | No Piping | 1968 | Yes |  | 2023-05-04 |  | Non-lead
034414 | 31 COCO PLUM DR |  | Unknown | Yes |  | 2024-06-24 |  | Unknown | 1977 | Yes |  | 2024-06-24 |  | Lead Status Unknown
034415 | MASTER 201 SIMONTON ST |  | Polytube | Yes |  | 2023-12-05 |  | PVC | 1928 | Yes |  | 2023-12-05 |  | Non-lead
034416 | #12 KEY PLAZA SHOPPI |  | Cast Iron | Yes |  | 2023-05-04 |  | Cast Iron | 1974 | Yes |  | 2023-05-04 |  | Non-lead
034417 | 22968 CUDJOE DR |  | Polytube | Yes |  | 2022-12-28 |  | PVC | 1985 | Yes |  | 2022-12-28 |  | Non-lead
034419 | 9 DIAMOND DR |  | Polytube | Yes |  | 2024-07-26 |  | PVC | 1985 | Yes |  | 2024-07-26 |  | Non-lead
034420 | 29058 ROSE DR |  | Polytube | Yes |  | 2022-12-21 |  | PVC | 1978 | Yes |  | 2022-12-21 |  | Non-lead
034421 | 5550 OVERSEAS HWY |  | Unknown, Non-Lead | Yes |  | 2020-08-05 |  | No Piping | 1958 | Yes |  | 2020-08-05 |  | Non-lead
034422 | SCHOOL BOARD 1400 UNITED ST |  | Polytube | Yes |  | 2022-10-17 |  | Copper | 1970 | Yes |  | 2022-10-17 |  | Non-lead
034423 | 1400 KENNEDY DR |  | Ductile Iron | Yes |  | 2022-05-20 |  | Ductile Iron | 1973 | Yes |  | 2022-05-20 |  | Non-lead
034424 | 1361 OVERSEAS Hwy |  | Polytube | Yes |  | 2022-11-23 |  | PVC | 1949 | Yes |  | 2022-11-23 |  | Non-lead
034425 | 665 LAFITTE RD |  | Unknown, Non-Lead | No |  |  |  | Unknown, Non-Lead | 2020 | No |  |  |  | Non-lead
034426 | 542 DOGWOOD LN |  | Polytube | Yes |  | 2024-03-15 |  | PVC | 1985 | Yes |  | 2024-03-15 |  | Non-lead
034427 | 861 W INDIES DR |  | Polytube | Yes |  | 2023-06-01 |  | PVC | 1976 | Yes |  | 2023-06-01 |  | Non-lead
034428 | 135 COCO PLUM DR 1A |  | Polytube | Yes |  | 2024-07-29 |  | PVC | 1986 | Yes |  | 2024-07-29 |  | Non-lead
034429 | 262 W SEAVIEW DR |  | Polytube | Yes |  | 2024-02-29 |  | PVC | 1986 | Yes |  | 2024-02-29 |  | Non-lead
034430 | 495 AVENIDA PRIMACER |  | Polytube | Yes |  | 2023-08-15 |  | PVC | 1986 | Yes |  | 2023-08-15 |  | Non-lead
034431 | 326 E SEAVIEW DR |  | Polytube | Yes |  | 2023-08-30 |  | PVC | 1987 | Yes |  | 2023-08-30 |  | Non-lead
034432 | 27310 BARBADOS LANE |  | Polytube | No |  |  |  | PVC | 1985 | No |  |  |  | Non-lead
034433 | 2675 YELLOWTAIL DR |  | Polytube | Yes |  | 2023-01-31 |  | PVC | 1987 | Yes |  | 2023-01-31 |  | Non-lead
034434 | 1777 AVE H |  | Polytube | Yes |  | 2024-08-22 |  | PVC | 1986 | Yes |  | 2024-08-22 |  | Non-lead
034435 | 260 W SEAVIEW CIR |  | Polytube | Yes |  | 2022-10-22 |  | Polytube | 1985 | Yes |  | 2022-10-22 |  | Non-lead
034436 | 842 COPA D'ORO |  | Polytube | Yes |  | 2022-10-17 |  | PVC | 1985 | Yes |  | 2022-10-17 |  | Non-lead
034437 | 7730 GULFSTREAM BLVD- |  | Polytube | Yes |  | 2023-01-31 |  | PVC | 1985 | Yes |  | 2023-01-31 |  | Non-lead
034438 | 101 SAN REMOS ST |  | Polytube | Yes |  | 2022-10-22 |  | PVC | 1985 | Yes |  | 2022-10-22 |  | Non-lead
034439 | 1515 SOMBRERO Blvd |  | Cast Iron | Yes |  | 2022-05-10 |  | Cast Iron | 1988 | Yes |  | 2022-05-10 |  | Non-lead
034440 | 250 W SEAVIEW CIR |  | Polytube | Yes |  | 2022-10-22 |  | PVC | 1986 | Yes |  | 2022-10-22 |  | Non-lead
034441 | LSIDE 461 8TH ST |  | Polytube | Yes |  | 2022-10-22 |  | PVC | 1985 | Yes |  | 2022-10-22 |  | Non-lead
034442 | RSIDE 471 8TH ST |  | Polytube | Yes |  | 2022-10-22 |  | PVC | 1985 | Yes |  | 2022-10-22 |  | Non-lead
034443 | UNIT 305 1500 ATLANTIC BLVD |  | PVC | Yes |  | 2022-08-25 |  | Copper | 1984 | Yes |  | 2022-08-25 |  | Non-lead
034444 | APT 027A 3314 NORTHSIDE DR |  | PVC | Yes |  | 2022-07-21 |  | PVC | 1985 | Yes |  | 2022-07-21 |  | Non-lead
034445 | 1562 PANDORA LN |  | Polytube | Yes |  | 2023-04-20 |  | PVC | 1987 | Yes |  | 2023-04-20 |  | Non-lead
034446 | 1353 LONG BEACH RD |  | Polytube | Yes |  | 2024-08-21 |  | PVC | 1985 | Yes |  | 2024-08-21 |  | Non-lead
034447 | 51 BOUNDARY LN |  | Polytube | Yes |  | 2023-10-11 |  | PVC | 1985 | Yes |  | 2023-10-11 |  | Non-lead
034448 | 27336 CAYMAN LN |  | Polytube | Yes |  | 2023-05-04 |  | PVC | 1987 | Yes |  | 2023-05-04 |  | Non-lead
034449 | 1012 SPANISH MAIN DR |  | Polytube | Yes |  | 2022-12-28 |  | PVC | 1985 | Yes |  | 2022-12-28 |  | Non-lead
034450 | 30 CAHILL CT |  | Polytube | Yes |  | 2022-12-12 |  | PVC | 1963 | Yes |  | 2022-12-12 |  | Non-lead
034451 | 950 BAY DR |  | Unknown, Non-Lead | Yes |  | 2019-06-13 |  | PVC | 1991 | Yes |  | 2019-06-13 |  | Non-lead
034452 | 2079 CORAL WAY |  | Polytube | Yes |  | 2022-11-17 |  | PVC | 1985 | Yes |  | 2022-11-17 |  | Non-lead
034453 | 826 FERN AVE |  | Polytube | Yes |  | 2022-12-14 |  | PVC | 1985 | Yes |  | 2022-12-14 |  | Non-lead
034454 | 23086 SNAPPER LANE |  | Polytube | Yes |  | 2023-08-28 |  | PVC | 1985 | Yes |  | 2023-08-28 |  | Non-lead
034455 | 940 LOGGERHEAD LN |  | Polytube | Yes |  | 2024-05-31 |  | PVC | 1985 | Yes |  | 2024-05-31 |  | Non-lead
034456 | 3607 TROPIC ST |  | Polytube | Yes |  | 2023-01-11 |  | PVC | 1985 | Yes |  | 2023-01-11 |  | Non-lead
034457 | 29787 NEWFOUND BLVD |  | Polytube | Yes |  | 2022-12-08 |  | PVC | 1985 | Yes |  | 2022-12-08 |  | Non-lead
034458 | 23038 BLUEGILL LN |  | Polytube | Yes |  | 2022-11-17 |  | PVC | 1985 | Yes |  | 2022-11-17 |  | Non-lead
034459 | 1205 MOCKINGBIRD RD |  | Polytube | Yes |  | 2022-07-21 |  | PVC | 1986 | Yes |  | 2022-07-21 |  | Non-lead
034460 | 109 NAVAJO ST |  | Polytube | Yes |  | 2022-06-03 |  | PVC | 1986 | Yes |  | 2022-06-03 |  | Non-lead
034461 | 400 MAHOGANY CIR |  | Polytube | Yes |  | 2022-07-18 |  | PVC | 1986 | Yes |  | 2022-07-18 |  | Non-lead
034462 | 2 OCEAN REEF DR |  | Polytube | Yes |  | 2022-10-03 |  | PVC | 1979 | Yes |  | 2022-10-03 |  | Non-lead
034463 | 1501 OCEAN BAY Dr |  | Polytube | Yes |  | 2024-05-17 |  | PVC | 1997 | Yes |  | 2024-05-17 |  | Non-lead
034464 | 171 N COCONUT PALM BLVD |  | Polytube | Yes |  | 2022-06-14 |  | PVC | 1960 | Yes |  | 2022-06-14 |  | Non-lead
034465 | 103 FIRST TER |  | Polytube | Yes |  | 2024-02-16 |  | PVC | 1985 | Yes |  | 2024-02-16 |  | Non-lead
034466 | 10 HARBOR ISLAND DR |  | Unknown | Yes |  | 2022-07-07 |  | Unknown | 1985 | Yes |  | 2022-07-07 |  | Lead Status Unknown
034467 | 125 MARINA AVE |  | Unknown, Non-Lead | Yes |  | 2017-04-24 |  | Unknown, Non-Lead | 1990 | Yes |  | 2017-04-24 |  | Non-lead
034468 | 28 CARDINAL LN |  | Polytube | Yes |  | 2022-09-21 |  | PVC | 1986 | Yes |  | 2022-09-21 |  | Non-lead
034469 | 87 W PLAZA GRANADA |  | Polytube | Yes |  | 2022-08-24 |  | PVC | 1985 | Yes |  | 2022-08-24 |  | Non-lead
034470 | 136 LAPALOMA RD |  | Unknown, Non-Lead | Yes |  | 2023-12-05 |  | Unknown, Non-Lead | 1999 | Yes |  | 2023-12-05 |  | Non-lead
034471 | 121 NAVAJO ST |  | Polytube | Yes |  | 2022-06-03 |  | PVC | 1985 | Yes |  | 2022-06-03 |  | Non-lead
034472 | #2 100 6TH LANE |  | Polytube | Yes |  | 2023-02-07 |  | PVC | 1987 | Yes |  | 2023-02-07 |  | Non-lead
034473 | 324 THIRD RD |  | Polytube | Yes |  | 2022-10-27 |  | PVC | 1986 | Yes |  | 2022-10-27 |  | Non-lead
034474 | 10 EAGLE DR |  | Unknown, Non-Lead | Yes |  | 2020-01-07 |  | PVC | 2017 | Yes |  | 2020-01-07 |  | Non-lead
034475 | 900 LOBSTER LN |  | Polytube | Yes |  | 2023-03-15 |  | PVC | 1985 | Yes |  | 2023-03-15 |  | Non-lead
034476 | 6 S HARBOR DR |  | Polytube | Yes |  | 2022-09-22 |  | PVC | 1985 | Yes |  | 2022-09-22 |  | Non-lead
034477 | 27 N CARYSFORT CIR |  | Polytube | Yes |  | 2022-10-03 |  | PVC | 1986 | Yes |  | 2022-10-03 |  | Non-lead
034478 | 305 S HARBOR DR |  | Polytube | Yes |  | 2022-09-22 |  | PVC | 1986 | Yes |  | 2022-09-22 |  | Non-lead
034479 | UNIT 205 1500 ATLANTIC BLVD |  | Polytube | Yes |  | 2022-08-25 |  | PVC | 1984 | Yes |  | 2022-08-25 |  | Non-lead
034480 | 753 PIRATES RD |  | Polytube | Yes |  | 2023-01-23 |  | PVC | 1982 | Yes |  | 2023-01-23 |  | Non-lead
034481 | 755 PIRATES RD |  | Polytube | Yes |  | 2023-01-23 |  | PVC | 1982 | Yes |  | 2023-01-23 |  | Non-lead
034482 | 405 AVE D |  | Polytube | Yes |  | 2023-07-17 |  | PVC |  | Yes |  | 2023-07-17 |  | Non-lead
034483 | APT 202 1003 TRUMAN AVE |  | Unknown | Yes |  | 2024-04-26 |  | PVC | 1933 | Yes |  | 2024-04-26 |  | Lead Status Unknown
034484 | APT 302 1003 TRUMAN AVE |  | Unknown | Yes |  | 2024-04-26 |  | PVC | 1933 | Yes |  | 2024-04-26 |  | Lead Status Unknown
034485 | APT 1 1007 TRUMAN AVE |  | Unknown | Yes |  | 2023-06-22 |  | PVC | 1923 | Yes |  | 2023-06-22 |  | Lead Status Unknown
034486 | 3726 HIBISCUS ST |  | Polytube | Yes |  | 2023-01-11 |  | PVC | 1985 | Yes |  | 2023-01-11 |  | Non-lead
034487 | APT 4 1007 TRUMAN AVE |  | Polytube | Yes |  | 2024-08-14 |  | PVC | 1923 | Yes |  | 2024-08-14 |  | Non-lead
034488 | APT 3 1007 TRUMAN AVE |  | Unknown | Yes |  | 2023-06-21 |  | PVC | 1923 | Yes |  | 2023-06-21 |  | Lead Status Unknown
034489 | APT 2 1007 TRUMAN AVE |  | Unknown | Yes |  | 2023-06-21 |  | PVC | 1923 | Yes |  | 2023-06-21 |  | Lead Status Unknown
034490 | 39 BAY DR |  | Polytube | Yes |  | 2023-09-25 |  | PVC | 1986 | Yes |  | 2023-09-25 |  | Non-lead
034491 | APT 203-205 1003 TRUMAN AVE |  | Unknown | Yes |  | 2024-04-26 |  | PVC | 1933 | Yes |  | 2024-04-26 |  | Lead Status Unknown
034492 | APT 301 & 303 1003 TRUMAN AVE |  | Unknown | Yes |  | 2024-04-26 |  | PVC | 1933 | Yes |  | 2024-04-26 |  | Lead Status Unknown
034493 | 29105 IROQUOIS ST |  | Polytube | Yes |  | 2022-12-14 |  | PVC | 1986 | Yes |  | 2022-12-14 |  | Non-lead
034494 | 29150 BOUGAINVILLA LN |  | Polytube | Yes |  | 2022-12-15 |  | PVC | 1985 | Yes |  | 2022-12-15 |  | Non-lead
034495 | 795 E CARRIBBEAN DR |  | Polytube | Yes |  | 2023-04-26 |  | PVC | 1975 | Yes |  | 2023-04-26 |  | Non-lead
034496 | UNIT 202 1500 ATLANTIC BLVD |  | PVC | Yes |  | 2022-08-25 |  | Copper | 1984 | Yes |  | 2022-08-25 |  | Non-lead
034497 | 2254 SAN MARCO DR |  | Polytube | Yes |  | 2022-11-30 |  | PVC | 1985 | Yes |  | 2022-11-30 |  | Non-lead
034498 | 539 E SHORE DR |  | Unknown, Non-Lead | Yes |  | 2023-11-14 |  | Unknown, Non-Lead | 2000 | Yes |  | 2023-11-14 |  | Non-lead
034499 | 42 BLUEWATER DR |  | Polytube | Yes |  | 2022-07-07 |  | PVC | 1985 | Yes |  | 2022-07-07 |  | Non-lead
034500 | 20735 5TH WEST AVE |  | Polytube | Yes |  | 2022-10-31 |  | PVC | 1985 | Yes |  | 2022-10-31 |  | Non-lead
034502 | 27386 MARTINIQUE LN |  | Polytube | Yes |  | 2022-10-13 |  | PVC | 1985 | Yes |  | 2022-10-13 |  | Non-lead
034503 | 43 SUGARLOAF DR |  | Polytube | Yes |  | 2022-07-11 |  | PVC | 1985 | Yes |  | 2022-07-11 |  | Non-lead
034504 | 1380 HUDGINS DR |  | Polytube | Yes |  | 2023-04-25 |  | PVC | 1985 | Yes |  | 2023-04-25 |  | Non-lead
034505 | 27372 ST MARTIN LANE B8 |  | Polytube | Yes |  | 2023-05-04 |  | PVC | 1982 | Yes |  | 2023-05-04 |  | Non-lead
034506 | APT 055 3314 NORTHSIDE DR |  | Polytube | Yes |  | 2022-06-13 |  | PVC | 1985 | Yes |  | 2022-06-13 |  | Non-lead
034507 | APT 056 3314 NORTHSIDE DR |  | Polytube | Yes |  | 2022-06-13 |  | PVC | 1985 | Yes |  | 2022-06-13 |  | Non-lead
034508 | APT 054 3314 NORTHSIDE DR |  | Polytube | Yes |  | 2022-06-13 |  | PVC | 1985 | Yes |  | 2022-06-13 |  | Non-lead
034509 | APT 053 3314 NORTHSIDE DR |  | Polytube | Yes |  | 2022-06-13 |  | PVC | 1985 | Yes |  | 2022-06-13 |  | Non-lead
034510 | APT 052 3314 NORTHSIDE DR |  | Polytube | Yes |  | 2024-09-05 |  | PVC | 1985 | Yes |  | 2024-09-05 |  | Non-lead
034511 | APT 051 3314 NORTHSIDE DR |  | Polytube | Yes |  | 2022-06-13 |  | PVC | 1985 | Yes |  | 2022-06-13 |  | Non-lead
034514 | MASTER TAP 62 FKAA CONCH KEY TAP |  | Unknown | Yes |  | 2023-06-17 |  | Unknown |  | Yes |  | 2023-06-17 |  | Lead Status Unknown
034515 | MASTER TAP 104 FKAA DUCK KEY TAP |  | None | Yes |  | 2022-10-22 |  | None |  | Yes |  | 2022-10-22 |  | Non-lead
034516 | MASTER TAP 100 FKAA JO JO'S RESTURANT TAP |  | None | Yes |  | 2024-05-23 |  | None | 1950 | Yes |  | 2024-05-23 |  | Non-lead
034517 | MASTER TAP 125 FKAA LONG BEACH ESTATES TAP |  | Stainless | Yes |  | 2022-07-15 |  | Stainless |  | Yes |  | 2022-07-15 |  | Non-lead
034518 | MASTER TAP 64 FKAA DORSETT TAP(JOLLY ROGERS) |  | None | Yes |  | 2022-10-22 |  | None |  | Yes |  | 2022-10-22 |  | Non-lead
034520 | CAMPBELL-SANTINI |  | None | Yes |  | 2022-10-22 |  | None |  | Yes |  | 2022-10-22 |  | Non-lead
034521 | 16 N PELICAN DR |  | Unknown, Non-Lead | No |  |  |  | Unknown, Non-Lead | 2010 | No |  |  |  | Non-lead
034522 | 412 MAHOGANY CIR |  | Polytube | Yes |  | 2023-01-31 |  | PVC | 1979 | Yes |  | 2023-01-31 |  | Non-lead
034523 | 111 PONCE DE LEON |  | Polytube | Yes |  | 2023-05-01 |  | PVC | 1989 | Yes |  | 2023-05-01 |  | Non-lead
034524 | 120 KEY HEIGHTS DR |  | Polytube | Yes |  | 2022-06-14 |  | PVC | 1985 | Yes |  | 2022-06-14 |  | Non-lead
034525 | 57263 MORTON ST |  | Polytube | Yes |  | 2022-10-22 |  | PVC | 1985 | Yes |  | 2022-10-22 |  | Non-lead
034526 | 116 VENETIAN DR |  | Polytube | Yes |  | 2022-10-20 |  | PVC | 1986 | Yes |  | 2022-10-20 |  | Non-lead
034527 | 414 COCONUT DR |  | Polytube | Yes |  | 2022-07-20 |  | PVC | 1984 | Yes |  | 2022-07-20 |  | Non-lead
034529 | 213 GASPARILLA DR |  | Unknown, Non-Lead | Yes |  | 2022-06-17 |  | Unknown, Non-Lead | 1988 | Yes |  | 2022-06-17 |  | Non-lead
034530 | 9-C 94220 OVERSEAS HWY |  | PVC | Yes |  | 2022-07-19 |  | Copper | 1982 | Yes |  | 2022-07-19 |  | Non-lead
034531 | 65600 OVERSEAS HWY |  | Polytube | Yes |  | 2022-07-11 |  | PVC | 1985 | Yes |  | 2022-07-11 |  | Non-lead
034532 | 127 BIMINI DR |  | Polytube | Yes |  | 2022-10-22 |  | PVC | 1986 | Yes |  | 2022-10-22 |  | Non-lead
034533 | 30944 OVERSEAS HWY |  | Polytube | Yes |  | 2024-02-26 |  | PVC | 1984 | Yes |  | 2024-02-26 |  | Non-lead
034534 | 663 50TH Ct |  | Polytube | Yes |  | 2023-02-15 |  | PVC | 1985 | Yes |  | 2023-02-15 |  | Non-lead
034535 | UNIT 201/202 13365 OVERSEAS HWY |  | Polytube | Yes |  | 2024-04-29 |  | PVC | 1987 | Yes |  | 2024-04-29 |  | Non-lead
034536 | UNIT 102 13365 OVERSEAS HWY |  | Polytube | Yes |  | 2022-08-05 |  | PVC | 1987 | Yes |  | 2022-08-05 |  | Non-lead
034537 | 2547 SOMBRERO BLVD |  | Polytube | Yes |  | 2022-07-08 |  | PVC | 1985 | Yes |  | 2022-07-08 |  | Non-lead
034538 | 600 CALLE DE LUNA |  | Polytube | Yes |  | 2022-07-15 |  | PVC | 1988 | Yes |  | 2022-07-15 |  | Non-lead
034539 | 31042 HIBISCUS DR |  | Polytube | Yes |  | 2022-11-14 |  | PVC | 1986 | Yes |  | 2022-11-14 |  | Non-lead
034540 | 10 KYLE EAST WAY |  | Polytube | Yes |  | 2023-05-02 |  | PVC | 1986 | Yes |  | 2023-05-02 |  | Non-lead
034541 | 12 KYLE EAST WAY |  | Polytube | Yes |  | 2023-05-02 |  | PVC | 1986 | Yes |  | 2023-05-02 |  | Non-lead
034542 | 4 E KYLE WAY |  | Polytube | Yes |  | 2024-06-05 |  | PVC | 1986 | Yes |  | 2024-06-05 |  | Non-lead
034543 | 2 E KYLE WAY |  | Polytube | Yes |  | 2023-05-17 |  | PVC | 1986 | Yes |  | 2023-05-17 |  | Non-lead
034544 | 221 12TH ST |  | Polytube | Yes |  | 2022-10-22 |  | PVC | 1985 | Yes |  | 2022-10-22 |  | Non-lead
034545 | 318 STIRRUP KEY BLVD |  | Polytube | Yes |  | 2023-02-03 |  | PVC | 1982 | Yes |  | 2023-02-03 |  | Non-lead
034546 | 7000 OVERSEAS HWY |  | Polytube | Yes |  | 2023-03-15 |  | PVC | 1985 | Yes |  | 2023-03-15 |  | Non-lead
034547 | 510 10TH ST |  | Polytube | Yes |  | 2022-10-22 |  | PVC | 1985 | Yes |  | 2022-10-22 |  | Non-lead
034548 | 500 10TH ST |  | Polytube | Yes |  | 2023-05-08 |  | PVC | 1985 | Yes |  | 2023-05-08 |  | Non-lead
034550 | RSIDE 511 9TH ST |  | Polytube | Yes |  | 2023-09-25 |  | PVC | 1986 | Yes |  | 2023-09-25 |  | Non-lead
034551 | 1648 CHURCHILL DOWNS |  | Polytube | Yes |  | 2023-05-04 |  | PVC | 1981 | Yes |  | 2023-05-04 |  | Non-lead
034552 | 6 EAGLE DR |  | Unknown, Non-Lead | Yes |  | 2019-03-15 |  | PVC | 2000 | Yes |  | 2019-03-15 |  | Non-lead
034553 | 107 BLUE HARBOR DR |  | Polytube | Yes |  | 2023-02-07 |  | PVC | 1985 | Yes |  | 2023-02-07 |  | Non-lead
034554 | 37 N BLACKWATER LN |  | Polytube | Yes |  | 2023-05-04 |  | PVC | 1985 | Yes |  | 2023-05-04 |  | Non-lead
034555 | 151 BLUE HARBOR DR |  | Polytube | Yes |  | 2023-02-07 |  | PVC | 1985 | Yes |  | 2023-02-07 |  | Non-lead
034556 | 105 PALM LN |  | Polytube | Yes |  | 2022-06-07 |  | PVC | 1985 | Yes |  | 2022-06-07 |  | Non-lead
034557 | 278 AZALEA ST |  | Unknown, Non-Lead | No |  |  |  | Unknown, Non-Lead | 2016 | No |  |  |  | Non-lead
034558 | 6-B 94220 OVERSEAS HWY |  | PVC | Yes |  | 2022-07-21 |  | Copper | 1982 | Yes |  | 2022-07-21 |  | Non-lead
034559 | 241 LIGNUMVITAE DR |  | Polytube | Yes |  | 2024-05-02 |  | PVC | 1985 | Yes |  | 2024-05-02 |  | Non-lead
034560 | 704 BARCELONA RD |  | Polytube | Yes |  | 2023-02-08 |  | PVC | 1985 | Yes |  | 2023-02-08 |  | Non-lead
034561 | 111 REDWING RD |  | Unknown | Yes |  | 2022-08-10 |  | PVC | 1985 | Yes |  | 2022-08-10 |  | Non-lead
034562 | 142 BLACKBEARD RD |  | Polytube | Yes |  | 2023-01-24 |  | PVC | 1985 | Yes |  | 2023-01-24 |  | Non-lead
034563 | 108 BAHAMA RD |  | Polytube | Yes |  | 2023-02-01 |  | PVC | 1985 | Yes |  | 2023-02-01 |  | Non-lead
034564 | 229 BURGUNDY DR |  | Polytube | Yes |  | 2023-02-09 |  | PVC | 1984 | Yes |  | 2023-02-09 |  | Non-lead
034565 | 81 JEAN LAFITTE |  | Polytube | Yes |  | 2023-01-31 |  | PVC | 1985 | Yes |  | 2023-01-31 |  | Non-lead
034567 | MASTER TAP 150 FKAA KYLE AVE TAP |  | None | Yes |  | 2022-10-22 |  | None |  | Yes |  | 2022-10-22 |  | Non-lead
034568 | MASTER TAP 66 FKAA GUAVA TAP |  | None | Yes |  | 2022-10-22 |  | None |  | Yes |  | 2022-10-22 |  | Non-lead
034569 | MASTER TAP 68 FKAA VALHALLA TAP |  | Stainless | Yes |  | 2022-10-22 |  | PVC |  | Yes |  | 2022-10-22 |  | Non-lead
034570 | MASTER TAP 170 FKAA SWITLICK ESTATE TAP |  | Stainless | Yes |  | 2022-10-22 |  | PVC |  | Yes |  | 2022-10-22 |  | Non-lead
034572 | MASTER TAP 109 FKAA DADE/MONROE COUNTY LINE TAP |  | Unknown | Yes |  | 2023-02-16 |  | Unknown |  | Yes |  | 2023-02-16 |  | Lead Status Unknown
034573 | MASTER TAP 159 FKAA MM123 SOUTHBOUND TAP |  | None | Yes |  | 2023-02-03 |  | None |  | Yes |  | 2023-02-03 |  | Non-lead
034575 | MASTER TAP 2 FKAA JEWFISH CREEK SOUTH TAP |  | None | Yes |  | 2022-09-26 |  | None |  | Yes |  | 2022-09-26 |  | Non-lead
034577 | MASTER TAP 186 FKAA ANGLERS CLUB TAP |  | None | Yes |  | 2022-10-03 |  | None |  | Yes |  | 2022-10-03 |  | Non-lead
034578 | SPUR LINE TAP 18 |  | None | Yes |  | 2023-02-03 |  | None |  | Yes |  | 2023-02-03 |  | Non-lead
034579 | MASTER TAP 169 FKAA OCEAN REEF TAP |  | Unknown | Yes |  | 2023-02-16 |  | PVC | 1968 | Yes |  | 2023-02-16 |  | Non-lead
034580 | MASTER TAP 4 FKAA VAGABOND TAP |  | None | Yes |  | 2022-09-26 |  | None |  | Yes |  | 2022-09-26 |  | Non-lead
034583 | MASTER TAP 87 FKAA BIG PINE TANK FILL |  | Stainless | Yes |  | 2022-12-08 |  | Stainless |  | Yes |  | 2022-12-08 |  | Non-lead
034585 | MASTER TAP 185 FKAA SHIPS WAY TAP |  | Stainless | Yes |  | 2022-12-08 |  | Stainless |  | Yes |  | 2022-12-08 |  | Non-lead
034586 | 29147 CACTUS LANE |  | Polytube | Yes |  | 2024-07-19 |  | PVC | 1985 | Yes |  | 2024-07-19 |  | Non-lead
034587 | 1613 TRINIDAD DR |  | Polytube | Yes |  | 2023-04-24 |  | PVC | 1985 | Yes |  | 2023-04-24 |  | Non-lead
034592 | MASTER TAP 181 FKAA SOMBRERO BEACH TAP |  | Steel | Yes |  | 2023-03-21 |  | Steel |  | Yes |  | 2023-03-21 |  | Non-lead
034593 | MASTER TAP 6 FKAA RIVIERA VILLAGE TAP |  | None | Yes |  | 2023-05-04 |  | None |  | Yes |  | 2023-05-04 |  | Non-lead
034594 | MASTER TAP 141 FKAA KEY LARGO ELEMENTARY TAP |  | None | Yes |  | 2023-05-04 |  | None |  | Yes |  | 2023-05-04 |  | Non-lead
034595 | MASTER TAP 7 FKAA MOON BAY TAP |  | None | Yes |  | 2023-05-04 |  | None |  | Yes |  | 2023-05-04 |  | Non-lead
034596 | MASTER TAP 31 FKAA SAN PEDRO TAP |  | Stainless | Yes |  | 2022-09-09 |  | Stainless | 1984 | Yes |  | 2022-09-09 |  | Non-lead
034597 | MASTER TAP 32 FKAA INDIAN WATERWAYS TAP |  | None | Yes |  | 2022-07-12 |  | None |  | Yes |  | 2022-07-12 |  | Non-lead
034598 | MASTER TAP 106 FKAA GOVERNMENT CENTER TAP |  | None | Yes |  | 2022-07-12 |  | None | 1928 | Yes |  | 2022-07-12 |  | Non-lead
034599 | MASTER TAP 189 FKAA COCO PLUM TAP |  | Unknown | Yes |  | 2022-10-22 |  | None |  | Yes |  | 2022-10-22 |  | No Service Line
034601 | MASTER TAP 38 FKAA WINDLEY KEY TAP |  | None | Yes |  | 2022-06-28 |  | None |  | Yes |  | 2022-06-28 |  | Non-lead
034602 | MASTER TAP 171 FKAA COCONUT COVE TAP |  | None | Yes |  | 2022-06-28 |  | None |  | Yes |  | 2022-06-28 |  | Non-lead
034606 | MASTER TAP 41 FKAA ISLAND CHRISTIAN TAP |  | Unknown | Yes |  | 2024-09-04 |  | Unknown |  | Yes |  | 2024-09-04 |  | Lead Status Unknown
034608 | MASTER TAP 199 FKAA TEA TABLE PARK TAP |  | Unknown | Yes |  | 2024-09-12 |  | Stainless |  | Yes |  | 2024-09-12 |  | Lead Status Unknown
034611 | MASTER TAP 56 FKAA CALOOSA COVE TAP |  | Stainless | Yes |  | 2023-02-02 |  | Stainless |  | Yes |  | 2023-02-02 |  | Non-lead
034612 | MASTER TAP 57 FKAA CRAIG KEY TAP |  | Stainless | Yes |  | 2022-07-05 |  | Steel |  | Yes |  | 2022-07-05 |  | Non-lead
034613 | 70000 OVERSEAS LONG KEY PUMP STATION HWY |  | Unknown | Yes |  | 2022-06-30 |  | PVC | 1968 | Yes |  | 2022-06-30 |  | Lead Status Unknown
034614 | MASTER TAP 59 FKAA FIESTA KEY TAP |  | None | Yes |  | 2022-06-30 |  | None |  | Yes |  | 2022-06-30 |  | Non-lead
034615 | MASTER TAP 60 FKAA LAYTON POST OFFICE TAP |  | None | Yes |  | 2022-07-05 |  | None | 1963 | Yes |  | 2022-07-05 |  | Non-lead
034616 | MASTER TAP 61 FKAA SOUTH LAYTON TAP |  | None | Yes |  | 2022-07-05 |  | None | 1980 | Yes |  | 2022-07-05 |  | Non-lead
034618 | MASTER TAP 113 FKAA LONG KEY WEST END TAP |  | None | Yes |  | 2022-06-29 |  | None |  | Yes |  | 2022-06-29 |  | Non-lead
034619 | MASTER TAP 164 FKAA CRAWL KEY TANK FILL TAP |  | None | Yes |  | 2023-11-17 |  | None |  | Yes |  | 2023-11-17 |  | Non-lead
034620 | MASTER TAP 182 FKAA KEY COLONY BEACH TAP |  | None | Yes |  | 2022-10-22 |  | None |  | Yes |  | 2022-10-22 |  | Non-lead
034621 | MASTER TAP 98 FKAA FOREST TEK TAP |  | None | Yes |  | 2022-07-12 |  | None | 1955 | Yes |  | 2022-07-12 |  | Non-lead
034623 | 13 DIAMOND DR |  | Polytube | Yes |  | 2024-09-27 |  | PVC | 1985 | Yes |  | 2024-09-27 |  | Non-lead
034624 | 22842 LOOKDOWN LN |  | Polytube | Yes |  | 2023-07-27 |  | PVC | 1985 | Yes |  | 2023-07-27 |  | Non-lead
034625 | MASTER TAP 34 FKAA FOUNDERS PARK TAP |  | None | Yes |  | 2022-06-21 |  | None |  | Yes |  | 2022-06-21 |  | Non-lead
034626 | MASTER TAP 168 FKAA SANDS OF THE KEYS TAP |  | Stainless | Yes |  | 2022-06-21 |  | Stainless |  | Yes |  | 2022-06-21 |  | Non-lead
034627 | MASTER TAP 48 FKAA GREEN TURTLE TAP |  | Unknown, Non-Lead | Yes |  | 2019-07-17 |  | Unknown, Non-Lead | 2006 | Yes |  | 2019-07-17 |  | Non-lead
034628 | MASTER TAP 50 FKAA LA SIESTA TAP |  | None | Yes |  | 2022-06-22 |  | None | 1958 | Yes |  | 2022-06-22 |  | Non-lead
034629 | MASTER TAP 55 FKAA LOWER MATECUMBE TAP |  | None | Yes |  | 2022-07-05 |  | None |  | Yes |  | 2022-07-05 |  | Non-lead
034630 | MASTER TAP 42 FKAA BEACON REEF TAP |  | Unknown | Yes |  | 2022-06-28 |  | Unknown |  | Yes |  | 2022-06-28 |  | Lead Status Unknown
034631 | MASTER TAP 43 FKAA ISLAMORADA POST OFFICE TAP |  | Unknown, Non-Lead | Yes |  | 2024-09-05 |  | Unknown, Non-Lead | 1999 | Yes |  | 2024-09-05 |  | Non-lead
034633 | MASTER TAP 173 FKAA SILVER SHORES TAP |  | Unknown | Yes |  | 2023-02-02 |  | Cast Iron |  | Yes |  | 2023-02-02 |  | Lead Status Unknown
034635 | MASTER TAP 8 FKAA CARIBBEAN CLUB TAP |  | None | Yes |  | 2023-05-04 |  | None |  | Yes |  | 2023-05-04 |  | Non-lead
034636 | MASTER TAP 9 FKAA MARRIOTT TAP |  | None | Yes |  | 2023-05-04 |  | None |  | Yes |  | 2023-05-04 |  | Non-lead
034637 | MASTER TAP 174 FKAA KEY LARGO PARK TAP |  | Stainless | Yes |  | 2023-02-16 |  | Stainless |  | Yes |  | 2023-02-16 |  | Non-lead
034639 | MASTER TAP 180 FKAA CENTENNIAL BANK TAP |  | Stainless | Yes |  | 2022-08-25 |  | Stainless |  | Yes |  | 2022-08-25 |  | Non-lead
034640 | MASTER TAP 114 FKAA VACA KEY TANK FILL |  | Cast Iron | Yes |  | 2023-05-09 |  | Cast Iron |  | Yes |  | 2023-05-09 |  | Non-lead
034641 | MASTER TAP 36 FKAA VENETIAN SHORES TAP |  | Steel | Yes |  | 2023-02-16 |  | Stainless |  | Yes |  | 2023-02-16 |  | Non-lead
034642 | MASTER TAP 47 FKAA OLD HWY INDUSTRIAL RD TAP |  | None | Yes |  | 2023-05-04 |  | None |  | Yes |  | 2023-05-04 |  | Non-lead
034645 | MASTER TAP 33 FKAA SEABREEZE TAP |  | Unknown | Yes |  | 2022-06-21 |  | Stainless |  | Yes |  | 2022-06-21 |  | Lead Status Unknown
034646 | MASTER TAP 11 FKAA TRANSYLVANIA AVE TAP |  | Unknown | Yes |  | 2023-05-04 |  | Unknown |  | Yes |  | 2023-05-04 |  | Lead Status Unknown
034648 | MASTER TAP 13 FKAA DOLPHIN COVE TAP |  | Unknown | Yes |  | 2023-05-04 |  | Unknown |  | Yes |  | 2023-05-04 |  | Lead Status Unknown
034652 | MASTER TAP 148 FKAA 69TH ST TANK FILL TAP |  | Polytube | Yes |  | 2023-02-17 |  | PVC | 1966 | Yes |  | 2023-02-17 |  | Non-lead
034653 | MASTER TAP 146 FKAA BIG FISH TAP |  | Stainless | Yes |  | 2023-02-16 |  | Stainless |  | Yes |  | 2023-02-16 |  | Non-lead
034657 | MASTER TAP 22 FKAA MARINE SANCTUARY TAP |  | Unknown | Yes |  | 2022-07-21 |  | Cast Iron |  | Yes |  | 2022-07-21 |  | Lead Status Unknown
034659 | MASTER TAP 172 FKAA ALBURY TAP |  | None | Yes |  | 2022-07-19 |  | None |  | Yes |  | 2022-07-19 |  | Non-lead
034662 | 2220 SAN REMO DR |  | Polytube | Yes |  | 2022-11-30 |  | PVC | 1987 | Yes |  | 2022-11-30 |  | Non-lead
034664 | MASTER TAP 28 FKAA OLD TAVERNIER PUMP STATION TAP |  | Stainless | Yes |  | 2023-01-30 |  | Stainless |  | Yes |  | 2023-01-30 |  | Non-lead
034665 | MASTER TAP 178 FKAA FONTAINE LAKE TAP |  | Unknown | Yes |  | 2022-06-15 |  | Stainless |  | Yes |  | 2022-06-15 |  | Lead Status Unknown
034667 | MASTER TAP 30 FKAA CORAL SHORES HS TAP |  | Stainless | Yes |  | 2023-02-01 |  | Unknown |  | Yes |  | 2023-02-01 |  | Lead Status Unknown
034668 | UNIT A 7 JADE DR |  | Polytube | Yes |  | 2022-11-07 |  | PVC | 1986 | Yes |  | 2022-11-07 |  | Non-lead
034669 | APT B 7 JADE DR |  | Polytube | Yes |  | 2022-09-08 |  | PVC | 1986 | Yes |  | 2022-09-08 |  | Non-lead
034670 | 27044 SHANNAHAN RD |  | Polytube | Yes |  | 2022-09-26 |  | PVC | 1985 | Yes |  | 2022-09-26 |  | Non-lead
034671 | B1L13 536 CARRIBEAN DR |  | Unknown, Non-Lead | Yes |  | 2021-08-03 |  | Unknown, Non-Lead | 1996 | Yes |  | 2021-08-03 |  | Non-lead
034672 | MASTER TAP 88 FKAA BARRY AVE TAP |  | Stainless | Yes |  | 2023-01-24 |  | PVC |  | Yes |  | 2023-01-24 |  | Non-lead
034673 | UNIT 301 1500 ATLANTIC BLVD |  | PVC | Yes |  | 2022-08-25 |  | Copper | 1984 | Yes |  | 2022-08-25 |  | Non-lead
034674 | MASTER TAP 162 FKAA BREEZESWEPT BEACH TAP |  | Ductile Iron | Yes |  | 2023-05-12 |  | Ductile Iron |  | Yes |  | 2023-05-12 |  | Non-lead
034675 | MASTER TAP 123 FKAA MARGOS NURSERY TAP |  | Ductile Iron | Yes |  | 2023-05-12 |  | Ductile Iron |  | Yes |  | 2023-05-12 |  | Non-lead
034676 | MASTER TAP 187 FKAA MAKO TAP |  | Ductile Iron | Yes |  | 2023-05-12 |  | Ductile Iron |  | Yes |  | 2023-05-12 |  | Non-lead
034678 | MASTER TAP 157 FKAA YARDHAM TAP |  | Stainless | Yes |  | 2023-05-12 |  | Stainless |  | Yes |  | 2023-05-12 |  | Non-lead
034680 | MASTER TAP 91 FKAA SEABREEZE TAP |  | Stainless | Yes |  | 2023-05-12 |  | Stainless |  | Yes |  | 2023-05-12 |  | Non-lead
034682 | MASTER TAP 92 FKAA SYKES TAP |  | Unknown, Non-Lead | Yes |  | 2021-08-26 |  | Unknown, Non-Lead | 2004 | Yes |  | 2021-08-26 |  | Non-lead
034683 | MASTER TAP 93 FKAA MANGROVE MAMAS TAP |  | Unknown | Yes |  | 2023-01-18 |  | PVC | 1919 | Yes |  | 2023-01-18 |  | Non-lead
034684 | MASTER TAP 136 FKAA INDIAN MOUNDS TAP |  | Ductile Iron | Yes |  | 2023-05-12 |  | Ductile Iron | 1968 | Yes |  | 2023-05-12 |  | Non-lead
034685 | MASTER TAP 94 FKAA PERKY FISHING CAMP TAP |  | Ductile Iron | Yes |  | 2023-10-06 |  | Ductile Iron | 1968 | Yes |  | 2023-10-06 |  | Non-lead
034686 | MASTER TAP 163 FKAA SOUTH POINT TAP |  | Ductile Iron | Yes |  | 2023-05-12 |  | Ductile Iron |  | Yes |  | 2023-05-12 |  | Non-lead
034687 | MASTER TAP 105 FKAA BAY POINT TAP |  | Unknown | Yes |  | 2023-08-21 |  | Ductile Iron | 1969 | Yes |  | 2023-08-21 |  | Lead Status Unknown
034688 | MASTER TAP 108 FKAA BLUEWATER TAP |  | Stainless | Yes |  | 2023-05-12 |  | PVC |  | Yes |  | 2023-05-12 |  | Non-lead
034689 | MASTER TAP 86 FKAA BIG COPPITT TANK FILL TAP |  | Ductile Iron | Yes |  | 2023-02-24 |  | Ductile Iron |  | Yes |  | 2023-02-24 |  | Non-lead
034690 | NAVY COMMUNICATIONS |  | PVC | Yes |  | 2022-09-06 |  | Polytube |  | Yes |  | 2022-09-06 |  | Non-lead
034693 | TAP #77 KNIGHTS KEY PARK |  | Unknown | No |  |  |  | None |  | No |  |  |  | No Service Line
034694 | MASTER TAP 124 FKAA SILVER SHORES TAP |  | Unknown | Yes |  | 2022-11-09 |  | Ductile Iron |  | Yes |  | 2022-11-09 |  | Lead Status Unknown
034695 | MASTER TAP 122 FKAA COTHRAN TAP |  | Steel | Yes |  | 2023-02-02 |  | Steel |  | Yes |  | 2023-02-02 |  | Non-lead
034697 | MASTER TAP 156 FKAA SUMMERLAND TANK FILL TAP |  | Ductile Iron | Yes |  | 2023-05-12 |  | Ductile Iron |  | Yes |  | 2023-05-12 |  | Non-lead
034698 | MASTER TAP 126 FKAA WILLIAM A CURRY TAP |  | Unknown | Yes |  | 2023-04-25 |  | Ductile Iron |  | Yes |  | 2023-04-25 |  | Lead Status Unknown
034699 | MASTER TAP 90 FKAA DOBIE / WEST END TAP |  | Ductile Iron | Yes |  | 2023-05-12 |  | Ductile Iron |  | Yes |  | 2023-05-12 |  | Non-lead
034700 | MASTER TAP 200 FKAA ROCK HARBOR TANK FILL |  | Unknown | Yes |  | 2023-01-30 |  | Stainless |  | Yes |  | 2023-01-30 |  | Lead Status Unknown
034701 | 183 INDIES RD |  | Polytube | Yes |  | 2023-07-26 |  | PVC | 2004 | Yes |  | 2023-07-26 |  | Non-lead
034702 | DWN 505 DUVAL ST |  | Polytube | Yes |  | 2024-08-20 |  | PVC | 1918 | Yes |  | 2024-08-20 |  | Non-lead
034703 | 4208 22960 PRIVATEER DR |  | Unknown, Non-Lead | No |  |  |  | Unknown, Non-Lead | 1990 | No |  |  |  | Non-lead
034704 | UNIT 105 1500 ATLANTIC BLVD |  | PVC | Yes |  | 2022-08-25 |  | Copper | 1984 | Yes |  | 2022-08-25 |  | Non-lead
034705 | 29283 COCONUT PALM DR |  | Polytube | Yes |  | 2023-05-22 |  | PVC | 1985 | Yes |  | 2023-05-22 |  | Non-lead
034706 | 30876 PINEWOOD LANE |  | Polytube | Yes |  | 2022-06-27 |  | PVC | 1985 | Yes |  | 2022-06-27 |  | Non-lead
034707 | 2008 SAN REMO DR |  | Polytube | Yes |  | 2022-11-28 |  | PVC | 1986 | Yes |  | 2022-11-28 |  | Non-lead
034708 | 29333 CYPRESS DR |  | Polytube | Yes |  | 2022-12-15 |  | PVC | 1986 | Yes |  | 2022-12-15 |  | Non-lead
034710 | 29980 OVERSEAS HWY |  | Polytube | Yes |  | 2022-12-08 |  | PVC | 1985 | Yes |  | 2022-12-08 |  | Non-lead
034711 | UNIT B 29980 OVERSEAS HWY |  | Polytube | Yes |  | 2022-06-27 |  | PVC | 1970 | Yes |  | 2022-06-27 |  | Non-lead
034712 | UNIT 1 29980 OVERSEAS HWY |  | Polytube | Yes |  | 2022-12-08 |  | PVC | 1970 | Yes |  | 2022-12-08 |  | Non-lead
034713 | 1014 LAGOON DR |  | Polytube | Yes |  | 2023-04-25 |  | PVC | 1985 | Yes |  | 2023-04-25 |  | Non-lead
034714 | 348 SUNSET RD |  | Polytube | Yes |  | 2022-12-05 |  | PVC | 1985 | Yes |  | 2022-12-05 |  | Non-lead
034715 | 80 JEAN LA FITTE DR |  | Polytube | Yes |  | 2023-01-31 |  | PVC | 1985 | Yes |  | 2023-01-31 |  | Non-lead
034716 | 1015 ROSE ST |  | Polytube | Yes |  | 2023-02-01 |  | PVC | 1986 | Yes |  | 2023-02-01 |  | Non-lead
034717 | 204 APACHE ST |  | Polytube | Yes |  | 2022-06-07 |  | PVC | 1985 | Yes |  | 2022-06-07 |  | Non-lead
034718 | 11 GARDEN COVE DR |  | Polytube | Yes |  | 2022-10-03 |  | PVC | 1986 | Yes |  | 2022-10-03 |  | Non-lead
034719 | 764 MICHAEL DR |  | Polytube | Yes |  | 2023-05-04 |  | PVC | 1985 | Yes |  | 2023-05-04 |  | Non-lead
034720 | BLDG 4 C&D 103100 OVERSEAS HWY |  | Unknown, Non-Lead | Yes |  | 2020-02-06 |  | PVC | 1990 | Yes |  | 2020-02-06 |  | Non-lead
034721 | BLDG 7 A&B 103100 OVERSEAS HWY |  | Unknown, Non-Lead | Yes |  | 2019-07-08 |  | Unknown, Non-Lead | 1990 | Yes |  | 2019-07-08 |  | Non-lead
034722 | 14 BONITA AVE |  | Polytube | Yes |  | 2022-07-25 |  | PVC | 1985 | Yes |  | 2022-07-25 |  | Non-lead
034723 | 466 LIME DR |  | Polytube | Yes |  | 2022-10-11 |  | PVC | 1985 | Yes |  | 2022-10-11 |  | Non-lead
034724 | L1 TOLLGATE BLVD |  | Unknown | Yes |  | 2022-06-30 |  | Unknown | 1956 | Yes |  | 2022-06-30 |  | Lead Status Unknown
034725 | 179 FONTAINE DR |  | Polytube | Yes |  | 2022-06-14 |  | PVC | 1987 | Yes |  | 2022-06-14 |  | Non-lead
034726 | 43 N BLACKWATER LN |  | Polytube | Yes |  | 2023-05-04 |  | PVC | 1985 | Yes |  | 2023-05-04 |  | Non-lead
034727 | 108 LORELANE P/L2 &L PL |  | Polytube | Yes |  | 2023-02-06 |  | PVC | 1986 | Yes |  | 2023-02-06 |  | Non-lead
034728 | 144 PUEBLO ST |  | Polytube | Yes |  | 2022-06-02 |  | PVC | 1985 | Yes |  | 2022-06-02 |  | Non-lead
034729 | 182 120 ANCHOR Dr |  | Unknown, Non-Lead | Yes |  | 2020-12-07 |  | Unknown, Non-Lead | 2004 | Yes |  | 2020-12-07 |  | Non-lead
034730 | 18 GULF DR |  | Polytube | Yes |  | 2022-11-28 |  | PVC | 1985 | Yes |  | 2022-11-28 |  | Non-lead
034731 | 121 BAYVIEW ISLE DR |  | Polytube | Yes |  | 2022-05-19 |  | PVC | 1987 | Yes |  | 2022-05-19 |  | Non-lead
034732 | 242 GULFVIEW DR |  | Polytube | Yes |  | 2022-06-30 |  | PVC | 1985 | Yes |  | 2022-06-30 |  | Non-lead
034733 | 118 INDIAN AVE |  | Polytube | Yes |  | 2022-07-19 |  | PVC | 1985 | Yes |  | 2022-07-19 |  | Non-lead
034734 | 136 SAN JUAN DR |  | Unknown, Non-Lead | Yes |  | 2021-03-19 |  | Unknown, Non-Lead | 2016 | Yes |  | 2021-03-19 |  | Non-lead
034735 | 464 LIME DR |  | Polytube | Yes |  | 2023-02-02 |  | PVC | 1985 | Yes |  | 2023-02-02 |  | Non-lead
034736 | 1127 GULFSTREAM LN |  | Polytube | Yes |  | 2023-05-04 |  | PVC | 1985 | Yes |  | 2023-05-04 |  | Non-lead
034737 | 88975 OVERSEAS HWY |  | Polytube | Yes |  | 2022-06-14 |  | PVC | 1985 | Yes |  | 2022-06-14 |  | Non-lead
034738 | 5-D 94220 OVERSEAS HWY |  | PVC | Yes |  | 2022-07-19 |  | PVC | 1982 | Yes |  | 2022-07-19 |  | Non-lead
034739 | 124 PLANTATION SHRS DR |  | Polytube | Yes |  | 2022-06-15 |  | PVC | 1985 | Yes |  | 2022-06-15 |  | Non-lead
034740 | 1465 LONG BEACH DR |  | Polytube | Yes |  | 2024-07-29 |  | PVC | 1985 | Yes |  | 2024-07-29 |  | Non-lead
034741 | 27954 TARPON TER |  | Polytube | Yes |  | 2024-02-23 |  | PVC | 1986 | Yes |  | 2024-02-23 |  | Non-lead
034742 | UNIT A 28451 GULF BLVD |  | Polytube | Yes |  | 2024-09-20 |  | PVC | 1985 | Yes |  | 2024-09-20 |  | Non-lead
034743 | 641 PIRATES RD |  | Unknown, Non-Lead | Yes |  | 2022-03-25 |  | Unknown, Non-Lead | 1988 | Yes |  | 2022-03-25 |  | Non-lead
034744 | 245 BLACKBEARD RD |  | Polytube | Yes |  | 2023-01-24 |  | PVC | 1985 | Yes |  | 2023-01-24 |  | Non-lead
034745 | 29059 BIGONIA DR |  | Polytube | Yes |  | 2022-12-21 |  | PVC | 1985 | Yes |  | 2022-12-21 |  | Non-lead
034746 | 29486 RANGER AVE |  | Polytube | Yes |  | 2023-02-21 |  | PVC | 1986 | Yes |  | 2023-02-21 |  | Non-lead
034747 | 5860 COLLEGE RD |  | Unknown, Non-Lead | Yes |  | 2018-12-21 |  | Unknown, Non-Lead | 2015 | Yes |  | 2018-12-21 |  | Non-lead
034748 | L12 B3 848 BAY DR |  | Polytube | Yes |  | 2023-05-23 |  | PVC | 1986 | Yes |  | 2023-05-23 |  | Non-lead
034749 | 858 BAY DR |  | Polytube | Yes |  | 2023-04-24 |  | PVC | 1987 | Yes |  | 2023-04-24 |  | Non-lead
034750 | L6B7 30319 FALCON LN |  | Polytube | Yes |  | 2022-11-16 |  | PVC | 1986 | Yes |  | 2022-11-16 |  | Non-lead
034751 | 19483 SEMINOLE ST |  | Polytube | Yes |  | 2023-02-02 |  | PVC | 1985 | Yes |  | 2023-02-02 |  | Non-lead
034752 | LSIDE 501 9TH ST |  | Polytube | Yes |  | 2022-10-22 |  | PVC | 1986 | Yes |  | 2022-10-22 |  | Non-lead
034753 | 17 IBIS LN |  | Polytube | Yes |  | 2023-10-13 |  | PVC | 1986 | Yes |  | 2023-10-13 |  | Non-lead
034754 | 110 SAGUARO LANE |  | Polytube | Yes |  | 2022-05-04 |  | PVC | 1994 | Yes |  | 2022-05-04 |  | Non-lead
034755 | 620 11TH ST |  | Polytube | Yes |  | 2023-12-08 |  | PVC | 1968 | Yes |  | 2023-12-08 |  | Non-lead
034756 | 630 11TH ST |  | Polytube | Yes |  | 2022-10-22 |  | PVC | 1986 | Yes |  | 2022-10-22 |  | Non-lead
034757 | 969 OCOTILLO LN |  | Polytube | Yes |  | 2022-05-27 |  | PVC | 1986 | Yes |  | 2022-05-27 |  | Non-lead
034758 | 81 DORSETT DR |  | Polytube | Yes |  | 2022-10-22 |  | PVC | 1981 | Yes |  | 2022-10-22 |  | Non-lead
034759 | 58048 MORTON ST(CNR LE |  | Polytube | Yes |  | 2022-10-22 |  | PVC | 1986 | Yes |  | 2022-10-22 |  | Non-lead
034760 | 3759 HIBISCUS ST |  | Polytube | Yes |  | 2023-01-11 |  | PVC | 1985 | Yes |  | 2023-01-11 |  | Non-lead
034761 | 1197 73RD OCEAN ST |  | Polytube | Yes |  | 2023-03-16 |  | PVC | 1985 | Yes |  | 2023-03-16 |  | Non-lead
034762 | B 217 DAVID LANE |  | Polytube | Yes |  | 2023-01-25 |  | PVC | 1985 | Yes |  | 2023-01-25 |  | Non-lead
034763 | A 217 DAVID LANE |  | Polytube | Yes |  | 2023-02-02 |  | PVC | 1985 | Yes |  | 2023-02-02 |  | Non-lead
034764 | 500 11TH ST |  | Polytube | Yes |  | 2022-10-22 |  | Copper | 1986 | Yes |  | 2022-10-22 |  | Non-lead
034765 | 510 11TH ST |  | Polytube | Yes |  | 2024-04-12 |  | PVC | 1986 | Yes |  | 2024-04-12 |  | Non-lead
034766 | OCEAN 479 50TH ST |  | Polytube | Yes |  | 2023-04-26 |  | PVC | 1986 | Yes |  | 2023-04-26 |  | Non-lead
034767 | 141 2ND ST |  | Polytube | Yes |  | 2024-03-08 |  | PVC | 1973 | Yes |  | 2024-03-08 |  | Non-lead
034768 | 860 SHELTER BAY DR |  | Polytube | Yes |  | 2023-05-30 |  | PVC | 1966 | Yes |  | 2023-05-30 |  | Non-lead
034769 | 131 MOCKINGBIRD LANE |  | Polytube | Yes |  | 2024-04-23 |  | PVC | 1986 | Yes |  | 2024-04-23 |  | Non-lead
034770 | 210 41ST GULF ST |  | Unknown, Non-Lead | Yes |  | 2018-08-17 |  | Unknown, Non-Lead | 2007 | Yes |  | 2018-08-17 |  | Non-lead
034771 | 111 SAGUARO LN |  | Polytube | Yes |  | 2024-04-22 |  | PVC | 1985 | Yes |  | 2024-04-22 |  | Non-lead
034772 | 1011 BAY DR |  | Polytube | Yes |  | 2023-08-01 |  | PVC | 1986 | Yes |  | 2023-08-01 |  | Non-lead
034773 | SLIP M15 1801 N ROOSEVELT BLVD |  | PVC | Yes |  | 2022-07-12 |  | PVC | 1983 | Yes |  | 2022-07-12 |  | Non-lead
034774 | 1315 UNITED ST |  | Polytube | Yes |  | 2022-09-07 |  | PVC | 1938 | Yes |  | 2022-09-07 |  | Non-lead
034775 | 29192 ROSE DR |  | Polytube | Yes |  | 2022-12-21 |  | PVC | 1986 | Yes |  | 2022-12-21 |  | Non-lead
034776 | 1435 LONG BEACH DR |  | Polytube | Yes |  | 2024-07-29 |  | PVC | 1986 | Yes |  | 2024-07-29 |  | Non-lead
034777 | 17088 BONEFISH LN W |  | Polytube | Yes |  | 2024-06-28 |  | PVC | 1985 | Yes |  | 2024-06-28 |  | Non-lead
034778 | 217 LA FITTE RD |  | Polytube | Yes |  | 2023-01-23 |  | PVC | 1986 | Yes |  | 2023-01-23 |  | Non-lead
034779 | 3814 JOYCE RD |  | Polytube | Yes |  | 2023-01-11 |  | PVC | 1986 | Yes |  | 2023-01-11 |  | Non-lead
034780 | 420 W INDIES DR |  | Polytube | Yes |  | 2023-12-27 |  | PVC | 1985 | Yes |  | 2023-12-27 |  | Non-lead
034781 | 29132 PALM AVE |  | Polytube | Yes |  | 2022-12-15 |  | PVC | 1985 | Yes |  | 2022-12-15 |  | Non-lead
034782 | 715 SAWYER DR |  | Polytube | Yes |  | 2022-11-09 |  | PVC | 1987 | Yes |  | 2022-11-09 |  | Non-lead
034783 | 29564 FLYING CLOUD AVE |  | Unknown, Non-Lead | No |  |  |  | Unknown, Non-Lead | 1993 | No |  |  |  | Non-lead
034784 | 22937 REDFISH LN |  | Polytube | Yes |  | 2022-12-28 |  | Copper | 1985 | Yes |  | 2022-12-28 |  | Non-lead
034785 | 71 W PLAZA GRANADA |  | Polytube | Yes |  | 2023-02-02 |  | PVC | 1985 | Yes |  | 2023-02-02 |  | Non-lead
034786 | 1 DRURY DR |  | Polytube | Yes |  | 2023-01-31 |  | PVC | 1985 | Yes |  | 2023-01-31 |  | Non-lead
034787 | 44 PLAZA DEL LAGO L |  | Polytube | Yes |  | 2022-06-30 |  | PVC | 1986 | Yes |  | 2022-06-30 |  | Non-lead
034788 | 988 SHAW DR |  | Polytube | Yes |  | 2022-07-05 |  | PVC | 1986 | Yes |  | 2022-07-05 |  | Non-lead
034789 | 202 S COCONUT PALM BLVD |  | Polytube | Yes |  | 2022-06-14 |  | PVC | 1981 | Yes |  | 2022-06-14 |  | Non-lead
034790 | 2 SOUTH RD |  | Polytube | Yes |  | 2022-09-29 |  | PVC | 1986 | Yes |  | 2022-09-29 |  | Non-lead
034791 | 84 W PLAZA GRANADA |  | Polytube | Yes |  | 2022-06-30 |  | PVC | 1986 | Yes |  | 2022-06-30 |  | Non-lead
034792 | 147 VALENCIA DR |  | Polytube | Yes |  | 2022-06-15 |  | PVC | 1986 | Yes |  | 2022-06-15 |  | Non-lead
034793 | 100 TREASURE HARBOR RD |  | Polytube | Yes |  | 2022-06-21 |  | PVC | 1948 | Yes |  | 2022-06-21 |  | Non-lead
034794 | 105 GIARDINO DR |  | Polytube | Yes |  | 2022-06-10 |  | PVC | 1986 | Yes |  | 2022-06-10 |  | Non-lead
034795 | 183 BAHAMA AVE |  | Polytube | Yes |  | 2022-12-05 |  | PVC | 1987 | Yes |  | 2022-12-05 |  | Non-lead
034796 | 88005 OVERSEAS HWY |  | Polytube | Yes |  | 2022-04-25 |  | PVC | 1985 | Yes |  | 2022-04-25 |  | Non-lead
034797 | 27 OSPREY DR |  | Polytube | Yes |  | 2023-05-04 |  | PVC | 1986 | Yes |  | 2023-05-04 |  | Non-lead
034798 | 76430 OVERSEAS Hwy |  | PVC | Yes |  | 2023-08-24 |  | PVC | 1985 | Yes |  | 2022-06-06 |  | Non-lead
034799 | 5-F 94220 OVERSEAS HWY |  | PVC | Yes |  | 2022-07-19 |  | PVC | 1982 | Yes |  | 2022-07-19 |  | Non-lead
034800 | 127 INDIAN MOUND TR |  | Polytube | Yes |  | 2022-06-03 |  | PVC | 1985 | Yes |  | 2022-06-03 |  | Non-lead
034801 | 129 LAKE RD |  | Polytube | Yes |  | 2022-06-14 |  | PVC | 1987 | Yes |  | 2022-06-14 |  | Non-lead
034802 | TR 6A BA 95430 OVERSEAS HWY |  | Polytube | Yes |  | 2022-09-21 |  | PVC | 1985 | Yes |  | 2022-09-21 |  | Non-lead
034803 | 131 PACIFIC AVE |  | Polytube | Yes |  | 2023-01-19 |  | PVC | 1985 | Yes |  | 2023-01-19 |  | Non-lead
034804 | 51 SUNRISE CAY DR |  | Polytube | Yes |  | 2022-09-21 |  | PVC | 1986 | Yes |  | 2022-09-21 |  | Non-lead
034806 | 202 ANTIGUA & HARRY |  | Polytube | Yes |  | 2022-07-20 |  | PVC | 1985 | Yes |  | 2022-07-20 |  | Non-lead
034807 | 121 PARKER DR |  | Polytube | Yes |  | 2022-05-31 |  | Polytube | 1973 | Yes |  | 2022-05-31 |  | Non-Lead
034808 | 75651 OVERSEAS HWY |  | Polytube | Yes |  | 2022-06-22 |  | PVC | 1987 | Yes |  | 2022-06-22 |  | Non-lead
034809 | 104335 OVERSEAS HWY |  | Polytube | Yes |  | 2022-10-13 |  | PVC | 1986 | Yes |  | 2022-10-13 |  | Non-lead
034810 | 90 CRUIKSHANK LN |  | Unknown, Non-Lead | Yes |  | 2020-08-27 |  | PVC | 2007 | Yes |  | 2020-08-27 |  | Non-lead
034811 | FIRE 3444 N ROOSEVELT |  | Unknown | Yes |  | 2022-12-22 |  | Unknown | 1986 | Yes |  | 2022-12-22 |  | Lead Status Unknown
034812 | 959 LOGERHEAD LN |  | Polytube | Yes |  | 2023-01-13 |  | PVC | 1986 | Yes |  | 2023-01-13 |  | Non-lead
034813 | 1768 PINE CHANNEL DR |  | Polytube | Yes |  | 2023-07-17 |  | PVC | 1972 | Yes |  | 2023-07-17 |  | Non-lead
034815 | 22928 DRAKE LANE |  | Polytube | Yes |  | 2022-11-07 |  | PVC | 1985 | Yes |  | 2022-11-07 |  | Non-lead
034816 | 29634 SARATOGA AVE |  | Polytube | Yes |  | 2022-12-05 |  | PVC | 1985 | Yes |  | 2022-12-05 |  | Non-lead
034817 | 29678 ENTERPRISE AVE |  | Polytube | Yes |  | 2022-12-01 |  | PVC | 1979 | Yes |  | 2022-12-01 |  | Non-lead
034818 | 29676 ENTERPRISE AVE |  | Polytube | Yes |  | 2024-09-17 |  | PVC | 1987 | Yes |  | 2024-09-17 |  | Non-lead
034819 | 1045 FLAGSHIP DR |  | Polytube | Yes |  | 2023-04-25 |  | PVC | 1987 | Yes |  | 2023-04-25 |  | Non-lead
034820 | 1063 W SHORE DR |  | Polytube | Yes |  | 2023-05-23 |  | PVC | 1985 | Yes |  | 2023-05-23 |  | Non-lead
034821 | L13 B4 23070 BONITA LN |  | Polytube | Yes |  | 2024-01-09 |  | PVC | 1985 | Yes |  | 2024-01-09 |  | Non-lead
034822 | 20963 7TH AVE W |  | Unknown, Non-Lead | Yes |  | 2020-08-31 |  | Unknown, Non-Lead | 1989 | Yes |  | 2020-08-31 |  | Non-lead
034823 | 29171 ROSE DR |  | Polytube | Yes |  | 2022-08-17 |  | PVC | 1990 | Yes |  | 2022-08-17 |  | Non-lead
034824 | 27358 ST VINCENT LN |  | Polytube | Yes |  | 2023-05-04 |  | PVC | 1985 | Yes |  | 2023-05-04 |  | Non-lead
034825 | 29041 IRIS DR |  | Unknown, Non-Lead | Yes |  | 2018-09-24 |  | PVC | 1988 | Yes |  | 2018-09-24 |  | Non-lead
034826 | APT 061 3314 NORTHSIDE DR |  | Polytube | Yes |  | 2022-06-13 |  | PVC | 1985 | Yes |  | 2022-06-13 |  | Non-lead
034827 | APT 062 3314 NORTHSIDE DR |  | Polytube | Yes |  | 2024-06-21 |  | PVC | 1985 | Yes |  | 2024-06-21 |  | Non-lead
034828 | APT 063 3314 NORTHSIDE DR |  | Polytube | Yes |  | 2022-10-24 |  | PVC | 1985 | Yes |  | 2022-10-24 |  | Non-lead
034829 | APT 064 3314 NORTHSIDE DR |  | Polytube | Yes |  | 2023-09-19 |  | PVC | 1985 | Yes |  | 2023-09-19 |  | Non-lead
034830 | APT 065 3314 NORTHSIDE DR |  | Polytube | Yes |  | 2022-06-13 |  | PVC | 1985 | Yes |  | 2022-06-13 |  | Non-lead
034831 | APT 066 3314 NORTHSIDE DR |  | Polytube | Yes |  | 2022-06-13 |  | PVC | 1985 | Yes |  | 2022-06-13 |  | Non-lead
034832 | APT 067 3314 NORTHSIDE DR |  | Polytube | Yes |  | 2022-06-13 |  | PVC | 1985 | Yes |  | 2022-06-13 |  | Non-lead
034833 | APT 068 3314 NORTHSIDE DR |  | Polytube | Yes |  | 2022-06-14 |  | PVC | 1985 | Yes |  | 2022-06-14 |  | Non-lead
034834 | 3753 GUMBO LIMBO |  | Polytube | Yes |  | 2023-01-11 |  | PVC | 1985 | Yes |  | 2023-01-11 |  | Non-lead
034835 | 7 CYPRESS TER |  | Unknown, Non-Lead | Yes |  | 2019-09-27 |  | Unknown, Non-Lead | 2015 | Yes |  | 2019-09-27 |  | Non-lead
034837 | 182 VENETIAN WAY |  | Unknown, Non-Lead | Yes |  | 2017-07-28 |  | PVC | 2000 | Yes |  | 2017-07-28 |  | Non-lead
034838 | 1603 BAYVIEW DR |  | Unknown, Non-Lead | Yes |  | 2023-07-26 |  | No Piping |  | Yes |  | 2023-07-26 |  | Non-lead
034839 | 1623 BAYVIEW DR |  | Polytube | Yes |  | 2024-06-04 |  | PVC | 1985 | Yes |  | 2024-06-04 |  | Non-lead
034840 | 29348 COCONUT PALM DR |  | Polytube | Yes |  | 2022-12-19 |  | PVC | 1985 | Yes |  | 2022-12-19 |  | Non-lead
034841 | 725 E CARIBBEAN DR |  | Polytube | Yes |  | 2023-04-26 |  | PVC | 1985 | Yes |  | 2023-04-26 |  | Non-lead
034842 | 22472 LA FITTE DR |  | Polytube | Yes |  | 2022-11-09 |  | PVC | 1985 | Yes |  | 2022-11-09 |  | Non-lead
034843 | 27843 CORAL SHORES RD |  | Polytube | Yes |  | 2023-01-25 |  | PVC | 1985 | Yes |  | 2023-01-25 |  | Non-lead
034844 | 155 COLSON DR |  | Polytube | Yes |  | 2024-01-11 |  | PVC | 1979 | Yes |  | 2024-01-11 |  | Non-lead
034845 | 29569 INDEPENDENCE AVE |  | Polytube | Yes |  | 2023-12-01 |  | PVC | 1986 | Yes |  | 2023-12-01 |  | Non-lead
034846 | 720 WASHINGTON ST |  | Polytube | Yes |  | 2023-04-24 |  | PVC | 1985 | Yes |  | 2023-04-24 |  | Non-lead
034847 | #1 105910 OVERSEAS HWY |  | Polytube | Yes |  | 2023-05-04 |  | PVC | 1981 | Yes |  | 2023-05-04 |  | Non-lead
034848 | 28430 KINGSTON LN |  | Polytube | Yes |  | 2023-10-20 |  | PVC | 1985 | Yes |  | 2023-10-20 |  | Non-lead
034849 | 31040 ATLANTIS DR |  | Polytube | Yes |  | 2023-06-01 |  | PVC | 1986 | Yes |  | 2023-06-01 |  | Non-lead
034850 | 3735 SEAGRAPE ST |  | Polytube | Yes |  | 2023-01-11 |  | PVC | 1986 | Yes |  | 2023-01-11 |  | Non-lead
034851 | 27465 GUADALOUPE LN |  | Polytube | Yes |  | 2022-11-08 |  | PVC | 1985 | Yes |  | 2022-11-08 |  | Non-lead
034852 | 21083 2ND EAST AVE |  | Polytube | Yes |  | 2022-10-31 |  | Copper | 1986 | Yes |  | 2022-10-31 |  | Non-lead
034853 | 16622 BANYAN LN |  | Polytube | Yes |  | 2022-07-08 |  | PVC | 1986 | Yes |  | 2022-07-08 |  | Non-lead
034854 | 67 INDUSTRIAL RD |  | Polytube | Yes |  | 2023-06-23 |  | PVC | 1985 | Yes |  | 2023-06-23 |  | Non-lead
034855 | 1004 LAGOON DR |  | Polytube | Yes |  | 2023-04-25 |  | PVC | 1986 | Yes |  | 2023-04-25 |  | Non-lead
034856 | 98 FLORAL WAY |  | Polytube | Yes |  | 2022-11-09 |  | PVC | 1986 | Yes |  | 2022-11-09 |  | Non-lead
034857 | 3871 GEORGE RD |  | Polytube | Yes |  | 2023-09-22 |  | PVC | 1985 | Yes |  | 2023-09-22 |  | Non-lead
034858 | 1425 W SHORE DR |  | Polytube | Yes |  | 2023-12-11 |  | PVC | 1986 | Yes |  | 2023-12-11 |  | Non-lead
034859 | 26 W SHORE DRIVE |  | Polytube | Yes |  | 2023-04-25 |  | PVC | 1958 | Yes |  | 2023-04-25 |  | Non-lead
034860 | 458 BOWIE LANE |  | Polytube | Yes |  | 2023-10-04 |  | PVC | 1985 | Yes |  | 2023-10-04 |  | Non-lead
034861 | 119 OJIBWAY AVE |  | Polytube | Yes |  | 2022-06-03 |  | PVC | 1985 | Yes |  | 2022-06-03 |  | Non-lead
034862 | 707 BARCELONA RD |  | Polytube | Yes |  | 2023-02-08 |  | PVC | 1985 | Yes |  | 2023-02-08 |  | Non-lead
034863 | 116 LAPALOMA RD |  | Polytube | Yes |  | 2023-01-19 |  | PVC | 1985 | Yes |  | 2023-01-19 |  | Non-lead
034864 | 182 BAHAMA AVE |  | Polytube | Yes |  | 2023-02-02 |  | PVC | 1987 | Yes |  | 2023-02-02 |  | Non-lead
034865 | 65800 OVERSEAS HWY |  | Polytube | Yes |  | 2022-06-30 |  | PVC | 1987 | Yes |  | 2022-06-30 |  | Non-lead
034866 | 214 S AZALEA ST |  | Polytube | Yes |  | 2022-06-16 |  | PVC | 1986 | Yes |  | 2022-06-16 |  | Non-lead
034867 | 203 SECOND ST |  | Polytube | Yes |  | 2022-10-17 |  | PVC | 1986 | Yes |  | 2022-10-17 |  | Non-lead
034868 | 207 GARDENIA ST |  | Polytube | Yes |  | 2022-06-16 |  | PVC | 1986 | Yes |  | 2022-06-16 |  | Non-lead
034869 | 189 OCEAN VIEW DR |  | Unknown, Non-Lead | Yes |  | 2018-07-12 |  | Unknown, Non-Lead | 1988 | Yes |  | 2018-07-12 |  | Non-lead
034870 | 157 APACHE ST |  | Polytube | Yes |  | 2022-06-27 |  | PVC | 1963 | Yes |  | 2022-06-27 |  | Non-lead
034871 | FLOOR 3RD & 4RD 85960 OVERSEAS HWY |  | Unknown, Non-Lead | Yes |  | 2024-04-29 |  | PVC | 1988 | Yes |  | 2024-04-29 |  | Non-lead
034872 | 150 PACIFIC AVE |  | Polytube | Yes |  | 2023-05-04 |  | PVC | 1985 | Yes |  | 2023-05-04 |  | Non-lead
034873 | 3 OLEANDER DR |  | Polytube | Yes |  | 2022-10-03 |  | PVC | 1978 | Yes |  | 2022-10-03 |  | Non-lead
034874 | 115 BAYVIEW ISLE DR |  | Polytube | Yes |  | 2022-05-19 |  | PVC | 2000 | Yes |  | 2022-05-19 |  | Non-lead
034875 | 125 PACIFIC AVE |  | Polytube | Yes |  | 2022-07-20 |  | PVC | 1985 | Yes |  | 2022-07-20 |  | Non-lead
034876 | 108 RIVIERA DR |  | Polytube | Yes |  | 2022-06-10 |  | PVC | 1986 | Yes |  | 2022-06-10 |  | Non-lead
034877 | 709 BARCELONA RD |  | Polytube | Yes |  | 2023-02-08 |  | PVC | 1985 | Yes |  | 2023-02-08 |  | Non-lead
034878 | 206 WILD WOOD CIRCLE |  | Polytube | Yes |  | 2023-01-31 |  | PVC | 1987 | Yes |  | 2023-01-31 |  | Non-lead
034879 | 203 CHARLEMAGNE BLVD |  | Polytube | Yes |  | 2022-06-16 |  | Polytube | 1985 | Yes |  | 2022-06-16 |  | Non-lead
034880 | 29688 FORRESTAL AVE |  | Polytube | Yes |  | 2022-12-28 |  | PVC | 1985 | Yes |  | 2022-12-28 |  | Non-lead
034881 | 28 BAY DR |  | Polytube | Yes |  | 2023-08-29 |  | PVC | 1985 | Yes |  | 2023-08-29 |  | Non-lead
034882 | 265 BLACKBEARD RD |  | Polytube | Yes |  | 2023-01-24 |  | PVC | 1985 | Yes |  | 2023-01-24 |  | Non-lead
034883 | 28234 HELEN AVE |  | Unknown, Non-Lead | Yes |  | 2024-06-04 |  | PVC | 2006 | Yes |  | 2024-06-04 |  | Non-lead
034884 | 622 SAWYER DR |  | Unknown | Yes |  | 2022-11-09 |  | Unknown | 1986 | Yes |  | 2022-11-09 |  | Lead Status Unknown
034885 | 133 KEY HAVEN RD |  | Polytube | Yes |  | 2022-11-07 |  | PVC | 1985 | Yes |  | 2022-11-07 |  | Non-lead
034886 | 1020 GULF DR |  | Polytube | Yes |  | 2023-04-25 |  | PVC | 1986 | Yes |  | 2023-04-25 |  | Non-lead
034887 | 1517 NARCISSUS LN |  | Polytube | Yes |  | 2022-12-15 |  | PVC | 1986 | Yes |  | 2022-12-15 |  | Non-lead
034888 | #B 1515 NARCISSUS LN |  | Polytube | Yes |  | 2022-12-15 |  | PVC | 1986 | Yes |  | 2022-12-15 |  | Non-lead
034889 | 1050 W SHORE DR |  | Polytube | Yes |  | 2022-09-23 |  | PVC | 1986 | Yes |  | 2022-09-23 |  | Non-lead
034890 | 521 W INDIES DR |  | Unknown, Non-Lead | Yes |  | 2024-03-20 |  | No Piping | 1987 | Yes |  | 2024-03-20 |  | Non-lead
034891 | 28581 MARACAIBO RD |  | Polytube | Yes |  | 2020-02-28 |  | PVC | 1985 | Yes |  | 2020-02-28 |  | Non-lead
034892 | 31008 AVE B |  | Polytube | Yes |  | 2022-07-15 |  | PVC | 1973 | Yes |  | 2022-07-15 |  | Non-lead
034893 | 1624 HELEN DR |  | Polytube | Yes |  | 2022-06-24 |  | PVC | 1986 | Yes |  | 2022-06-24 |  | Non-lead
034894 | 29319 INDEPENDENCE AVE |  | Unknown | Yes |  | 2022-04-29 |  | Unknown | 1985 | Yes |  | 2022-04-29 |  | Lead Status Unknown
034895 | 52 VENETIAN WAY |  | Polytube | Yes |  | 2023-10-23 |  | PVC | 1986 | Yes |  | 2023-10-23 |  | Non-lead
034896 | 22718 BLACKBEARD LN |  | Polytube | Yes |  | 2022-11-17 |  | PVC | 1985 | Yes |  | 2022-11-17 |  | Non-lead
034897 | 437 PINE LANE |  | Polytube | Yes |  | 2021-10-25 |  | PVC | 1986 | Yes |  | 2021-10-25 |  | Non-lead
034898 | 112 STAR LN |  | Polytube | Yes |  | 2022-07-08 |  | PVC | 2012 | Yes |  | 2022-07-08 |  | Non-lead
034899 | 1051 E CARRIBBEAN DR |  | Polytube | Yes |  | 2023-04-26 |  | PVC | 1987 | Yes |  | 2023-04-26 |  | Non-lead
034900 | 207 CHARLEMAGNE BLVD |  | Polytube | Yes |  | 2022-06-02 |  | PVC | 1986 | Yes |  | 2022-06-02 |  | Non-lead
034901 | 211 CHARLEMAGNE BLVD |  | Polytube | Yes |  | 2022-06-17 |  | PVC | 1985 | Yes |  | 2022-06-17 |  | Non-lead
034902 | 805 GALE PL |  | Unknown, Non-Lead | Yes |  | 2022-01-06 |  | PVC | 2019 | Yes |  | 2022-01-06 |  | Non-lead
034903 | 83 JEAN LAFITTE DR |  | Polytube | Yes |  | 2023-01-31 |  | PVC | 1985 | Yes |  | 2023-01-31 |  | Non-lead
034904 | 120 THIRD LN |  | Polytube | Yes |  | 2023-02-08 |  | PVC | 1987 | Yes |  | 2023-02-08 |  | Non-lead
034905 | 110 RUSHTON LN |  | Polytube | Yes |  | 2022-07-19 |  | PVC | 1986 | Yes |  | 2022-07-19 |  | Non-lead
034906 | 89 OCEAN SHRS DR |  | Polytube | Yes |  | 2023-01-31 |  | PVC | 1986 | Yes |  | 2023-01-31 |  | Non-lead
034907 | 142 S OCEAN SHRS DR |  | Polytube | Yes |  | 2024-01-23 |  | PVC | 1986 | Yes |  | 2024-01-23 |  | Non-lead
034908 | 76432 OVERSEAS HWY |  | Polytube | Yes |  | 2022-07-07 |  | PVC | 1985 | Yes |  | 2022-07-07 |  | Non-lead
034909 | 76414 OVERSEAS HWY |  | Unknown | Yes |  | 2024-01-10 |  | Unknown | 1985 | Yes |  | 2024-01-10 |  | Lead Status Unknown
034910 | 240 LA PALOMA RD |  | Polytube | Yes |  | 2023-02-07 |  | PVC | 1985 | Yes |  | 2023-02-07 |  | Non-lead
034911 | 22 DISPATCH CREEK CT |  | Polytube | Yes |  | 2023-06-05 |  | PVC | 1986 | Yes |  | 2023-06-05 |  | Non-lead
034912 | 227 JOLLY ROGER DR |  | Polytube | Yes |  | 2023-01-31 |  | PVC | 1984 | Yes |  | 2023-01-31 |  | Non-lead
034913 | 18 POMPANO AVE |  | Polytube | Yes |  | 2022-07-25 |  | PVC | 1987 | Yes |  | 2022-07-25 |  | Non-lead
034914 | #6 95360 OVERSEAS HWY |  | Polytube | Yes |  | 2022-09-20 |  | PVC | 1986 | Yes |  | 2022-09-20 |  | Non-lead
034915 | 95360 OVERSEAS HWY |  | Polytube | Yes |  | 2022-09-20 |  | PVC | 1986 | Yes |  | 2022-09-20 |  | Non-lead
034916 | UNIT 8&9 95360 OVERSEAS HWY |  | Polytube | Yes |  | 2022-09-20 |  | PVC | 1986 | Yes |  | 2022-09-20 |  | Non-lead
034917 | UNIT 7 95360 OVERSEAS HWY |  | Polytube | Yes |  | 2022-09-20 |  | PVC | 1986 | Yes |  | 2022-09-20 |  | Non-lead
034918 | #5 95360 OVERSEAS HWY |  | Polytube | Yes |  | 2022-09-20 |  | PVC | 1986 | Yes |  | 2022-09-20 |  | Non-lead
034919 | #4 95360 OVERSEAS HWY |  | Polytube | Yes |  | 2022-09-20 |  | PVC | 1986 | Yes |  | 2022-09-20 |  | Non-lead
034920 | 211 W SEAVIEW DR |  | Polytube | Yes |  | 2022-10-22 |  | PVC | 1985 | Yes |  | 2022-10-22 |  | Non-lead
034921 | 143 N BAHAMA & BIMINI DR |  | Polytube | Yes |  | 2022-10-22 |  | PVC | 1986 | Yes |  | 2022-10-22 |  | Non-lead
034922 | 146 S INDIES DR |  | Polytube | Yes |  | 2022-10-22 |  | PVC | 1980 | Yes |  | 2022-10-22 |  | Non-lead
034923 | 104 S INDIES DR |  | Polytube | Yes |  | 2022-10-22 |  | PVC | 1975 | Yes |  | 2022-10-22 |  | Non-lead
034924 | 359 STIRRUP KEY BLVD |  | Polytube | Yes |  | 2023-12-06 |  | PVC | 1986 | Yes |  | 2023-12-06 |  | Non-lead
034925 | 89 CALLE ENSUENO |  | Polytube | Yes |  | 2023-10-19 |  | PVC | 1987 | Yes |  | 2023-10-19 |  | Non-lead
034926 | 224 W SEAVIEW CIR |  | Polytube | Yes |  | 2022-10-22 |  | PVC | 1971 | Yes |  | 2022-10-22 |  | Non-lead
034927 | 308 CALZADA DE BOUGA |  | Polytube | Yes |  | 2022-06-23 |  | PVC | 1985 | Yes |  | 2022-06-23 |  | Non-lead
034928 | 710 COPA D'ORO |  | Polytube | Yes |  | 2023-03-17 |  | PVC | 1995 | Yes |  | 2023-03-17 |  | Non-lead
034929 | 260 11TH ST |  | Polytube | Yes |  | 2022-10-22 |  | PVC | 1968 | Yes |  | 2022-10-22 |  | Non-lead
034930 | OCEAN 940 75TH ST |  | Polytube | Yes |  | 2022-12-29 |  | Polytube | 1976 | Yes |  | 2022-12-29 |  | Non-Lead
034931 | 2237 GROUPER DR |  | Polytube | Yes |  | 2024-04-29 |  | PVC | 1986 | Yes |  | 2024-04-29 |  | Non-lead
034932 | 747 98TH OCEAN ST |  | Polytube | Yes |  | 2023-06-12 |  | PVC | 1985 | Yes |  | 2023-06-12 |  | Non-lead
034933 | 441 8TH ST |  | Polytube | Yes |  | 2022-10-22 |  | PVC | 1985 | Yes |  | 2022-10-22 |  | Non-lead
034934 | 451 8TH ST |  | Polytube | Yes |  | 2022-12-28 |  | PVC | 1985 | Yes |  | 2022-12-28 |  | Non-lead
034935 | 6B 95 COCO PLUM - UNIT DR |  | Unknown | Yes |  | 2022-10-22 |  | None | 1985 | Yes |  | 2022-10-22 |  | No Service Line
034936 | 1099 73RD OCEAN ST |  | Polytube | Yes |  | 2023-05-10 |  | PVC | 1985 | Yes |  | 2023-05-10 |  | Non-lead
034937 | 1199 73RD OCEAN ST |  | Polytube | Yes |  | 2024-05-02 |  | PVC | 1985 | Yes |  | 2024-05-02 |  | Non-lead
034938 | 1097 73RD OCEAN ST |  | Polytube | Yes |  | 2023-03-15 |  | PVC | 1984 | Yes |  | 2023-03-15 |  | Non-lead
034939 | 119 PIRATES COVE DR |  | Polytube | Yes |  | 2023-02-07 |  | PVC | 1987 | Yes |  | 2023-02-07 |  | Non-lead
034940 | 1666 PINE CHANNEL DR |  | Unknown, Non-Lead | Yes |  | 2023-03-27 |  | Unknown, Non-Lead | 2007 | Yes |  | 2023-03-27 |  | Non-lead
034941 | 29364 INDEPENDENCE AVE |  | Polytube | Yes |  | 2022-12-05 |  | PVC | 1986 | Yes |  | 2022-12-05 |  | Non-lead
034942 | 1313 7TH ST |  | Unknown, Non-Lead | No |  |  |  | Unknown, Non-Lead | 2009 | No |  |  |  | Non-lead
034943 | 30858 PALM DR |  | Unknown, Non-Lead | No |  |  |  | Unknown, Non-Lead | 1991 | No |  |  |  | Non-lead
034944 | 23092 SNAPPER LANE |  | Polytube | Yes |  | 2022-12-28 |  | PVC | 1985 | Yes |  | 2022-12-28 |  | Non-lead
034945 | C 3980 HALL RD |  | Polytube | Yes |  | 2023-05-04 |  | PVC | 1985 | Yes |  | 2023-05-04 |  | Non-lead
034946 | 30326 FLAMINGO LN |  | Copper | Yes |  | 2017-05-16 |  | Copper | 1986 | Yes |  | 2017-05-16 |  | Non-lead
034947 | 686 WEST SHORE DR |  | Polytube | Yes |  | 2023-04-25 |  | PVC | 1985 | Yes |  | 2023-04-25 |  | Non-lead
034948 | 467 W SHORE DR |  | Polytube | Yes |  | 2023-04-25 |  | PVC | 1985 | Yes |  | 2023-04-25 |  | Non-lead
034949 | APT 025A 3314 NORTHSIDE DR |  | PVC | Yes |  | 2022-09-01 |  | PVC | 1985 | Yes |  | 2022-09-01 |  | Non-lead
034950 | 29222 COCONUT PALM DR |  | Polytube | Yes |  | 2022-12-19 |  | PVC | 1986 | Yes |  | 2022-12-19 |  | Non-lead
034951 | 513 BARRY AVE |  | Polytube | Yes |  | 2024-03-20 |  | PVC | 1986 | Yes |  | 2024-03-20 |  | Non-lead
034952 | UNIT 203 1500 ATLANTIC BLVD |  | PVC | Yes |  | 2022-08-25 |  | Copper | 1984 | Yes |  | 2022-08-25 |  | Non-lead
034953 | APT UP REAR 517 GRINNELL ST |  | Polytube | Yes |  | 2023-05-04 |  | PVC | 1938 | Yes |  | 2023-05-04 |  | Non-lead
034954 | 517 GRINNELL ST |  | Unknown, Non-Lead | Yes |  | 2021-03-31 |  | Unknown, Non-Lead | 2010 | Yes |  | 2021-03-31 |  | Non-lead
034955 | 37 BAY DR |  | Polytube | Yes |  | 2023-08-29 |  | PVC | 1986 | Yes |  | 2023-08-29 |  | Non-lead
034956 | #3 95360 OVERSEAS HWY |  | Polytube | Yes |  | 2022-09-20 |  | PVC | 1986 | Yes |  | 2022-09-20 |  | Non-lead
034957 | UNIT 1 95360 OVERSEAS HWY |  | Polytube | Yes |  | 2022-09-20 |  | PVC | 1986 | Yes |  | 2022-09-20 |  | Non-lead
034958 | UNIT 2 95360 OVERSEAS HWY |  | Polytube | Yes |  | 2022-09-20 |  | PVC | 1986 | Yes |  | 2022-09-20 |  | Non-lead
034959 | 165 MOHAWK ST |  | Polytube | Yes |  | 2022-05-31 |  | PVC | 1986 | Yes |  | 2022-05-31 |  | Non-lead
034960 | 119 W PLAZA DEL LAGO L |  | Unknown, Non-Lead | Yes |  | 2022-04-25 |  | Unknown, Non-Lead | 1988 | Yes |  | 2022-04-25 |  | Non-lead
034961 | 101 GUMBO LIMBO RD |  | Polytube | Yes |  | 2024-05-28 |  | PVC | 1986 | Yes |  | 2024-05-28 |  | Non-lead
034962 | 216 DOGWOOD LN |  | Unknown, Non-Lead | Yes |  | 2020-03-31 |  | Unknown, Non-Lead | 1990 | Yes |  | 2020-03-31 |  | Non-lead
034963 | 62 S BLACKWATER LN |  | Polytube | Yes |  | 2024-02-07 |  | PVC | 1992 | Yes |  | 2024-02-07 |  | Non-lead
034964 | 424 LIME DR |  | Polytube | Yes |  | 2023-02-02 |  | PVC | 1985 | Yes |  | 2023-02-02 |  | Non-lead
034965 | 19 DOLPHIN ROAD |  | Polytube | Yes |  | 2022-07-25 |  | PVC | 1984 | Yes |  | 2022-07-25 |  | Non-lead
034966 | 106 ATLANTIC AVE |  | Polytube | Yes |  | 2022-07-20 |  | PVC | 1953 | Yes |  | 2022-07-20 |  | Non-lead
034967 | 1515 79TH OCEAN ST |  | Polytube | Yes |  | 2023-01-12 |  | PVC | 1985 | Yes |  | 2023-01-12 |  | Non-lead
034968 | 7-C 94220 OVERSEAS HWY |  | PVC | Yes |  | 2022-07-19 |  | PVC | 1982 | Yes |  | 2022-07-19 |  | Non-lead
034969 | 126 SAPODILLA DR |  | Polytube | Yes |  | 2022-07-05 |  | PVC | 1986 | Yes |  | 2022-07-05 |  | Non-lead
034970 | 51 CORAL DR |  | Polytube | Yes |  | 2023-05-04 |  | PVC | 1985 | Yes |  | 2023-05-04 |  | Non-lead
034971 | 22 EAGLE DR |  | Polytube | Yes |  | 2023-05-02 |  | PVC | 1986 | Yes |  | 2023-05-02 |  | Non-lead
034972 | FIRE 97000 OVERSEAS HWY |  | Ductile Iron | Yes |  | 2022-09-20 |  | Cast Iron | 1985 | Yes |  | 2022-09-20 |  | Non-lead
034973 | 9 GARDEN COVE DR |  | Polytube | Yes |  | 2022-10-03 |  | PVC | 1986 | Yes |  | 2022-10-03 |  | Non-lead
034974 | 7 GARDEN COVE DR |  | Polytube | Yes |  | 2022-10-03 |  | PVC | 1986 | Yes |  | 2022-10-03 |  | Non-lead
034975 | 225 CROMWELL CT |  | Polytube | Yes |  | 2022-07-11 |  | PVC | 1987 | Yes |  | 2022-07-11 |  | Non-lead
034976 | UNIT 104 1500 ATLANTIC BLVD |  | PVC | Yes |  | 2022-08-25 |  | Copper | 1984 | Yes |  | 2022-08-25 |  | Non-lead
034977 | 110 AVE F |  | Polytube | Yes |  | 2023-09-20 |  | PVC | 1985 | Yes |  | 2023-09-20 |  | Non-lead
034978 | APT G 915 FORT ST |  | Polytube | Yes |  | 2022-07-13 |  | PVC | 1928 | Yes |  | 2022-07-13 |  | Non-lead
034979 | APT H 915 FORT ST |  | Polytube | Yes |  | 2022-07-13 |  | PVC | 1984 | Yes |  | 2022-07-13 |  | Non-lead
034980 | APT I 915 FORT ST |  | Unknown, Non-Lead | No |  |  |  | Unknown, Non-Lead | 2010 | No |  |  |  | Non-lead
034981 | 31073 F AVE |  | Polytube | Yes |  | 2022-11-08 |  | PVC | 1985 | Yes |  | 2022-11-08 |  | Non-lead
034982 | 3642 TRADEWINDS ST |  | Polytube | Yes |  | 2023-01-11 |  | PVC | 1985 | Yes |  | 2023-01-11 |  | Non-lead
034983 | 1070 GULF DR |  | Polytube | Yes |  | 2022-07-05 |  | PVC | 1986 | Yes |  | 2022-07-05 |  | Non-lead
034985 | L1 BK1 27997 CORAL SHORES RD |  | Polytube | Yes |  | 2023-01-24 |  | PVC | 1985 | Yes |  | 2023-01-24 |  | Non-lead
034986 | 1613 BAYVIEW DR |  | Polytube | Yes |  | 2024-03-11 |  | PVC | 1985 | Yes |  | 2024-03-11 |  | Non-lead
034987 | L21 27813 CORAL SHORES RD |  | Polytube | Yes |  | 2023-01-25 |  | PVC | 1986 | Yes |  | 2023-01-25 |  | Non-lead
034988 | 2224 MATTHEWS RD |  | Polytube | Yes |  | 2022-11-28 |  | PVC | 1986 | Yes |  | 2022-11-28 |  | Non-lead
034989 | APT 4 REAR 651 WILLIAM ST |  | Polytube | Yes |  | 2023-01-04 |  | PVC | 1948 | Yes |  | 2023-01-04 |  | Non-lead
034990 | APT 3 651 WILLIAM ST |  | Polytube | Yes |  | 2023-01-04 |  | PVC | 1933 | Yes |  | 2023-01-04 |  | Non-lead
034991 | #2 1000 WHITEHEAD ST |  | Polytube | Yes |  | 2022-07-05 |  | PVC | 1933 | Yes |  | 2022-07-05 |  | Non-lead
034992 | 608 GRINNELL ST |  | Polytube | Yes |  | 2023-02-10 |  | Polytube | 1933 | Yes |  | 2023-02-10 |  | Non-lead
034994 | 29173 MANGO LN |  | Polytube | Yes |  | 2022-12-14 |  | PVC | 1985 | Yes |  | 2022-12-14 |  | Non-lead
034995 | 230 YARDARM RD |  | Polytube | Yes |  | 2022-12-28 |  | PVC | 1986 | Yes |  | 2022-12-28 |  | Non-lead
034996 | 254 SAWYER DR |  | Polytube | Yes |  | 2022-11-09 |  | PVC | 1985 | Yes |  | 2022-11-09 |  | Non-lead
034997 | 305 SOUTH POINT DR |  | Polytube | Yes |  | 2022-07-08 |  | PVC | 1986 | Yes |  | 2022-07-08 |  | Non-lead
034998 | WEST 20966 2ND AVE |  | Polytube | Yes |  | 2022-10-31 |  | PVC | 1985 | Yes |  | 2022-10-31 |  | Non-lead
034999 | 16550 OLD RD 4 A ST |  | Polytube | Yes |  | 2024-07-31 |  | PVC | 1987 | Yes |  | 2024-07-31 |  | Non-lead
035000 | 22896 JOLLY ROGERS DR |  | Unknown, Non-Lead | Yes |  | 2020-03-03 |  | Unknown, Non-Lead | 2020 | Yes |  | 2020-03-03 |  | Non-lead
035001 | 22892 JOLLY ROGER DR |  | Polytube | Yes |  | 2024-05-29 |  | PVC | 2020 | Yes |  | 2024-05-29 |  | Non-lead
035002 | 22865 REDFISH LANE |  | Polytube | Yes |  | 2022-12-28 |  | PVC | 1986 | Yes |  | 2022-12-28 |  | Non-lead
035003 | L14 109 LESERRA LN |  | Polytube | Yes |  | 2022-07-05 |  | PVC | 1986 | Yes |  | 2022-07-05 |  | Non-lead
035004 | 20 BUTTONWOOD DR |  | Polytube | Yes |  | 2022-11-17 |  | PVC | 1985 | Yes |  | 2022-11-17 |  | Non-lead
035005 | 135 GULFVIEW DR |  | Polytube | Yes |  | 2022-06-30 |  | PVC | 1986 | Yes |  | 2022-06-30 |  | Non-lead
035006 | 152 INDIAN AVE |  | Polytube | Yes |  | 2022-07-19 |  | PVC | 1982 | Yes |  | 2022-07-19 |  | Non-lead
035007 | 2 SUNRISE CAY DR |  | Polytube | Yes |  | 2022-09-21 |  | PVC | 1987 | Yes |  | 2022-09-21 |  | Non-lead
035008 | 171 BLUE HARBOR DR |  | Polytube | Yes |  | 2023-02-07 |  | PVC | 1985 | Yes |  | 2023-02-07 |  | Non-lead
035009 | 3 DRURY DR |  | Polytube | Yes |  | 2023-01-31 |  | PVC | 1986 | Yes |  | 2023-01-31 |  | Non-lead
035010 | 12 BONITA AVE |  | Polytube | Yes |  | 2022-07-25 |  | PVC | 1985 | Yes |  | 2022-07-25 |  | Non-lead
035011 | APT A 984 GIBRALTER RD |  | Unknown, Non-Lead | No |  |  |  | Unknown, Non-Lead | 2003 | No |  |  |  | Non-lead
035012 | BACK 984 GIBRALTAR APT B RD |  | Unknown, Non-Lead | Yes |  | 2024-08-26 |  | Unknown, Non-Lead | 2003 | Yes |  | 2024-08-26 |  | Non-lead
035013 | 98310 OVERSEAS HWY |  | Polytube | Yes |  | 2023-01-30 |  | PVC | 1985 | Yes |  | 2023-01-30 |  | Non-lead
035014 | L5 B/C 165 ATLANTIC CIRCLE DR |  | Polytube | Yes |  | 2023-01-31 |  | PVC | 1985 | Yes |  | 2023-01-31 |  | Non-lead
035015 | 128 HARBOR LN |  | Polytube | Yes |  | 2022-06-15 |  | PVC | 1987 | Yes |  | 2022-06-15 |  | Non-lead
035016 | 241 S BAY HARBOR DR |  | Polytube | Yes |  | 2022-07-21 |  | PVC | 1985 | Yes |  | 2022-07-21 |  | Non-lead
035017 | 142 VALENCIA DR |  | Polytube | Yes |  | 2021-10-29 |  | PVC | 1992 | Yes |  | 2021-10-29 |  | Non-lead
035019 | 435 PALM DR |  | Polytube | Yes |  | 2022-06-29 |  | PVC | 1986 | Yes |  | 2022-06-29 |  | Non-lead
035020 | 128 KAHIKI DR |  | Unknown, Non-Lead | Yes |  | 2020-03-05 |  | PVC | 1988 | Yes |  | 2020-03-05 |  | Non-lead
035021 | 159 OJIBWAY AVE |  | Polytube | Yes |  | 2022-06-03 |  | PVC | 1986 | Yes |  | 2022-06-03 |  | Non-lead
035022 | 153 PLANTATION SHRS DR |  | Polytube | Yes |  | 2022-06-15 |  | PVC | 1986 | Yes |  | 2022-06-15 |  | Non-lead
035023 | 119 CAPTAINS CT |  | Polytube | Yes |  | 2018-08-06 |  | Polytube | 1986 | Yes |  | 2018-08-06 |  | Non-lead
035024 | 123 GUMBO LIMBO DR |  | Polytube | Yes |  | 2023-02-08 |  | PVC | 1985 | Yes |  | 2023-02-08 |  | Non-lead
035025 | APT A 504 CARIBBEAN DR |  | Unknown, Non-Lead | Yes |  | 2022-01-06 |  | Unknown, Non-Lead | 1988 | Yes |  | 2022-01-06 |  | Non-lead
035026 | 1065 HAWKSBILL LN |  | Polytube | Yes |  | 2023-01-18 |  | PVC | 1986 | Yes |  | 2023-01-18 |  | Non-lead
035027 | APT B 3501 FLAGLER AVE |  | Polytube | Yes |  | 2024-10-03 |  | Unknown | 1958 | Yes |  | 2024-10-03 |  | Lead Status Unknown
035028 | 7 BAY DR |  | Polytube | Yes |  | 2023-08-21 |  | PVC | 1986 | Yes |  | 2023-08-21 |  | Non-lead
035029 | 23068 BLUEGILL LN |  | Polytube | Yes |  | 2022-11-18 |  | Copper | 1986 | Yes |  | 2022-11-18 |  | Non-lead
035030 | APT 071 3314 NORTHSIDE DR |  | Polytube | Yes |  | 2022-06-14 |  | PVC | 1985 | Yes |  | 2022-06-14 |  | Non-lead
035031 | APT 072 3314 NORTHSIDE DR |  | Polytube | Yes |  | 2022-06-14 |  | PVC | 1985 | Yes |  | 2022-06-14 |  | Non-lead
035032 | APT 073 3314 NORTHSIDE DR |  | Polytube | Yes |  | 2022-06-14 |  | PVC | 1985 | Yes |  | 2022-06-14 |  | Non-lead
035033 | APT 074 3314 NORTHSIDE DR |  | Polytube | Yes |  | 2022-06-14 |  | PVC | 1985 | Yes |  | 2022-06-14 |  | Non-lead
035034 | APT 075 3314 NORTHSIDE DR |  | Polytube | Yes |  | 2022-06-14 |  | PVC | 1985 | Yes |  | 2022-06-14 |  | Non-lead
035035 | APT 076 3314 NORTHSIDE DR |  | Polytube | Yes |  | 2022-06-14 |  | PVC | 1985 | Yes |  | 2022-06-14 |  | Non-lead
035036 | 28431 KINGSTON LN |  | Polytube | Yes |  | 2023-01-25 |  | PVC | 1986 | Yes |  | 2023-01-25 |  | Non-lead
035037 | 2801 N ROOSEVELT BLVD |  | Unknown, Non-Lead | Yes |  | 2024-01-11 |  | Unknown, Non-Lead | 2008 | Yes |  | 2024-01-11 |  | Non-lead
035039 | APT B 504 CARIBBEAN DR |  | Unknown, Non-Lead | Yes |  | 2022-06-17 |  | Unknown, Non-Lead | 1988 | Yes |  | 2022-06-17 |  | Non-lead
035040 | 456 BOWIE LANE |  | Polytube | Yes |  | 2023-05-04 |  | PVC | 1985 | Yes |  | 2023-05-04 |  | Non-lead
035041 | 75022 OVERSEAS HWY |  | Polytube | Yes |  | 2022-07-05 |  | PVC | 1984 | Yes |  | 2022-07-05 |  | Non-lead
035042 | 75020 OVERSEAS HWY |  | Polytube | Yes |  | 2022-07-05 |  | PVC | 1986 | Yes |  | 2022-07-05 |  | Non-lead
035043 | 317 TOLLGATE SHORES DR |  | Polytube | Yes |  | 2022-06-29 |  | PVC | 1986 | Yes |  | 2022-06-29 |  | Non-lead
035044 | 817 BONITO LN |  | Unknown, Non-Lead | Yes |  | 2020-01-15 |  | Unknown, Non-Lead | 1988 | Yes |  | 2020-01-15 |  | Non-lead
035045 | 223 PLANTATION AVE |  | Polytube | Yes |  | 2022-06-09 |  | PVC | 1987 | Yes |  | 2022-06-09 |  | Non-lead
035046 | MIAMI DR |  | Polytube | Yes |  | 2022-11-17 |  | PVC | 1986 | Yes |  | 2022-11-17 |  | Non-lead
035047 | 428 S COCONUT PALM BLVD |  | Polytube | Yes |  | 2024-03-07 |  | PVC | 1987 | Yes |  | 2024-03-07 |  | Non-lead
035048 | 222 ABERDEEN CT |  | Unknown, Non-Lead | Yes |  | 2021-06-25 |  | Unknown, Non-Lead | 2016 | Yes |  | 2021-06-25 |  | Non-lead
035049 | 1041 GIBRALTAR RD |  | Polytube | Yes |  | 2023-02-07 |  | PVC | 1985 | Yes |  | 2023-02-07 |  | Non-lead
035050 | 106 STROMBOLI DR |  | Unknown, Non-Lead | Yes |  | 2021-10-29 |  | Unknown, Non-Lead | 1989 | Yes |  | 2021-10-29 |  | Non-lead
035051 | DOCK HOUSE OCEAN |  | Polytube | Yes |  | 2023-09-18 |  | PVC | 1975 | Yes |  | 2023-09-18 |  | Non-lead
035052 | 88747 OLD L1 RD |  | Polytube | Yes |  | 2022-12-16 |  | PVC | 1986 | Yes |  | 2022-12-16 |  | Non-lead
035053 | 108 8TH LANE |  | Unknown, Non-Lead | Yes |  | 2022-02-18 |  | Unknown, Non-Lead | 1991 | Yes |  | 2022-02-18 |  | Non-lead
035054 | 112 W PLAZA GRANADA LO |  | Polytube | Yes |  | 2022-06-30 |  | PVC | 1981 | Yes |  | 2022-06-30 |  | Non-lead
035055 | 218 S AZALEA ST |  | Polytube | Yes |  | 2022-06-16 |  | PVC | 1986 | Yes |  | 2022-06-16 |  | Non-lead
035056 | 88 PLAZA DEL SOL |  | Polytube | Yes |  | 2022-06-30 |  | PVC | 1986 | Yes |  | 2022-06-30 |  | Non-lead
035057 | 648 PALMA RD |  | Polytube | Yes |  | 2023-02-07 |  | Polytube | 1985 | Yes |  | 2023-02-07 |  | Non-lead
035058 | 933 LAPALOMA RD |  | Polytube | Yes |  | 2022-08-29 |  | PVC | 1985 | Yes |  | 2022-08-29 |  | Non-lead
035059 | 106 SIOUX ST |  | Polytube | Yes |  | 2022-06-03 |  | PVC | 1986 | Yes |  | 2022-06-03 |  | Non-lead
035060 | 148 SEVERINO DR |  | Polytube | Yes |  | 2023-08-22 |  | PVC | 1987 | Yes |  | 2023-08-22 |  | Non-lead
035061 | 18 N CHANNEL DR |  | Polytube | Yes |  | 2024-03-08 |  | PVC | 1984 | Yes |  | 2024-03-08 |  | Non-lead
035062 | 24 S BOUNTY LN |  | Polytube | Yes |  | 2023-04-26 |  | PVC | 1985 | Yes |  | 2023-04-26 |  | Non-lead
035063 | UNIT 6 82205 OVERSEAS HWY |  | Polytube | Yes |  | 2022-06-27 |  | PVC | 1987 | Yes |  | 2022-06-27 |  | Non-lead
035064 | 22440 LA FITTE DR |  | Polytube | Yes |  | 2022-11-09 |  | PVC | 1986 | Yes |  | 2022-11-09 |  | Non-lead
035065 | 573 PINE LN |  | Polytube | Yes |  | 2024-06-24 |  | PVC | 1963 | Yes |  | 2024-06-24 |  | Non-lead
035066 | 840 LAGOON DR |  | Polytube | Yes |  | 2023-04-25 |  | PVC | 1986 | Yes |  | 2023-04-25 |  | Non-lead
035067 | 27368 VINCENT LN ST |  | Polytube | Yes |  | 2023-05-04 |  | PVC | 1985 | Yes |  | 2023-05-04 |  | Non-lead
035068 | 1081 CARIBEAN DR |  | Unknown, Non-Lead | No |  |  |  | Unknown, Non-Lead | 1988 | No |  |  |  | Non-lead
035069 | 17063 W GREEN TURTLE LN |  | Polytube | Yes |  | 2023-05-04 |  | PVC | 1986 | Yes |  | 2023-05-04 |  | Non-lead
035070 | 14 DOLPHIN RD |  | Polytube | Yes |  | 2023-01-17 |  | PVC |  | Yes |  | 2023-01-17 |  | Non-lead
035071 | APT REAR 1824 FOGARTY AVE |  | Polytube | Yes |  | 2022-08-19 |  | Polytube | 1950 | Yes |  | 2022-08-19 |  | Non-lead
035074 | 29664 CONSTITUTION AVE |  | Polytube | Yes |  | 2024-07-16 |  | PVC | 1985 | Yes |  | 2024-07-16 |  | Non-lead
035076 | 29153 CEDAR (213-G) DR |  | Polytube | Yes |  | 2022-12-21 |  | PVC | 1986 | Yes |  | 2022-12-21 |  | Non-lead
035077 | 22983 ANNE BONNIE LN |  | Polytube | Yes |  | 2022-10-17 |  | PVC | 1986 | Yes |  | 2022-10-17 |  | Non-lead
035078 | 27722 ASTRANGIA AVE |  | Polytube | Yes |  | 2023-01-25 |  | PVC | 1985 | Yes |  | 2023-01-25 |  | Non-lead
035079 | L19B16 725 BLACKBEARD RD |  | Polytube | Yes |  | 2023-01-23 |  | PVC | 1986 | Yes |  | 2023-01-23 |  | Non-lead
035080 | L11 11 SAPPHIRE DR |  | Polytube | Yes |  | 2024-02-28 |  | PVC | 1986 | Yes |  | 2024-02-28 |  | Non-lead
035081 | 21092 E 1ST AVE |  | Polytube | Yes |  | 2022-10-31 |  | PVC | 1986 | Yes |  | 2022-10-31 |  | Non-lead
035082 | 433 E CARIBBEAN DR |  | Polytube | Yes |  | 2023-11-29 |  | PVC | 1986 | Yes |  | 2023-11-29 |  | Non-lead
035083 | 29447 ENTERPRISE AVE |  | Polytube | Yes |  | 2022-12-01 |  | PVC | 1987 | Yes |  | 2022-12-01 |  | Non-lead
035084 | 22432 LAFITTE RD |  | Polytube | Yes |  | 2022-11-09 |  | PVC | 1986 | Yes |  | 2022-11-09 |  | Non-lead
035085 | 105 PORTA VISTA |  | Polytube | Yes |  | 2022-07-18 |  | PVC | 1986 | Yes |  | 2022-07-18 |  | Non-lead
035086 | 705 BARCELONA RD |  | Polytube | Yes |  | 2023-02-08 |  | PVC | 1985 | Yes |  | 2023-02-08 |  | Non-lead
035087 | 34 TRANSYLVANIA AVE |  | Polytube | Yes |  | 2022-10-31 |  | PVC | 1986 | Yes |  | 2022-10-31 |  | Non-lead
035088 | L313 113 PORTA VISTA CT |  | Polytube | Yes |  | 2022-06-30 |  | PVC | 1985 | Yes |  | 2022-06-30 |  | Non-lead
035089 | 677 N LAKE DR |  | Unknown, Non-Lead | Yes |  | 2020-10-01 |  | Unknown, Non-Lead | 1989 | Yes |  | 2020-10-01 |  | Non-lead
035090 | 755 MUSA DR |  | Unknown, Non-Lead | No |  |  |  | Unknown, Non-Lead | 1989 | No |  |  |  | Non-lead
035091 | 150 COCONUT ROW |  | Polytube | Yes |  | 2022-06-23 |  | PVC | 1985 | Yes |  | 2022-06-23 |  | Non-lead
035092 | 99 W PLAZA DEL SOL |  | Polytube | Yes |  | 2022-06-30 |  | PVC | 1986 | Yes |  | 2022-06-30 |  | Non-lead
035093 | 279 GARDENIA ST |  | Polytube | Yes |  | 2022-06-16 |  | PVC | 1986 | Yes |  | 2022-06-16 |  | Non-lead
035094 | 508 OLDSMAR LANE |  | Polytube | Yes |  | 2023-05-04 |  | PVC | 1985 | Yes |  | 2023-05-04 |  | Non-lead
035095 | 154 COCONUT ROW |  | Polytube | Yes |  | 2023-01-30 |  | PVC | 1985 | Yes |  | 2023-01-30 |  | Non-lead
035096 | 125 FONTAINE DR |  | Polytube | Yes |  | 2022-12-16 |  | PVC | 1988 | Yes |  | 2022-12-16 |  | Non-lead
035097 | 137 LEONI DR |  | Unknown, Non-Lead | Yes |  | 2024-06-24 |  | Unknown, Non-Lead | 1988 | Yes |  | 2024-06-24 |  | Non-lead
035098 | 1525 SHAW DR |  | Polytube | Yes |  | 2023-02-09 |  | PVC | 1986 | Yes |  | 2023-02-09 |  | Non-lead
035099 | 34 JEWFISH AVE |  | Polytube | Yes |  | 2022-08-02 |  | PVC | 1987 | Yes |  | 2022-08-02 |  | Non-lead
035100 | 172 LORELANE PL |  | Polytube | Yes |  | 2022-08-02 |  | PVC | 1986 | Yes |  | 2022-08-02 |  | Non-lead
035101 | 127 BUENA VISTA CT |  | Polytube | Yes |  | 2022-06-30 |  | PVC | 1986 | Yes |  | 2022-06-30 |  | Non-lead
035102 | 175 HIBISCUS ST |  | Unknown, Non-Lead | No |  |  |  | Unknown, Non-Lead | 1988 | No |  |  |  | Non-lead
035103 | 4 EAGLE DR |  | Unknown, Non-Lead | Yes |  | 2019-11-05 |  | PVC | 2000 | Yes |  | 2019-11-05 |  | Non-lead
035104 | 83311 OLD HWY |  | Polytube | Yes |  | 2024-07-17 |  | PVC | 1986 | Yes |  | 2024-07-17 |  | Non-lead
035105 | CARR AND NUT HOUSE 76002 OVERSEAS Hwy |  | Polytube | Yes |  | 2022-07-07 |  | PVC | 1985 | Yes |  | 2022-07-07 |  | Non-lead
035106 | 64 PLAZA DEL SOL |  | Polytube | Yes |  | 2022-06-22 |  | PVC | 1987 | Yes |  | 2022-06-22 |  | Non-lead
035107 | 599 LA PALOMA RD |  | Polytube | Yes |  | 2023-02-07 |  | PVC | 1986 | Yes |  | 2023-02-07 |  | Non-lead
035108 | 29 AVENUE A |  | Unknown, Non-Lead | Yes |  | 2021-09-27 |  | PVC | 1993 | Yes |  | 2021-09-27 |  | Non-lead
035109 | 169 SEBRING DR |  | Polytube | Yes |  | 2022-06-10 |  | PVC | 1985 | Yes |  | 2022-06-10 |  | Non-lead
035110 | 31364 AVENUE C |  | Unknown, Non-Lead | Yes |  | 2017-08-15 |  | PVC | 1994 | Yes |  | 2017-08-15 |  | Non-lead
035111 | 616 SPANISH MAIN DR |  | Polytube | Yes |  | 2024-09-19 |  | PVC | 1983 | Yes |  | 2024-09-19 |  | Non-lead
035112 | 29649 RANGER AVE |  | Polytube | Yes |  | 2022-12-01 |  | PVC | 1986 | Yes |  | 2022-12-01 |  | Non-lead
035113 | L94 360 SOUTH POINT DR |  | Polytube | Yes |  | 2022-07-08 |  | PVC | 1986 | Yes |  | 2022-07-08 |  | Non-lead
035114 | #5 3 SAPPHIRE DR |  | Polytube | Yes |  | 2022-09-26 |  | PVC | 1976 | Yes |  | 2022-09-26 |  | Non-lead
035115 | 10 BLUEWATER DR |  | Polytube | Yes |  | 2022-08-04 |  | PVC | 1985 | Yes |  | 2022-08-04 |  | Non-lead
035116 | 470 LESROHDE DR |  | Polytube | Yes |  | 2022-10-13 |  | PVC | 1985 | Yes |  | 2022-10-13 |  | Non-lead
035117 | 28567 JOHN SILVER LANE |  | Polytube | Yes |  | 2023-01-24 |  | PVC | 1986 | Yes |  | 2023-01-24 |  | Non-lead
035118 | 237 E CAHILL CT |  | Polytube | Yes |  | 2022-09-07 |  | PVC | 1986 | Yes |  | 2022-09-07 |  | Non-lead
035119 | 22875 REDFISH LN |  | Polytube | Yes |  | 2024-06-25 |  | PVC | 1984 | Yes |  | 2024-06-25 |  | Non-lead
035120 | UNIT 103 1500 ATLANTIC BLVD |  | PVC | Yes |  | 2022-08-25 |  | Copper | 1984 | Yes |  | 2022-08-25 |  | Non-lead
035121 | 921 W INDIES DR |  | Unknown, Non-Lead | No |  |  |  | Unknown, Non-Lead | 1991 | No |  |  |  | Non-lead
035122 | 28572 MARACAIBO RD |  | Polytube | Yes |  | 2023-01-23 |  | PVC | 1987 | Yes |  | 2023-01-23 |  | Non-lead
035123 | 365 SOUTH POINT DR |  | Polytube | Yes |  | 2023-06-01 |  | PVC | 1986 | Yes |  | 2023-06-01 |  | Non-lead
035124 | 30462 PALM DR |  | Polytube | Yes |  | 2024-07-22 |  | Steel | 1985 | Yes |  | 2024-07-22 |  | Non-lead
035125 | 137 CARIBBEAN DR E |  | Polytube | Yes |  | 2023-10-19 |  | PVC | 1977 | Yes |  | 2023-10-19 |  | Non-lead
035126 | 23075 TARPON LANE |  | Polytube | Yes |  | 2022-12-28 |  | PVC | 1986 | Yes |  | 2022-12-28 |  | Non-lead
035127 | APT C 6 CHARLES ST |  | Polytube | Yes |  | 2023-12-20 |  | PVC | 1933 | Yes |  | 2023-12-20 |  | Non-lead
035128 | APT D 4 CHARLES ST |  | Polytube | Yes |  | 2022-11-29 |  | PVC | 1933 | Yes |  | 2022-11-29 |  | Non-lead
035129 | 29166 CLOVER LN |  | Polytube | Yes |  | 2022-12-15 |  | PVC | 1986 | Yes |  | 2022-12-15 |  | Non-lead
035130 | 96 SIRIUS LANE |  | Polytube | Yes |  | 2022-09-26 |  | PVC | 1986 | Yes |  | 2022-09-26 |  | Non-lead
035131 | 22947 LONG BEN LN |  | Polytube | Yes |  | 2018-08-31 |  | PVC | 1985 | Yes |  | 2018-08-31 |  | Non-lead
035132 | 28250 COUNTY RD |  | Unknown, Non-Lead | Yes |  | 2020-09-21 |  | Unknown, Non-Lead | 1988 | Yes |  | 2020-09-21 |  | Non-lead
035133 | 1053 LAGOON DR |  | Polytube | Yes |  | 2023-04-25 |  | PVC | 1986 | Yes |  | 2023-04-25 |  | Non-lead
035134 | 23064 WAHOO LANE |  | Polytube | Yes |  | 2022-12-28 |  | PVC | 1986 | Yes |  | 2022-12-28 |  | Non-lead
035135 | 137 OCEAN LN |  | Polytube | Yes |  | 2022-07-05 |  | PVC | 1986 | Yes |  | 2022-07-05 |  | Non-lead
035136 | 127 PALERMO DR |  | Polytube | Yes |  | 2022-11-29 |  | PVC | 1986 | Yes |  | 2022-11-29 |  | Non-lead
035137 | 91 W PLAZA DEL LAGO |  | Polytube | Yes |  | 2022-06-30 |  | PVC | 1979 | Yes |  | 2022-06-30 |  | Non-lead
035138 | 105 S HARBOR DR |  | Polytube | Yes |  | 2022-09-22 |  | PVC | 1987 | Yes |  | 2022-09-22 |  | Non-lead
035139 | 142 SEMINOLE BLVD |  | Polytube | Yes |  | 2022-09-30 |  | PVC | 1986 | Yes |  | 2022-09-30 |  | Non-lead
035140 | 19 SUNRISE CAY DR |  | Polytube | Yes |  | 2022-01-12 |  | PVC |  | Yes |  | 2022-01-12 |  | Non-lead
035141 | UNIT 34 103100 OVERSEAS BLDG 3 D HWY |  | Unknown, Non-Lead | Yes |  | 2024-04-17 |  | Unknown, Non-Lead | 1990 | Yes |  | 2024-04-17 |  | Non-lead
035142 | UNIT #31 103100 OVERSEAS HWY |  | Polytube | Yes |  | 2023-08-09 |  | PVC | 1990 | Yes |  | 2023-08-09 |  | Non-lead
035144 | UNIT 32 103100 OVERSEAS HWY |  | Unknown, Non-Lead | Yes |  | 2021-01-06 |  | Unknown, Non-Lead | 1990 | Yes |  | 2021-01-06 |  | Non-lead
035145 | #3 105952 OVERSEAS HWY |  | Polytube | Yes |  | 2023-05-03 |  | PVC | 1981 | Yes |  | 2023-05-03 |  | Non-lead
035146 | 76410 OVERSEAS HWY |  | Polytube | Yes |  | 2024-02-13 |  | PVC | 1985 | Yes |  | 2024-02-13 |  | Non-lead
035147 | 477 BAHIA AVE |  | Unknown, Non-Lead | Yes |  | 2017-11-30 |  | PVC | 1988 | Yes |  | 2017-11-30 |  | Non-lead
035148 | 1000 VENETIAN BLVD |  | Polytube | Yes |  | 2022-06-08 |  | PVC | 1986 | Yes |  | 2022-06-08 |  | Non-lead
035149 | 205 TOLLGATE BLVD |  | Polytube | Yes |  | 2022-05-16 |  | PVC | 1986 | Yes |  | 2022-05-16 |  | Non-lead
035150 | 111 VILABELLA DR |  | Polytube | Yes |  | 2022-06-21 |  | PVC | 1974 | Yes |  | 2022-06-21 |  | Non-lead
035151 | 163 IROQUOIS DR |  | Polytube | Yes |  | 2022-06-28 |  | PVC | 1964 | Yes |  | 2022-06-28 |  | Non-lead
035152 | 118 SUSAN ST |  | Polytube | Yes |  | 2022-10-26 |  | PVC | 1987 | Yes |  | 2022-10-26 |  | Non-lead
035153 | 215 PLANTATION BLVD |  | Unknown, Non-Lead | No |  |  |  | Unknown, Non-Lead | 1988 | No |  |  |  | Non-lead
035154 | 213 THOMPSONVILLE RD |  | Polytube | Yes |  | 2022-06-03 |  | PVC | 1953 | Yes |  | 2022-06-03 |  | Non-lead
035155 | 161 SEBRING DR |  | Polytube | Yes |  | 2022-06-10 |  | PVC | 1986 | Yes |  | 2022-06-10 |  | Non-lead
035156 | 5 GULFSTREAM DR |  | Polytube | Yes |  | 2022-10-03 |  | PVC | 1987 | Yes |  | 2022-10-03 |  | Non-lead
035157 | 213 GULFVIEW DR |  | Polytube | Yes |  | 2022-06-06 |  | PVC | 1982 | Yes |  | 2022-06-06 |  | Non-lead
035159 | 142 PLANTATION AVE |  | Polytube | Yes |  | 2022-06-09 |  | PVC | 1986 | Yes |  | 2022-06-09 |  | Non-lead
035160 | 17035 WAHOO Ln |  | Polytube | Yes |  | 2023-05-04 |  | PVC | 1985 | Yes |  | 2023-05-04 |  | Non-lead
035161 | 978 GULF DR |  | Polytube | Yes |  | 2023-09-01 |  | PVC | 1987 | Yes |  | 2023-09-01 |  | Non-lead
035162 | 22929 GASPARILLA LN |  | Polytube | Yes |  | 2022-11-07 |  | PVC | 1986 | Yes |  | 2022-11-07 |  | Non-lead
035163 | 30884 MALAGA LANE |  | Polytube | Yes |  | 2023-08-31 |  | PVC | 1969 | Yes |  | 2023-08-31 |  | Non-lead
035164 | OCEAN 217 95TH ST |  | Polytube | Yes |  | 2023-01-18 |  | PVC | 1984 | Yes |  | 2023-01-18 |  | Non-lead
035167 | 2341 SOMBRERO BLVD |  | Polytube | Yes |  | 2023-07-10 |  | PVC | 1987 | Yes |  | 2023-07-10 |  | Non-lead
035168 | RSIDE 460 11TH ST |  | Polytube | Yes |  | 2023-02-15 |  | PVC | 1970 | Yes |  | 2023-02-15 |  | Non-lead
035169 | 8026 PORPOISE DR |  | Polytube | Yes |  | 2023-01-26 |  | PVC | 1958 | Yes |  | 2023-01-26 |  | Non-lead
035170 | 11220 1ST GULF AVE |  | Polytube | Yes |  | 2023-09-25 |  | PVC | 1986 | Yes |  | 2023-09-25 |  | Non-lead
035171 | 2060 DOLPHIN DR |  | Polytube | Yes |  | 2023-11-08 |  | PVC | 1987 | Yes |  | 2023-11-08 |  | Non-lead
035172 | 6407 E OCEANVIEW AVE |  | Polytube | Yes |  | 2023-03-15 |  | PVC | 1986 | Yes |  | 2023-03-15 |  | Non-lead
035173 | 1200 W 75TH OCEAN ST |  | Polytube | Yes |  | 2023-01-24 |  | PVC | 1986 | Yes |  | 2023-01-24 |  | Non-lead
035174 | 1095 100TH OCEAN ST |  | Polytube | Yes |  | 2023-04-25 |  | PVC | 1989 | Yes |  | 2023-04-25 |  | Non-lead
035175 | GULF 777 70TH ST |  | Unknown | Yes |  | 2023-03-15 |  | Unknown | 1986 | Yes |  | 2023-03-15 |  | Lead Status Unknown
035176 | A 101 GULFWINDS LANE |  | Polytube | Yes |  | 2023-02-02 |  | PVC | 1986 | Yes |  | 2023-02-02 |  | Non-lead
035177 | 101 GULFWINDS LANE |  | Polytube | Yes |  | 2023-02-01 |  | PVC | 1986 | Yes |  | 2023-02-01 |  | Non-lead
035178 | 318 120TH GULF ST |  | Polytube | Yes |  | 2022-10-24 |  | PVC | 1968 | Yes |  | 2022-10-24 |  | Non-lead
035179 | 1792 109TH GULF ST |  | Polytube | Yes |  | 2022-11-28 |  | PVC | 1986 | Yes |  | 2022-11-28 |  | Non-lead
035180 | 500 62ND OCEAN ST |  | Polytube | Yes |  | 2023-06-16 |  | PVC | 1986 | Yes |  | 2023-06-16 |  | Non-lead
035181 | 835 70TH GULF ST |  | Unknown | Yes |  | 2024-09-20 |  | Unknown | 1986 | Yes |  | 2024-09-20 |  | Lead Status Unknown
035182 | 99 CORTE DEL BRISAS |  | Polytube | Yes |  | 2022-06-01 |  | PVC | 1987 | Yes |  | 2022-06-01 |  | Non-lead
035183 | 900 CORTE DEL SOL |  | Polytube | Yes |  | 2023-04-19 |  | PVC | 1986 | Yes |  | 2023-04-19 |  | Non-lead
035184 | 20916 8TH AVE W |  | Polytube | Yes |  | 2023-05-04 |  | PVC | 1977 | Yes |  | 2023-05-04 |  | Non-lead
035185 | 1327 HUDGINS DR |  | Polytube | Yes |  | 2023-04-25 |  | PVC | 1986 | Yes |  | 2023-04-25 |  | Non-lead
035186 | 22774 CUDJOE DR |  | Polytube | Yes |  | 2022-12-28 |  | PVC | 1987 | Yes |  | 2022-12-28 |  | Non-lead
035187 | 190 DOUBLOON LN |  | Polytube | Yes |  | 2022-11-01 |  | PVC | 1987 | Yes |  | 2022-11-01 |  | Non-lead
035188 | COMMON AREA 24 JADE DR |  | Polytube | Yes |  | 2024-05-30 |  | Copper | 1986 | Yes |  | 2024-05-30 |  | Non-lead
035189 | 22927 DRAKE LANE |  | Polytube | Yes |  | 2022-11-07 |  | PVC | 1986 | Yes |  | 2022-11-07 |  | Non-lead
035190 | 1041 BUTTONWOOD DR |  | Unknown, Non-Lead | Yes |  | 2024-07-26 |  | No Piping |  | Yes |  | 2024-07-26 |  | Non-lead
035191 | #1 665 W SHORE DR |  | Polytube | Yes |  | 2023-02-16 |  | PVC | 1982 | Yes |  | 2023-02-16 |  | Non-lead
035192 | 17237 E DOLPHIN ST |  | Polytube | Yes |  | 2022-07-12 |  | PVC | 1986 | Yes |  | 2022-07-12 |  | Non-lead
035193 | 23046 LOOKDOWN LN |  | Polytube | Yes |  | 2022-06-27 |  | Copper | 1986 | Yes |  | 2022-06-27 |  | Non-lead
035194 | 3710 HIBISCUS ST |  | Polytube | Yes |  | 2023-03-15 |  | PVC | 1986 | Yes |  | 2023-03-15 |  | Non-lead
035195 | 22832 LOOKDOWN LANE |  | Polytube | Yes |  | 2022-11-09 |  | PVC | 1986 | Yes |  | 2022-11-09 |  | Non-lead
035196 | 119 LEONI DR |  | Polytube | Yes |  | 2021-10-25 |  | PVC | 1995 | Yes |  | 2021-10-25 |  | Non-lead
035197 | 213 DEXTER CT |  | Polytube | Yes |  | 2022-07-11 |  | PVC | 1987 | Yes |  | 2022-07-11 |  | Non-lead
035198 | 92 W PLAZA DEL LAGO L |  | Polytube | Yes |  | 2022-12-14 |  | PVC | 1987 | Yes |  | 2022-12-14 |  | Non-lead
035199 | 181 VENETIAN DR |  | Polytube | Yes |  | 2022-06-29 |  | PVC | 1978 | Yes |  | 2022-06-29 |  | Non-lead
035200 | 1301 CALDER RD |  | Copper | Yes |  | 2023-11-06 |  | PVC | 1985 | Yes |  | 2023-11-06 |  | Non-lead
035201 | 810 BLUE HERON LN |  | Polytube | Yes |  | 2023-10-19 |  | PVC | 1981 | Yes |  | 2023-10-19 |  | Non-lead
035202 | 112 HARBOR LN |  | Unknown, Non-Lead | Yes |  | 2021-12-29 |  | Unknown, Non-Lead | 1998 | Yes |  | 2021-12-29 |  | Non-lead
035203 | 275 GARDENIA ST |  | Polytube | Yes |  | 2022-06-16 |  | PVC | 1986 | Yes |  | 2022-06-16 |  | Non-lead
035204 | 215 WILDWOOD CIRCLE |  | Polytube | Yes |  | 2023-01-31 |  | PVC | 1987 | Yes |  | 2023-01-31 |  | Non-lead
035205 | 202 CROMWELL CT |  | Polytube | Yes |  | 2022-07-11 |  | PVC | 1986 | Yes |  | 2022-07-11 |  | Non-lead
035206 | 124 ATLANTIC AVE |  | Polytube | Yes |  | 2022-07-20 |  | PVC | 1986 | Yes |  | 2022-07-20 |  | Non-lead
035207 | 5 GARDEN COVE DR |  | Polytube | Yes |  | 2022-10-03 |  | PVC | 1986 | Yes |  | 2022-10-03 |  | Non-lead
035208 | 3 GARDEN COVE DR |  | Polytube | Yes |  | 2022-10-03 |  | PVC | 1986 | Yes |  | 2022-10-03 |  | Non-lead
035209 | 210 DEXTER CT |  | Polytube | Yes |  | 2022-07-12 |  | PVC | 1986 | Yes |  | 2022-07-12 |  | Non-lead
035210 | 103375 OVERSEAS HWY |  | Polytube | Yes |  | 2022-11-03 |  | PVC | 1986 | Yes |  | 2022-11-03 |  | Non-lead
035211 | 7 ORANGE DR |  | Unknown | Yes |  | 2022-10-03 |  | Unknown | 1986 | Yes |  | 2022-10-03 |  | Lead Status Unknown
035212 | 171 AZALEA ST |  | Polytube | Yes |  | 2022-06-21 |  | Copper | 1987 | Yes |  | 2022-06-21 |  | Non-lead
035213 | 128 W PLAZA DEL SOL |  | Polytube | Yes |  | 2022-06-30 |  | PVC | 1985 | Yes |  | 2022-06-30 |  | Non-lead
035214 | 242 HISPANOLA RD |  | Polytube | Yes |  | 2022-10-31 |  | PVC | 1986 | Yes |  | 2022-10-31 |  | Non-lead
035215 | 231 TAVERNIER DR |  | Polytube | Yes |  | 2023-01-30 |  | PVC | 1986 | Yes |  | 2023-01-30 |  | Non-lead
035216 | 108 TOLLGATE LN |  | Polytube | Yes |  | 2022-06-28 |  | PVC | 1986 | Yes |  | 2022-06-28 |  | Non-lead
035217 | 137 ATLANTIC AVE |  | Polytube | Yes |  | 2023-05-31 |  | PVC | 1971 | Yes |  | 2023-05-31 |  | Non-lead
035218 | 249 HIBISCUS ST |  | Unknown, Non-Lead | No |  |  |  | Unknown, Non-Lead | 1989 | No |  |  |  | Non-lead
035219 | 135 S ROLLING HILL RD |  | PVC | Yes |  | 2022-06-08 |  | Polytube | 1986 | Yes |  | 2022-06-08 |  | Non-lead
035220 | 313 NORTH DR |  | Polytube | Yes |  | 2022-06-10 |  | PVC | 1981 | Yes |  | 2022-06-10 |  | Non-lead
035221 | 29115 GUAVA LANE |  | Polytube | Yes |  | 2022-12-14 |  | PVC | 1986 | Yes |  | 2022-12-14 |  | Non-lead
035222 | 40 BLUEWATER DR |  | Polytube | Yes |  | 2022-07-07 |  | PVC | 1986 | Yes |  | 2022-07-07 |  | Non-lead
035223 | #5 777 W SHORE DR |  | Unknown, Non-Lead | Yes |  | 2019-07-26 |  | Unknown, Non-Lead | 1989 | Yes |  | 2019-07-26 |  | Non-lead
035224 | 29528 CONSTITUTION AVE |  | Polytube | Yes |  | 2024-08-09 |  | PVC | 1987 | Yes |  | 2024-08-09 |  | Non-lead
035225 | 29526 CONSTITUTION AVE |  | Polytube | Yes |  | 2024-08-09 |  | PVC | 1985 | Yes |  | 2024-08-09 |  | Non-lead
035226 | 3807 DYER (AKA 290F) RD |  | Polytube | Yes |  | 2023-01-11 |  | PVC | 1986 | Yes |  | 2023-01-11 |  | Non-lead
035227 | 357 BLACKBEARD RD |  | Polytube | Yes |  | 2023-01-24 |  | PVC | 1986 | Yes |  | 2023-01-24 |  | Non-lead
035228 | 668 POWELL AVENUE |  | Polytube | Yes |  | 2023-01-25 |  | PVC | 1982 | Yes |  | 2023-01-25 |  | Non-lead
035229 | APT 081 3314 NORTHSIDE DR |  | Polytube | Yes |  | 2022-06-13 |  | PVC | 1985 | Yes |  | 2022-06-13 |  | Non-lead
035230 | APT 082 3314 NORTHSIDE DR |  | Polytube | Yes |  | 2022-06-13 |  | PVC | 1985 | Yes |  | 2022-06-13 |  | Non-lead
035231 | APT 083 3314 NORTHSIDE DR |  | Polytube | Yes |  | 2022-06-13 |  | PVC | 1985 | Yes |  | 2022-06-13 |  | Non-lead
035232 | APT 084 3314 NORTHSIDE DR |  | Polytube | Yes |  | 2022-06-13 |  | PVC | 1985 | Yes |  | 2022-06-13 |  | Non-lead
035233 | APT 085 3314 NORTHSIDE DR |  | PVC | Yes |  | 2022-05-20 |  | PVC | 1985 | Yes |  | 2022-05-20 |  | Non-lead
035234 | APT 086 3314 NORTHSIDE DR |  | Polytube | Yes |  | 2022-06-13 |  | PVC | 1985 | Yes |  | 2022-06-13 |  | Non-lead
035235 | APT 087 3314 NORTHSIDE DR |  | Polytube | Yes |  | 2022-06-13 |  | PVC | 1985 | Yes |  | 2022-06-13 |  | Non-lead
035236 | APT 088 3314 NORTHSIDE DR |  | Polytube | Yes |  | 2022-06-13 |  | PVC | 1985 | Yes |  | 2022-06-13 |  | Non-lead
035237 | 16750 CYPRESS RD |  | Polytube | Yes |  | 2022-07-11 |  | PVC | 1987 | Yes |  | 2022-07-11 |  | Non-lead
035238 | 332 E CARRIBEAN DR |  | Polytube | Yes |  | 2023-04-26 |  | PVC | 1986 | Yes |  | 2023-04-26 |  | Non-lead
035239 | 30801 A AVE |  | Polytube | Yes |  | 2024-08-20 |  | PVC | 1986 | Yes |  | 2024-08-20 |  | Non-lead
035240 | 124 LOBSTER TAIL |  | Unknown, Non-Lead | No |  |  |  | Unknown, Non-Lead | 2010 | No |  |  |  | Non-lead
035241 | 114 LOBSTERTAIL RD |  | Polytube | Yes |  | 2022-12-12 |  | PVC | 1986 | Yes |  | 2022-12-12 |  | Non-lead
035242 | 27357 MARTINIQUE LN |  | Polytube | Yes |  | 2022-10-13 |  | PVC | 1975 | Yes |  | 2022-10-13 |  | Non-lead
035243 | 3831 SUNSET DR |  | Polytube | Yes |  | 2023-08-25 |  | PVC | 1987 | Yes |  | 2023-08-25 |  | Non-lead
035244 | 136 PELICAN LANE |  | Polytube | Yes |  | 2022-09-26 |  | PVC | 1986 | Yes |  | 2022-09-26 |  | Non-lead
035245 | 22798 JOLLY ROGER DR |  | Polytube | Yes |  | 2023-11-20 |  | PVC | 1987 | Yes |  | 2023-11-20 |  | Non-lead
035246 | 13 SUGARLOAF DR |  | Polytube | Yes |  | 2022-07-11 |  | PVC | 1986 | Yes |  | 2022-07-11 |  | Non-lead
035247 | 2067 SAN MARCO DR |  | Polytube | Yes |  | 2024-08-26 |  | PVC | 1984 | Yes |  | 2024-08-26 |  | Non-lead
035248 | 630 LAFITTE RD |  | Polytube | Yes |  | 2023-01-23 |  | Copper | 1985 | Yes |  | 2023-01-23 |  | Non-lead
035249 | 29374 SARATOGA AVE |  | Polytube | Yes |  | 2022-12-05 |  | PVC | 1986 | Yes |  | 2022-12-05 |  | Non-lead
035250 | 27342 BARBUDA LN B14 |  | Polytube | Yes |  | 2022-10-13 |  | PVC | 1986 | Yes |  | 2022-10-13 |  | Non-lead
035251 | 17015 KINGFISH WEST LN |  | Polytube | Yes |  | 2024-03-28 |  | PVC | 1979 | Yes |  | 2024-03-28 |  | Non-lead
035252 | 100 STATE RD 939 |  | Polytube | Yes |  | 2024-09-25 |  | PVC | 1972 | Yes |  | 2024-09-25 |  | Non-lead
035253 | 810 W SHORE DR |  | Polytube | Yes |  | 2023-04-25 |  | PVC | 1987 | Yes |  | 2023-04-25 |  | Non-lead
035254 | #B 127 STATE ROAD 939 RD |  | Polytube | Yes |  | 2024-04-05 |  | PVC |  | Yes |  | 2024-04-05 |  | Non-lead
035255 | 3746 PARK AVE |  | Polytube | Yes |  | 2024-07-15 |  | PVC | 1986 | Yes |  | 2024-07-15 |  | Non-lead
035256 | 29359 SARATOGA AVE |  | Unknown, Non-Lead | No |  |  |  | Unknown, Non-Lead | 1988 | No |  |  |  | Non-lead
035257 | 29436 INDEPENDENCE |  | Polytube | Yes |  | 2022-12-05 |  | PVC | 1986 | Yes |  | 2022-12-05 |  | Non-lead
035258 | 29407 RANGER AVE |  | Polytube | Yes |  | 2022-12-01 |  | PVC | 1986 | Yes |  | 2022-12-01 |  | Non-lead
035259 | LOT 15 361 CORAL AVE |  | Polytube | Yes |  | 2023-05-04 |  | PVC | 1986 | Yes |  | 2023-05-04 |  | Non-lead
035260 | 27436 TABAGO LN |  | Unknown, Non-Lead | Yes |  | 2017-12-20 |  | Unknown, Non-Lead | 2020 | Yes |  | 2017-12-20 |  | Non-lead
035261 | 23044 WAHOO LN |  | Polytube | Yes |  | 2022-12-28 |  | PVC | 1986 | Yes |  | 2022-12-28 |  | Non-lead
035262 | 29346 SARATOGA AVE |  | Polytube | Yes |  | 2022-12-05 |  | PVC | 1987 | Yes |  | 2022-12-05 |  | Non-lead
035263 | L264 154 BISCAYNE BLVD |  | Polytube | Yes |  | 2022-06-30 |  | PVC | 1987 | Yes |  | 2022-06-30 |  | Non-lead
035264 | 315 NORTH DR |  | Polytube | Yes |  | 2023-01-27 |  | PVC | 1987 | Yes |  | 2023-01-27 |  | Non-lead
035265 | 271 GARDENIA ST |  | Polytube | Yes |  | 2022-06-16 |  | PVC | 1986 | Yes |  | 2022-06-16 |  | Non-lead
035266 | ISLA PROF CNTR 81990 OVERSEAS HWY |  | PVC | Yes |  | 2022-06-23 |  | PVC | 1986 | Yes |  | 2022-06-23 |  | Non-lead
035267 | 130 MARINA AVE |  | Unknown, Non-Lead | No |  |  |  | No Piping | 1987 | No |  |  |  | Non-lead
035268 | 181 EL CAPITAN DR |  | Polytube | Yes |  | 2022-06-30 |  | PVC | 1986 | Yes |  | 2022-06-30 |  | Non-lead
035269 | 180 PEARL AVE |  | Polytube | Yes |  | 2022-06-09 |  | PVC | 1986 | Yes |  | 2022-06-09 |  | Non-lead
035270 | 125 INDIAN MOUND TR |  | Polytube | Yes |  | 2022-06-03 |  | PVC | 1986 | Yes |  | 2022-06-03 |  | Non-lead
035271 | 125 SUSAN ST |  | Polytube | Yes |  | 2022-10-17 |  | PVC | 1987 | Yes |  | 2022-10-17 |  | Non-lead
035272 | 140 BUENA VISTA CT |  | Polytube | Yes |  | 2022-06-30 |  | Unknown | 1976 | Yes |  | 2022-06-30 |  | Lead Status Unknown
035273 | 207 PLANTATION AVE |  | Polytube | Yes |  | 2022-06-09 |  | PVC | 1986 | Yes |  | 2022-06-09 |  | Non-lead
035274 | 10980 COUNTY 905 RD |  | Polytube | Yes |  | 2022-10-03 |  | PVC | 1980 | Yes |  | 2022-10-03 |  | Non-lead
035275 | L25 208 CORAL RD |  | Polytube | Yes |  | 2023-12-12 |  | PVC | 1959 | Yes |  | 2023-12-12 |  | Non-lead
035276 | 12 FISHERMANS TR |  | Polytube | Yes |  | 2023-02-06 |  | PVC | 1986 | Yes |  | 2023-02-06 |  | Non-lead
035277 | 1044 ADAMS DR |  | Polytube | Yes |  | 2023-08-02 |  | PVC | 1986 | Yes |  | 2023-08-02 |  | Non-lead
035278 | 715 SHARON PL |  | Polytube | Yes |  | 2023-02-08 |  | PVC | 1986 | Yes |  | 2023-02-08 |  | Non-lead
035279 | 140 JOJEAN WAY |  | Polytube | Yes |  | 2023-04-12 |  | PVC | 1986 | Yes |  | 2023-04-12 |  | Non-lead
035280 | 255 BLACKBEARD RD |  | Polytube | Yes |  | 2023-01-24 |  | PVC | 1986 | Yes |  | 2023-01-24 |  | Non-lead
035281 | 20896 W 7TH AVE |  | Unknown, Non-Lead | Yes |  | 2019-11-01 |  | PVC | 1988 | Yes |  | 2019-11-01 |  | Non-lead
035282 | #2A 23056 LOOKDOWN LANE |  | Polytube | Yes |  | 2022-11-09 |  | PVC | 1986 | Yes |  | 2022-11-09 |  | Non-lead
035283 | 243 PIRATES RD |  | Polytube | Yes |  | 2023-01-24 |  | PVC | 1986 | Yes |  | 2023-01-24 |  | Non-lead
035284 | 233 PIRATES RD |  | Polytube | Yes |  | 2023-01-24 |  | PVC | 1986 | Yes |  | 2023-01-24 |  | Non-lead
035285 | 191 PIRATES RD |  | Polytube | Yes |  | 2023-01-24 |  | PVC | 1986 | Yes |  | 2023-01-24 |  | Non-lead
035286 | 1234 RAFFY RD |  | Polytube | Yes |  | 2022-12-28 |  | PVC | 1987 | Yes |  | 2022-12-28 |  | Non-lead
035287 | SI PUMP STATION JUNIOR COLLEGE RD |  | Polytube | Yes |  | 2023-05-11 |  | PVC | 1970 | Yes |  | 2023-05-11 |  | Non-lead
035288 | 950 E CARRIBEAN DR |  | Polytube | Yes |  | 2023-04-26 |  | PVC | 1986 | Yes |  | 2023-04-26 |  | Non-lead
035292 | BIG PINE PUMP ST |  | Unknown, Non-Lead | No |  |  |  | No Piping |  | No |  |  |  | Non-lead
035293 | 3752 POINCIANA ST |  | Polytube | Yes |  | 2023-01-11 |  | PVC | 1986 | Yes |  | 2023-01-11 |  | Non-lead
035294 | 22816 CUDJOE DR |  | Polytube | Yes |  | 2022-12-28 |  | PVC | 1987 | Yes |  | 2022-12-28 |  | Non-lead
035296 | 22448 LA FITTE DR |  | Polytube | Yes |  | 2022-11-09 |  | PVC | 1986 | Yes |  | 2022-11-09 |  | Non-lead
035297 | 111 SHORE AVE |  | Polytube | Yes |  | 2024-04-04 |  | PVC | 1986 | Yes |  | 2024-04-04 |  | Non-lead
035299 | #3 525 SIMONTON ST |  | PVC | Yes |  | 2022-10-31 |  | PVC | 1943 | Yes |  | 2022-10-31 |  | Non-lead
035300 | 91620 OVERSEAS HWY FRONT OFFICE |  | Polytube | Yes |  | 2023-02-14 |  | Copper | 1960 | Yes |  | 2023-02-14 |  | Non-lead
035301 | 5 PALMETTO DR |  | Polytube | Yes |  | 2023-07-25 |  | PVC | 1986 | Yes |  | 2023-07-25 |  | Non-lead
035302 | 30789 PINEWWOOD RD |  | Polytube | Yes |  | 2023-11-27 |  | PVC | 1985 | Yes |  | 2023-11-27 |  | Non-lead
035303 | 21 AZALEA DR |  | Polytube | Yes |  | 2023-08-04 |  | PVC | 1986 | Yes |  | 2023-08-04 |  | Non-lead
035304 | APT UP 2018 HARRIS AVE |  | Polytube | Yes |  | 2023-04-26 |  | PVC | 1953 | Yes |  | 2023-04-26 |  | Non-lead
035306 | 3639 TROPIC ST |  | Polytube | Yes |  | 2022-07-21 |  | PVC | 1986 | Yes |  | 2022-07-21 |  | Non-lead
035307 | UNIT 2 525 SIMONTON ST |  | Polytube | Yes |  | 2023-12-06 |  | PVC | 1943 | Yes |  | 2023-12-06 |  | Non-lead
035308 | UNIT 1 525 SIMONTON ST |  | Polytube | Yes |  | 2023-12-06 |  | PVC | 1943 | Yes |  | 2023-12-06 |  | Non-lead
035309 | 24550 OVERSEAS MURRAY'S FOOD HWY |  | Polytube | Yes |  | 2023-04-25 |  | PVC | 1976 | Yes |  | 2023-04-25 |  | Non-lead
035310 | 24550 OVERSEAS HWY |  | Unknown, Non-Lead | No |  |  |  | No Piping | 1987 | No |  |  |  | Non-lead
035311 | L35&36 B1 SI . OVERSEAS HWY |  | Unknown, Non-Lead | No |  |  |  | No Piping | 1976 | No |  |  |  | Non-lead
035312 | 340 LES ROHDES DR |  | Polytube | Yes |  | 2022-10-13 |  | PVC | 1986 | Yes |  | 2022-10-13 |  | Non-lead
035313 | 115 BRIAN RD |  | Polytube | Yes |  | 2023-09-14 |  | PVC | 1986 | Yes |  | 2023-09-14 |  | Non-lead
035314 | 306 PINETREE ST |  | Polytube | Yes |  | 2022-10-22 |  | Steel | 1987 | Yes |  | 2022-10-22 |  | Non-lead
035315 | 1299 73RD OCEAN ST |  | Polytube | Yes |  | 2023-04-19 |  | PVC | 1985 | Yes |  | 2023-04-19 |  | Non-lead
035316 | UNIT 2 1297 73RD OCEAN ST |  | Polytube | Yes |  | 2023-03-14 |  | PVC | 1985 | Yes |  | 2023-03-14 |  | Non-lead
035317 | 1477 73RD OCEAN ST |  | Polytube | Yes |  | 2023-03-07 |  | PVC | 1985 | Yes |  | 2023-03-07 |  | Non-lead
035318 | OCEAN 1479 73RD ST |  | Polytube | Yes |  | 2023-03-14 |  | PVC | 1985 | Yes |  | 2023-03-14 |  | Non-lead
035319 | 214 BRUCE CT |  | Polytube | Yes |  | 2023-01-27 |  | PVC | 1986 | Yes |  | 2023-01-27 |  | Non-lead
035320 | 8042 PORPOISE DR |  | Polytube | Yes |  | 2024-07-12 |  | PVC | 1986 | Yes |  | 2024-07-12 |  | Non-lead
035321 | 1125 CALLE ENSENADA |  | Polytube | Yes |  | 2023-03-23 |  | PVC | 1987 | Yes |  | 2023-03-23 |  | Non-lead
035322 | 720 122ND OCEAN ST |  | Polytube | Yes |  | 2022-08-25 |  | PVC | 1983 | Yes |  | 2022-08-25 |  | Non-lead
035323 | 29041 ROSE DR |  | Polytube | Yes |  | 2023-01-10 |  | PVC | 1986 | Yes |  | 2023-01-10 |  | Non-lead
035324 | 253 W SEAVIEW DR |  | Polytube | Yes |  | 2024-07-08 |  | PVC | 1987 | Yes |  | 2024-07-08 |  | Non-lead
035325 | 610 9TH ST |  | Polytube | Yes |  | 2023-05-02 |  | PVC | 1986 | Yes |  | 2023-05-02 |  | Non-lead
035326 | 600 9TH ST |  | Polytube | Yes |  | 2022-10-22 |  | PVC | 1986 | Yes |  | 2022-10-22 |  | Non-lead
035327 | 870 COPA D'ORO |  | Polytube | Yes |  | 2024-04-22 |  | PVC | 1987 | Yes |  | 2024-04-22 |  | Non-lead
035328 | A 108 CHANNEL DR |  | Polytube | Yes |  | 2023-01-25 |  | PVC | 1986 | Yes |  | 2023-01-25 |  | Non-lead
035329 | B 108 CHANNEL DR |  | Polytube | Yes |  | 2023-01-31 |  | PVC | 1986 | Yes |  | 2023-01-31 |  | Non-lead
035330 | 24236 W CARRIBEAN B4 DR |  | Polytube | Yes |  | 2023-04-24 |  | PVC | 1967 | Yes |  | 2023-04-24 |  | Non-lead
035331 | 10 COCO PLUM DR |  | PVC | Yes |  | 2025-02-06 |  | Polytube | 1978 | Yes |  | 2022-10-22 |  | Non-lead
035332 | 10 COCO PLUM DR |  | Polytube | Yes |  | 2022-10-22 |  | PVC | 1978 | Yes |  | 2022-10-22 |  | Non-lead
035333 | 924 BIG PINE AVE |  | Polytube | Yes |  | 2022-12-08 |  | PVC | 1986 | Yes |  | 2022-12-08 |  | Non-lead
035334 | 246 MOHAWK ST |  | Polytube | Yes |  | 2022-07-18 |  | PVC | 1972 | Yes |  | 2022-07-18 |  | Non-lead
035335 | 75091 OVERSEAS HWY |  | Polytube | Yes |  | 2022-07-07 |  | PVC | 1986 | Yes |  | 2022-07-07 |  | Non-lead
035336 | 105 COURT CONTESSA L |  | Polytube | Yes |  | 2022-10-31 |  | PVC | 1986 | Yes |  | 2022-10-31 |  | Non-lead
035338 | 105 FOURTH LN |  | Polytube | Yes |  | 2023-02-08 |  | PVC | 1986 | Yes |  | 2023-02-08 |  | Non-lead
035339 | 66 CORAL DR |  | Polytube | Yes |  | 2022-11-29 |  | PVC | 1986 | Yes |  | 2022-11-29 |  | Non-lead
035340 | 113 SAPODILLA DR |  | Polytube | Yes |  | 2022-07-05 |  | PVC | 1966 | Yes |  | 2022-07-05 |  | Non-lead
035341 | 189 PEARL AVE |  | Polytube | Yes |  | 2022-06-09 |  | PVC | 1986 | Yes |  | 2022-06-09 |  | Non-lead
035342 | 30 OSPREY DR |  | Polytube | Yes |  | 2022-10-05 |  | PVC | 1986 | Yes |  | 2022-10-05 |  | Non-lead
035343 | 159 CORRINE PL |  | Polytube | Yes |  | 2022-05-19 |  | PVC | 1986 | Yes |  | 2022-05-19 |  | Non-lead
035344 | 107 TEQUESTA ST |  | Polytube | Yes |  | 2022-06-03 |  | PVC | 1986 | Yes |  | 2022-06-03 |  | Non-lead
035345 | 214 CROMWELL CT |  | Unknown, Non-Lead | Yes |  | 2021-04-15 |  | Unknown, Non-Lead | 1988 | Yes |  | 2021-04-15 |  | Non-lead
035346 | 172 VALOIS BLVD |  | Unknown, Non-Lead | Yes |  | 2018-06-05 |  | PVC | 2001 | Yes |  | 2018-06-05 |  | Non-lead
035347 | 133 BURGUNDY DR |  | Polytube | Yes |  | 2022-05-10 |  | PVC | 1987 | Yes |  | 2022-05-10 |  | Non-lead
035348 | 145 EL CAPITAN DR |  | Polytube | Yes |  | 2022-06-30 |  | PVC | 1987 | Yes |  | 2022-06-30 |  | Non-lead
035349 | 169 BURGUNDY DR |  | Polytube | Yes |  | 2023-02-09 |  | PVC | 1978 | Yes |  | 2023-02-09 |  | Non-lead
035350 | 102 PONCE DE LEON BLVD |  | Polytube | Yes |  | 2022-06-30 |  | PVC | 1986 | Yes |  | 2022-06-30 |  | Non-lead
035351 | 106 PONCE DE LEON BLVD |  | Polytube | Yes |  | 2022-06-30 |  | PVC | 1986 | Yes |  | 2022-06-30 |  | Non-lead
035352 | 224 COSTA BRAVO DR |  | Polytube | Yes |  | 2022-08-24 |  | PVC | 1987 | Yes |  | 2022-08-24 |  | Non-lead
035353 | 106 SAN JUAN DR |  | Polytube | Yes |  | 2022-06-10 |  | PVC | 1987 | Yes |  | 2022-06-10 |  | Non-lead
035354 | 29058 GERANIUM AVE |  | Polytube | Yes |  | 2024-05-28 |  | PVC | 1986 | Yes |  | 2024-05-28 |  | Non-lead
035355 | 818 BAY DR |  | Polytube | Yes |  | 2023-04-24 |  | PVC | 1987 | Yes |  | 2023-04-24 |  | Non-lead
035356 | 1018 LOGGERHEAD LN |  | Polytube | Yes |  | 2024-02-23 |  | PVC | 1986 | Yes |  | 2024-02-23 |  | Non-lead
035357 | 22843 BLUE GILL LANE |  | Polytube | Yes |  | 2022-07-01 |  | PVC | 1987 | Yes |  | 2022-07-01 |  | Non-lead
035358 | 1182 AVE A |  | Polytube | Yes |  | 2024-05-06 |  | PVC | 1975 | Yes |  | 2024-05-06 |  | Non-lead
035359 | 29114 CEDAR DR |  | Polytube | Yes |  | 2022-12-21 |  | PVC | 1986 | Yes |  | 2022-12-21 |  | Non-lead
035360 | 1600 KEY DEER BLVD |  | Polytube | Yes |  | 2022-12-15 |  | PVC | 1987 | Yes |  | 2022-12-15 |  | Non-lead
035361 | 1500 REYNOLDS ST |  | PVC | Yes |  | 2022-08-24 |  | Ductile Iron | 1901 | Yes |  | 2022-08-24 |  | Non-lead
035362 | 23 BOCA CHICA RD |  | Polytube | Yes |  | 2022-09-26 |  | PVC | 1986 | Yes |  | 2022-09-26 |  | Non-lead
035363 | 27308 ST VINCENT LN |  | Unknown, Non-Lead | Yes |  | 2019-01-09 |  | Unknown, Non-Lead | 2020 | Yes |  | 2019-01-09 |  | Non-lead
035364 | 807 HAWKSBILL LN |  | Polytube | Yes |  | 2023-01-18 |  | PVC | 1986 | Yes |  | 2023-01-18 |  | Non-lead
035365 | 511 NAVAJO DR |  | Polytube | Yes |  | 2022-11-09 |  | PVC | 1987 | Yes |  | 2022-11-09 |  | Non-lead
035366 | 172 CEDAR LN |  | Polytube | Yes |  | 2022-07-11 |  | PVC | 1986 | Yes |  | 2022-07-11 |  | Non-lead
035367 | 102 CEDAR LN |  | Polytube | Yes |  | 2024-10-03 |  | PVC | 1986 | Yes |  | 2024-10-03 |  | Non-lead
035368 | 31241 D AVE |  | Unknown, Non-Lead | Yes |  | 2017-11-07 |  | Unknown, Non-Lead | 2007 | Yes |  | 2017-11-07 |  | Non-lead
035369 | 31249 D AVE |  | Polytube | Yes |  | 2024-06-24 |  | PVC | 1966 | Yes |  | 2024-06-24 |  | Non-lead
035370 | 963 HAWKSBILL LN |  | Polytube | Yes |  | 2024-02-15 |  | PVC | 1986 | Yes |  | 2024-02-15 |  | Non-lead
035371 | 29046 MARIGOLD LN |  | Polytube | Yes |  | 2022-08-10 |  | PVC | 1985 | Yes |  | 2022-08-10 |  | Non-lead
035372 | 238 HISPANOLA RD |  | Polytube | Yes |  | 2022-07-20 |  | PVC | 1986 | Yes |  | 2022-07-20 |  | Non-lead
035374 | 91875 OVERSEAS Hwy |  | Polytube | Yes |  | 2022-06-15 |  | PVC | 1972 | Yes |  | 2022-06-15 |  | Non-lead
035376 | 56 CORAL DR |  | Polytube | Yes |  | 2022-11-29 |  | PVC | 1987 | Yes |  | 2022-11-29 |  | Non-lead
035377 | 52 CORAL DR |  | Polytube | Yes |  | 2022-11-29 |  | PVC | 1982 | Yes |  | 2022-11-29 |  | Non-lead
035378 | 267 AZALEA ST |  | Polytube | Yes |  | 2022-06-16 |  | PVC | 1972 | Yes |  | 2022-06-16 |  | Non-lead
035379 | 79 N BAY HARBOR DR |  | Polytube | Yes |  | 2022-07-21 |  | PVC | 1986 | Yes |  | 2022-07-21 |  | Non-lead
035380 | 708 BARCELONA RD |  | Polytube | Yes |  | 2023-02-08 |  | PVC | 1986 | Yes |  | 2023-02-08 |  | Non-lead
035381 | 108 PLANTATION SHRS DR |  | Polytube | Yes |  | 2022-07-18 |  | PVC | 1986 | Yes |  | 2022-07-18 |  | Non-lead
035382 | 34 ORANGE DR |  | Polytube | Yes |  | 2022-05-17 |  | PVC | 1986 | Yes |  | 2022-05-17 |  | Non-lead
035383 | 28 S EXUMA RD |  | Polytube | Yes |  | 2024-09-04 |  | PVC | 1987 | Yes |  | 2024-09-04 |  | Non-lead
035384 | 28 EXUMA TOP/DUPLEX RD |  | Polytube | Yes |  | 2022-10-03 |  | PVC | 1987 | Yes |  | 2022-10-03 |  | Non-lead
035386 | 133 GALLEON RD |  | Polytube | Yes |  | 2022-06-10 |  | PVC | 1986 | Yes |  | 2022-06-10 |  | Non-lead
035387 | 636 CABRERA ST |  | Polytube | Yes |  | 2022-10-31 |  | PVC | 1986 | Yes |  | 2022-10-31 |  | Non-lead
035388 | 23 POMPANO AVE |  | Polytube | Yes |  | 2022-07-25 |  | PVC | 1986 | Yes |  | 2022-07-25 |  | Non-lead
035389 | 113 BUENA VISTA CT |  | Polytube | Yes |  | 2022-06-30 |  | PVC | 1987 | Yes |  | 2022-06-30 |  | Non-lead
035390 | 705 SHARON PL |  | Polytube | Yes |  | 2023-02-08 |  | PVC | 1986 | Yes |  | 2023-02-08 |  | Non-lead
035391 | 156 LA PALOMA RD |  | Polytube | Yes |  | 2024-04-30 |  | PVC | 1986 | Yes |  | 2024-04-30 |  | Non-lead
035392 | 70 JEAN LAFITTE DR |  | Unknown, Non-Lead | No |  |  |  | Unknown, Non-Lead | 1988 | No |  |  |  | Non-lead
035393 | 191 PEARL AVE |  | Polytube | Yes |  | 2022-06-13 |  | PVC | 1986 | Yes |  | 2022-06-13 |  | Non-lead
035394 | 41 E BEACH RD |  | Polytube | Yes |  | 2023-06-30 |  | PVC | 1987 | Yes |  | 2023-06-30 |  | Non-lead
035395 | 623 LA PALOMA RD |  | Polytube | Yes |  | 2023-02-07 |  | PVC | 1986 | Yes |  | 2023-02-07 |  | Non-lead
035396 | 97920 OVERSEAS HWY |  | Polytube | Yes |  | 2022-08-24 |  | Polytube | 1987 | Yes |  | 2022-08-24 |  | Non-lead
035397 | L28 826 LOGGERHEAD LN |  | Polytube | Yes |  | 2023-01-13 |  | PVC | 1986 | Yes |  | 2023-01-13 |  | Non-lead
035398 | 857 BIG PINE AVE |  | Unknown, Non-Lead | Yes |  | 2022-01-25 |  | PVC | 1989 | Yes |  | 2022-01-25 |  | Non-lead
035399 | L-40 164 SHORE LN |  | Polytube | Yes |  | 2022-07-08 |  | PVC | 1986 | Yes |  | 2022-07-08 |  | Non-lead
035400 | 17140 OLD STATE ROAD 4A |  | Polytube | Yes |  | 2022-08-17 |  | PVC | 1986 | Yes |  | 2022-08-17 |  | Non-lead
035401 | 29123 GUAVA LANE |  | Polytube | Yes |  | 2024-01-23 |  | PVC | 1986 | Yes |  | 2024-01-23 |  | Non-lead
035402 | 27341 WEST INDIES DR |  | Polytube | Yes |  | 2023-07-27 |  | PVC | 1984 | Yes |  | 2023-07-27 |  | Non-lead
035403 | 14 SAPPHIRE DR |  | Polytube | Yes |  | 2024-02-28 |  | PVC | 1986 | Yes |  | 2024-02-28 |  | Non-lead
035404 | APT 091 3314 NORTHSIDE DR |  | Polytube | Yes |  | 2023-08-25 |  | PVC | 1986 | Yes |  | 2023-08-25 |  | Non-lead
035405 | APT 092 3314 NORTHSIDE DR |  | Polytube | Yes |  | 2022-06-13 |  | PVC | 1986 | Yes |  | 2022-06-13 |  | Non-lead
035406 | APT 093 3314 NORTHSIDE DR |  | Polytube | Yes |  | 2022-06-27 |  | PVC | 1986 | Yes |  | 2022-06-27 |  | Non-lead
035407 | APT 094 3314 NORTHSIDE DR |  | Polytube | Yes |  | 2022-06-13 |  | PVC | 1986 | Yes |  | 2022-06-13 |  | Non-lead
035408 | APT 095 3314 NORTHSIDE DR |  | Polytube | Yes |  | 2022-06-13 |  | PVC | 1986 | Yes |  | 2022-06-13 |  | Non-lead
035409 | APT 096 3314 NORTHSIDE DR |  | Polytube | Yes |  | 2022-06-13 |  | PVC | 1986 | Yes |  | 2022-06-13 |  | Non-lead
035410 | APT 097 3314 NORTHSIDE DR |  | Polytube | Yes |  | 2022-06-13 |  | PVC | 1986 | Yes |  | 2022-06-13 |  | Non-lead
035411 | APT 098 3314 NORTHSIDE DR |  | Polytube | Yes |  | 2022-06-13 |  | PVC | 1986 | Yes |  | 2022-06-13 |  | Non-lead
035412 | 29145 CEDAR DR |  | Polytube | Yes |  | 2023-02-21 |  | PVC | 1986 | Yes |  | 2023-02-21 |  | Non-lead
035413 | 29642 CONSTITUTION AVE |  | Polytube | Yes |  | 2022-12-01 |  | PVC | 1986 | Yes |  | 2022-12-01 |  | Non-lead
035414 | 320 BOCA CHICA RD |  | Polytube | Yes |  | 2024-07-29 |  | PVC | 1985 | Yes |  | 2024-07-29 |  | Non-lead
035415 | 30051 POND LN |  | Polytube | Yes |  | 2022-12-06 |  | PVC | 1985 | Yes |  | 2022-12-06 |  | Non-lead
035416 | 29313 COCONUT PALM DR |  | Polytube | Yes |  | 2022-12-19 |  | PVC | 1986 | Yes |  | 2022-12-19 |  | Non-lead
035417 | 192 BLACKBEARD RD |  | Polytube | Yes |  | 2023-01-24 |  | PVC | 1986 | Yes |  | 2023-01-24 |  | Non-lead
035418 | 29139 GUAVA LANE |  | Polytube | Yes |  | 2022-12-14 |  | PVC | 1975 | Yes |  | 2022-12-14 |  | Non-lead
035419 | 201 908 SOUTHARD ST |  | Polytube | Yes |  | 2023-01-04 |  | PVC | 1987 | Yes |  | 2023-01-04 |  | Non-lead
035420 | 912 SOUTHARD ST |  | Polytube | Yes |  | 2023-01-04 |  | PVC | 1987 | Yes |  | 2023-01-04 |  | Non-lead
035421 | 1594 LANTANA LN |  | Polytube | Yes |  | 2022-12-19 |  | PVC | 1986 | Yes |  | 2022-12-19 |  | Non-lead
035422 | 765 BLACKBEARD JOLLY RD |  | Polytube | Yes |  | 2023-01-23 |  | PVC | 1987 | Yes |  | 2023-01-23 |  | Non-lead
035423 | MASTER TAP 203 FKAA JOHNSONVILLE TAP |  | Unknown | Yes |  | 2023-08-11 |  | Unknown |  | Yes |  | 2023-08-11 |  | Lead Status Unknown
035424 | LOT 11 395 CORAL AVE |  | Polytube | Yes |  | 2023-03-09 |  | PVC | 1986 | Yes |  | 2023-03-09 |  | Non-lead
035425 | 1206 W SHORE DR |  | PVC | Yes |  | 2024-02-27 |  | Polytube | 1986 | Yes |  | 2024-02-27 |  | Non-lead
035426 | 71 N BAY HARBOR DR |  | Polytube | Yes |  | 2022-11-03 |  | PVC | 1986 | Yes |  | 2022-11-03 |  | Non-lead
035427 | 116 BAYVIEW ISLE Dr |  | Unknown, Non-Lead | Yes |  | 2021-03-25 |  | PVC | 1988 | Yes |  | 2021-03-25 |  | Non-lead
035428 | 609 BOYD DR |  | Unknown, Non-Lead | No |  |  |  | Unknown, Non-Lead | 1988 | No |  |  |  | Non-lead
035429 | 900 VENETIAN BLVD |  | Polytube | Yes |  | 2022-06-08 |  | PVC | 1987 | Yes |  | 2022-06-08 |  | Non-lead
035430 | 190 BISCAYNE BLVD |  | Polytube | Yes |  | 2022-06-30 |  | PVC | 1987 | Yes |  | 2022-06-30 |  | Non-lead
035431 | 648 CABRERA ST |  | Polytube | Yes |  | 2024-06-26 |  | PVC | 1986 | Yes |  | 2024-06-26 |  | Non-lead
035432 | 304 ST THOMAS AVE |  | Polytube | Yes |  | 2024-09-25 |  | PVC | 1986 | Yes |  | 2024-09-25 |  | Non-lead
035433 | 148 PEARL AVE |  | Polytube | Yes |  | 2022-06-09 |  | PVC | 1986 | Yes |  | 2022-06-09 |  | Non-lead
035434 | 61 BOUNTY LN |  | Unknown, Non-Lead | No |  |  |  | Unknown, Non-Lead | 2004 | No |  |  |  | Non-lead
035435 | 703 N SHARON PL |  | Polytube | Yes |  | 2023-08-22 |  | PVC | 1986 | Yes |  | 2023-08-22 |  | Non-lead
035436 | 189 LA PALOMA RD |  | Polytube | Yes |  | 2023-02-07 |  | PVC | 1976 | Yes |  | 2023-02-07 |  | Non-lead
035437 | 152 DOVE AVE |  | Polytube | Yes |  | 2022-07-19 |  | PVC | 1986 | Yes |  | 2022-07-19 |  | Non-lead
035438 | 200 OCEAN TERRACE UP |  | Polytube | Yes |  | 2022-06-22 |  | PVC | 1986 | Yes |  | 2022-06-22 |  | Non-lead
035439 | 11A CALOOSA RD |  | Polytube | Yes |  | 2022-09-22 |  | PVC | 1987 | Yes |  | 2022-09-22 |  | Non-lead
035440 | 109 SEA SHORE DR |  | Unknown | Yes |  | 2022-06-22 |  | Unknown | 1986 | Yes |  | 2022-06-22 |  | Lead Status Unknown
035441 | 675 N LAKE DR |  | Unknown, Non-Lead | Yes |  | 2018-07-31 |  | PVC | 1989 | Yes |  | 2018-07-31 |  | Non-lead
035442 | 767 MUSA DR |  | Polytube | Yes |  | 2023-03-08 |  | PVC | 1997 | Yes |  | 2023-03-08 |  | Non-lead
035443 | 242 NORMANDY DR |  | Polytube | Yes |  | 2023-02-02 |  | PVC | 1986 | Yes |  | 2023-02-02 |  | Non-lead
035444 | 905 PLANTATION RD |  | Polytube | Yes |  | 2023-05-04 |  | PVC | 1970 | Yes |  | 2023-05-04 |  | Non-lead
035445 | 206 DEXTER CT |  | Polytube | Yes |  | 2022-07-12 |  | PVC | 1986 | Yes |  | 2022-07-12 |  | Non-lead
035446 | 7 CORRINE PL |  | Polytube | Yes |  | 2023-01-31 |  | PVC | 1978 | Yes |  | 2023-01-31 |  | Non-lead
035447 | 160 ORANGE BLOSSOM L RD |  | Unknown, Non-Lead | No |  |  |  | Unknown, Non-Lead | 1991 | No |  |  |  | Non-lead
035448 | 231 SECOND RD |  | Polytube | Yes |  | 2022-10-17 |  | PVC | 1986 | Yes |  | 2022-10-17 |  | Non-lead
035449 | APT REAR 146 DICKIE WAY |  | Polytube | Yes |  | 2023-01-30 |  | PVC | 1958 | Yes |  | 2023-01-30 |  | Non-lead
035450 | 41 MUTINY PL |  | Polytube | Yes |  | 2023-01-31 |  | PVC | 1987 | Yes |  | 2023-01-31 |  | Non-lead
035451 | 153 EL CAPITAN DR |  | Polytube | Yes |  | 2022-06-30 |  | PVC | 1980 | Yes |  | 2022-06-30 |  | Non-lead
035452 | 111 HIBISCUS DR |  | Polytube | Yes |  | 2022-11-14 |  | PVC | 1986 | Yes |  | 2022-11-14 |  | Non-lead
035453 | 156 VALOIS BLVD |  | Polytube | Yes |  | 2022-12-13 |  | PVC | 1987 | Yes |  | 2022-12-13 |  | Non-lead
035454 | 706 BARCELONA RD |  | Polytube | Yes |  | 2023-02-07 |  | PVC | 1986 | Yes |  | 2023-02-07 |  | Non-lead
035455 | 95490 OVERSEAS SEC 13 T HWY |  | Unknown, Non-Lead | Yes |  | 2022-04-20 |  | Unknown, Non-Lead | 1992 | Yes |  | 2022-04-20 |  | Non-lead
035456 | L11B10 22965 BLUEGILL LN |  | Polytube | Yes |  | 2022-11-18 |  | PVC | 1986 | Yes |  | 2022-11-18 |  | Non-lead
035457 | UNIT 303 1500 ATLANTIC BLVD |  | PVC | Yes |  | 2022-08-25 |  | Copper | 1984 | Yes |  | 2022-08-25 |  | Non-lead
035458 | 29345 CYPRESS DR |  | Polytube | Yes |  | 2023-03-20 |  | PVC | 1974 | Yes |  | 2023-03-20 |  | Non-lead
035459 | 29146 GUAVA LANE |  | Polytube | Yes |  | 2022-12-14 |  | PVC | 1987 | Yes |  | 2022-12-14 |  | Non-lead
035460 | 3952 EUGENE RD |  | Polytube | Yes |  | 2023-01-12 |  | PVC | 1986 | Yes |  | 2023-01-12 |  | Non-lead
035461 | MASTER TAP 204 FKAA AIRPORT TAP |  | Steel | Yes |  | 2023-01-03 |  | Steel |  | Yes |  | 2023-01-03 |  | Non-lead
035462 | MASTER TAP 205 FKAA 72ND ST TAP |  | Unknown, Non-Lead | Yes |  | 2019-02-22 |  | Unknown, Non-Lead | 2017 | Yes |  | 2019-02-22 |  | Non-lead
035463 | MASTER TAP 206 FKAA CVS PHARMACY TAP |  | Unknown | Yes |  | 2023-01-30 |  | Cast Iron |  | Yes |  | 2023-01-30 |  | Lead Status Unknown
035465 | 29456 FORRESTAL AVE |  | Polytube | Yes |  | 2022-12-05 |  | PVC | 1986 | Yes |  | 2022-12-05 |  | Non-lead
035466 | 17195 HIBISCUS LN |  | Polytube | Yes |  | 2022-11-01 |  | PVC | 1987 | Yes |  | 2022-11-01 |  | Non-lead
035467 | 156 SPANISH MAIN DR |  | Polytube | Yes |  | 2024-03-27 |  | PVC | 1986 | Yes |  | 2024-03-27 |  | Non-lead
035468 | 5750 2ND AVE |  | Polytube | Yes |  | 2023-03-06 |  | PVC | 1982 | Yes |  | 2023-03-06 |  | Non-lead
035469 | B4L13 24328 W CARRIBEAN DR |  | Polytube | Yes |  | 2023-04-24 |  | PVC | 1986 | Yes |  | 2023-04-24 |  | Non-lead
035470 | 479 90TH OCEAN ST |  | Polytube | Yes |  | 2023-01-19 |  | PVC | 1987 | Yes |  | 2023-01-19 |  | Non-lead
035471 | 53 E CAHILL CT |  | Polytube | Yes |  | 2024-04-10 |  | PVC | 1981 | Yes |  | 2024-04-10 |  | Non-lead
035472 | 751 98TH OCEAN ST |  | Copper | Yes |  | 2022-11-23 |  | PVC | 1986 | Yes |  | 2022-11-23 |  | Non-lead
035474 | 254 W SEAVIEW DR |  | Polytube | Yes |  | 2022-10-22 |  | PVC | 1986 | Yes |  | 2022-10-22 |  | Non-lead
035475 | 7850 GULFSTREAM BLVD |  | Polytube | Yes |  | 2023-01-31 |  | PVC | 1986 | Yes |  | 2023-01-31 |  | Non-lead
035476 | 19567 INDIAN MOUND DR |  | Polytube | Yes |  | 2022-08-26 |  | PVC | 1988 | Yes |  | 2022-08-26 |  | Non-lead
035477 | 22822 LOOKDOWN LN |  | Polytube | Yes |  | 2022-11-09 |  | PVC | 1986 | Yes |  | 2022-11-09 |  | Non-lead
035478 | 123 CALLE ENSUENO |  | Polytube | Yes |  | 2023-03-24 |  | PVC | 1986 | Yes |  | 2023-03-24 |  | Non-lead
035479 | 2000 MANOR LANE |  | Polytube | Yes |  | 2023-03-31 |  | PVC | 1986 | Yes |  | 2023-03-31 |  | Non-lead
035480 | 2420 YELLOWTAIL DR |  | Polytube | Yes |  | 2023-01-27 |  | PVC | 1987 | Yes |  | 2023-01-27 |  | Non-lead
035481 | 1495 COPA D'ORO |  | Unknown, Non-Lead | Yes |  | 2023-10-17 |  | Unknown, Non-Lead | 1988 | Yes |  | 2023-10-17 |  | Non-lead
035482 | 109 ALYNN PL |  | Unknown, Non-Lead | No |  |  |  | Unknown, Non-Lead | 1988 | No |  |  |  | Non-lead
035483 | 117 BRIAN RD |  | Polytube | Yes |  | 2022-05-13 |  | PVC | 1988 | Yes |  | 2022-05-13 |  | Non-lead
035484 | A 103 GULFWIND LN |  | Polytube | Yes |  | 2023-02-08 |  | PVC | 1986 | Yes |  | 2023-02-08 |  | Non-lead
035485 | 583 50TH ST |  | Unknown, Non-Lead | Yes |  | 2024-09-16 |  | Unknown, Non-Lead | 1989 | Yes |  | 2024-09-16 |  | Non-lead
035486 | 2020 H AVE |  | Unknown, Non-Lead | Yes |  | 2019-10-02 |  | PVC | 2019 | Yes |  | 2019-10-02 |  | Non-lead
035487 | 1565 YELLOWTAIL DR |  | Polytube | Yes |  | 2022-08-16 |  | PVC | 1986 | Yes |  | 2022-08-16 |  | Non-lead
035488 | 122 S LAYTON DR |  | Polytube | Yes |  | 2022-06-27 |  | PVC | 1987 | Yes |  | 2022-06-27 |  | Non-lead
035489 | 152 E CAHILL CT |  | Polytube | Yes |  | 2022-12-12 |  | PVC | 1986 | Yes |  | 2022-12-12 |  | Non-lead
035490 | 29830 FROSTPROOF RD |  | Polytube | Yes |  | 2022-12-06 |  | PVC | 1986 | Yes |  | 2022-12-06 |  | Non-lead
035491 | 858 NARRAGANSETT LN |  | Unknown, Non-Lead | No |  |  |  | Unknown, Non-Lead | 1989 | No |  |  |  | Non-lead
035492 | 110 FIRST ST |  | Polytube | Yes |  | 2023-02-01 |  | PVC | 1986 | Yes |  | 2023-02-01 |  | Non-lead
035493 | 121 TOLLGATE LN |  | Polytube | Yes |  | 2022-06-28 |  | PVC | 1987 | Yes |  | 2022-06-28 |  | Non-lead
035494 | 157 CANAL ST |  | Polytube | Yes |  | 2022-06-10 |  | PVC | 1977 | Yes |  | 2022-06-10 |  | Non-lead
035495 | 100280 OVERSEAS LTS 13 1 HWY |  | Polytube | Yes |  | 2023-02-03 |  | PVC | 1987 | Yes |  | 2023-02-03 |  | Non-lead
035496 | 205 BURGUNDY DR |  | Copper | Yes |  | 2024-02-14 |  | PVC | 1986 | Yes |  | 2024-02-14 |  | Non-lead
035497 | 139 N BAY HARBOR DR |  | Polytube | Yes |  | 2022-07-21 |  | PVC | 1987 | Yes |  | 2022-07-21 |  | Non-lead
035498 | 809 BLUE HERON LN |  | Copper | Yes |  | 2023-02-08 |  | PVC | 1987 | Yes |  | 2023-02-08 |  | Non-lead
035499 | 147 OCEAN VIEW DR |  | Polytube | Yes |  | 2023-01-30 |  | PVC | 1986 | Yes |  | 2023-01-30 |  | Non-lead
035500 | 175 S OCEAN SHRS DR |  | Polytube | Yes |  | 2023-01-30 |  | PVC | 1987 | Yes |  | 2023-01-30 |  | Non-lead
035501 | 108 7TH LANE |  | Polytube | Yes |  | 2023-08-11 |  | PVC | 1981 | Yes |  | 2023-08-11 |  | Non-lead
035502 | 320 LES RHODES DR |  | Unknown, Non-Lead | Yes |  | 2021-03-24 |  | Unknown, Non-Lead | 2002 | Yes |  | 2021-03-24 |  | Non-lead
035503 | 1-8 81888 OVERSEAS HWY |  | Polytube | Yes |  | 2022-06-23 |  | PVC | 1986 | Yes |  | 2022-06-23 |  | Non-lead
035504 | 29 S HARBOR DR |  | Unknown, Non-Lead | Yes |  | 2021-09-08 |  | Unknown, Non-Lead | 2000 | Yes |  | 2021-09-08 |  | Non-lead
035505 | 125 THIRD LANE |  | Polytube | Yes |  | 2023-08-16 |  | PVC | 1986 | Yes |  | 2023-08-16 |  | Non-lead
035506 | 101 FOURTH LN |  | Polytube | Yes |  | 2022-10-25 |  | PVC | 1986 | Yes |  | 2022-10-25 |  | Non-lead
035507 | 413 MAHOGANY CIR |  | Unknown, Non-Lead | No |  |  |  | Unknown, Non-Lead | 1992 | No |  |  |  | Non-lead
035508 | 118 PLANTATION AVE |  | Polytube | Yes |  | 2022-06-09 |  | PVC | 1986 | Yes |  | 2022-06-09 |  | Non-lead
035509 | 213 LAPALOMA RD |  | Polytube | Yes |  | 2023-02-07 |  | PVC | 1987 | Yes |  | 2023-02-07 |  | Non-lead
035510 | 9 MAHOGANY LN |  | Polytube | Yes |  | 2022-09-22 |  | PVC | 1986 | Yes |  | 2022-09-22 |  | Non-lead
035511 | 43 JEAN LAFITTE |  | Polytube | Yes |  | 2022-07-28 |  | PVC | 1986 | Yes |  | 2022-07-28 |  | Non-lead
035513 | 300 OCEAN TER |  | Polytube | Yes |  | 2022-06-22 |  | PVC | 1986 | Yes |  | 2022-06-22 |  | Non-lead
035514 | 76434 OVERSEAS HWY |  | Polytube | Yes |  | 2022-07-07 |  | PVC | 1986 | Yes |  | 2022-07-07 |  | Non-lead
035515 | 237 APACHE ST |  | Polytube | Yes |  | 2022-10-28 |  | PVC | 1986 | Yes |  | 2022-10-28 |  | Non-lead
035516 | 43 LAKE SHORE DR |  | Polytube | Yes |  | 2022-11-30 |  | PVC | 1974 | Yes |  | 2022-11-30 |  | Non-lead
035517 | 9 BONITA AVE |  | Polytube | Yes |  | 2023-06-05 |  | PVC | 2016 | Yes |  | 2023-06-05 |  | Non-lead
035518 | 89 N BAY HARBOR DR |  | Polytube | Yes |  | 2022-07-21 |  | PVC | 1986 | Yes |  | 2022-07-21 |  | Non-lead
035519 | 85 N BAY HARBOR DR |  | Polytube | Yes |  | 2022-07-21 |  | PVC | 1986 | Yes |  | 2022-07-21 |  | Non-lead
035520 | #4 82762 OVERSEAS HWY |  | Unknown, Non-Lead | Yes |  | 2020-03-27 |  | PVC | 1998 | Yes |  | 2020-03-27 |  | Non-lead
035521 | 1018 N CRANE ST |  | Polytube | Yes |  | 2023-05-04 |  | PVC | 1987 | Yes |  | 2023-05-04 |  | Non-lead
035522 | 710 BARCELONA RD |  | Polytube | Yes |  | 2023-02-08 |  | PVC | 1986 | Yes |  | 2023-02-08 |  | Non-lead
035523 | 114 PLANTATION AVE |  | Unknown | Yes |  | 2024-03-18 |  | Unknown | 1986 | Yes |  | 2024-03-18 |  | Lead Status Unknown
035524 | 12 EDWARD PLACE |  | Polytube | Yes |  | 2023-02-08 |  | PVC | 1968 | Yes |  | 2023-02-08 |  | Non-lead
035525 | 876 ELLEN DR |  | Polytube | Yes |  | 2023-05-17 |  | PVC | 1984 | Yes |  | 2023-05-17 |  | Non-lead
035526 | 3 TRANSYLVANIA AVE |  | Polytube | Yes |  | 2022-10-31 |  | PVC | 1978 | Yes |  | 2022-10-31 |  | Non-lead
035527 | 953 PLANTATION RD |  | Unknown, Non-Lead | Yes |  | 2018-06-30 |  | Polytube | 2005 | Yes |  | 2018-06-30 |  | Non-lead
035528 | 91 N BAY HARBOR DR |  | Polytube | Yes |  | 2022-07-21 |  | PVC | 1986 | Yes |  | 2022-07-21 |  | Non-lead
035529 | 61 COLUMBUS DR |  | Unknown, Non-Lead | Yes |  | 2023-02-28 |  | PVC | 1990 | Yes |  | 2023-02-28 |  | Non-lead
035530 | 214 OCEAN DR |  | Polytube | Yes |  | 2022-11-16 |  | PVC | 1986 | Yes |  | 2022-11-16 |  | Non-lead
035531 | 100 OCEAN TERRACE PA |  | Polytube | Yes |  | 2022-06-22 |  | PVC | 1987 | Yes |  | 2022-06-22 |  | Non-lead
035532 | 833 SPOONBILL LN |  | Polytube | Yes |  | 2023-02-08 |  | Polytube | 1986 | Yes |  | 2023-02-08 |  | Non-lead
035533 | 33 BUTTONWOOD DR |  | Polytube | Yes |  | 2023-09-13 |  | PVC | 1987 | Yes |  | 2023-09-13 |  | Non-lead
035534 | 6 TIKI LANE |  | Unknown, Non-Lead | Yes |  | 2018-06-22 |  | PVC | 1989 | Yes |  | 2018-06-22 |  | Non-lead
035535 | 56 W PLAZA DEL LAGO L |  | Polytube | Yes |  | 2022-06-30 |  | PVC | 1987 | Yes |  | 2022-06-30 |  | Non-lead
035536 | 9 DOLPHIN RD |  | Polytube | Yes |  | 2022-07-25 |  | PVC | 1982 | Yes |  | 2022-07-25 |  | Non-lead
035537 | 175 JASMINE ST |  | Unknown, Non-Lead | No |  |  |  | Unknown, Non-Lead | 2013 | No |  |  |  | Non-lead
035538 | 28 GORDON CIRCLE |  | Polytube | Yes |  | 2023-05-04 |  | PVC | 1986 | Yes |  | 2023-05-04 |  | Non-lead
035539 | 430 LIME DR |  | Polytube | Yes |  | 2023-02-02 |  | PVC | 1986 | Yes |  | 2023-02-02 |  | Non-lead
035540 | 432 LIME DR |  | Polytube | Yes |  | 2023-02-02 |  | PVC | 1986 | Yes |  | 2023-02-02 |  | Non-lead
035541 | 527 CARIBBEAN AVE |  | Polytube | Yes |  | 2022-11-10 |  | PVC | 1986 | Yes |  | 2022-11-10 |  | Non-lead
035542 | CARIBBEAN AVE |  | Polytube | Yes |  | 2022-11-16 |  | PVC | 1986 | Yes |  | 2022-11-16 |  | Non-lead
035543 | 13 ORANGE LTS 17 & DR |  | Unknown | Yes |  | 2023-12-22 |  | Unknown | 1986 | Yes |  | 2023-12-22 |  | Lead Status Unknown
035544 | 614 ISLAND DR |  | Polytube | Yes |  | 2022-10-13 |  | PVC | 1987 | Yes |  | 2022-10-13 |  | Non-lead
035545 | 100 OCEAN SHORES DR |  | Polytube | Yes |  | 2023-01-31 |  | PVC | 1986 | Yes |  | 2023-01-31 |  | Non-lead
035546 | 126 DOVE CREEK DR |  | Polytube | Yes |  | 2022-07-20 |  | PVC | 1983 | Yes |  | 2022-07-20 |  | Non-lead
035549 | #2 105950 OVERSEAS HWY |  | Polytube | Yes |  | 2024-08-07 |  | PVC | 1981 | Yes |  | 2024-08-07 |  | Non-lead
035551 | 179 PLANTATION AVE |  | Polytube | Yes |  | 2022-06-09 |  | PVC | 1987 | Yes |  | 2022-06-09 |  | Non-lead
035552 | 216 S JASMINE ST |  | Polytube | Yes |  | 2022-06-16 |  | Copper | 1987 | Yes |  | 2022-06-16 |  | Non-lead
035553 | 1125 HERON RD |  | Polytube | Yes |  | 2022-07-21 |  | PVC | 1987 | Yes |  | 2022-07-21 |  | Non-lead
035554 | 291 WOODS AVE |  | Polytube | Yes |  | 2022-06-14 |  | PVC | 1987 | Yes |  | 2022-06-14 |  | Non-lead
035555 | 100 FIRST ST |  | Polytube | Yes |  | 2023-02-01 |  | PVC | 1985 | Yes |  | 2023-02-01 |  | Non-lead
035556 | 708 N LAKE DR |  | Unknown, Non-Lead | No |  |  |  | PVC | 1989 | No |  |  |  | Non-lead
035557 | 52 W PLAZA DEL LAGO L |  | Polytube | Yes |  | 2022-06-30 |  | PVC | 1987 | Yes |  | 2022-06-30 |  | Non-lead
035558 | 37 FLORIDA DR |  | Polytube | Yes |  | 2022-11-17 |  | PVC | 1986 | Yes |  | 2022-11-17 |  | Non-lead
035559 | 442 COLLINS ST |  | Polytube | Yes |  | 2022-10-31 |  | PVC | 1953 | Yes |  | 2022-10-31 |  | Non-lead
035560 | 2258 SAN REMO DR |  | Polytube | Yes |  | 2023-08-03 |  | PVC | 1986 | Yes |  | 2023-08-03 |  | Non-lead
035561 | 31461 D AVE |  | Polytube | Yes |  | 2022-08-22 |  | PVC | 1987 | Yes |  | 2022-08-22 |  | Non-lead
035562 | WEST 17091 MARLIN RD |  | Polytube | Yes |  | 2023-05-04 |  | PVC | 1980 | Yes |  | 2023-05-04 |  | Non-lead
035563 | 125 COLSON DR |  | Polytube | Yes |  | 2022-10-31 |  | PVC | 1979 | Yes |  | 2022-10-31 |  | Non-lead
035564 | 117 AVE G |  | Polytube | Yes |  | 2022-10-13 |  | PVC | 1986 | Yes |  | 2022-10-13 |  | Non-lead
035565 | 26960 SHANNAHAN RD |  | Polytube | Yes |  | 2022-09-26 |  | PVC | 1938 | Yes |  | 2022-09-26 |  | Non-lead
035566 | 29633 INDEPENDENCE AVE |  | Polytube | Yes |  | 2022-12-05 |  | PVC | 1979 | Yes |  | 2022-12-05 |  | Non-lead
035567 | 2811 VENETIAN DR |  | Polytube | Yes |  | 2023-04-24 |  | Polytube | 1986 | Yes |  | 2023-04-24 |  | Non-lead
035568 | 28566 ARICA RD |  | Polytube | Yes |  | 2022-12-19 |  | PVC | 1986 | Yes |  | 2022-12-19 |  | Non-lead
035569 | STORE C05&06 1075 DUVAL ST |  | Polytube | Yes |  | 2022-09-26 |  | PVC | 1987 | Yes |  | 2022-09-26 |  | Non-lead
035570 | STORE C01 1075 DUVAL ST |  | Polytube | Yes |  | 2022-09-26 |  | PVC | 1987 | Yes |  | 2022-09-26 |  | Non-lead
035571 | STORE C02 1075 DUVAL ST |  | Polytube | Yes |  | 2023-12-06 |  | PVC | 1987 | Yes |  | 2023-12-06 |  | Non-lead
035572 | STORE C03 1075 DUVAL ST |  | Polytube | Yes |  | 2022-09-26 |  | PVC | 1987 | Yes |  | 2022-09-26 |  | Non-lead
035573 | STORE C04 1075 DUVAL ST |  | Polytube | Yes |  | 2022-09-26 |  | PVC | 1987 | Yes |  | 2022-09-26 |  | Non-lead
035574 | UNIT R31 1075 DUVAL ST |  | Polytube | Yes |  | 2024-09-09 |  | PVC | 1987 | Yes |  | 2024-09-09 |  | Non-lead
035575 | UNIT R32 1075 DUVAL ST |  | Polytube | Yes |  | 2022-09-26 |  | PVC | 1987 | Yes |  | 2022-09-26 |  | Non-lead
035576 | 1545 FERN AVE |  | Polytube | Yes |  | 2022-12-15 |  | PVC | 1980 | Yes |  | 2022-12-15 |  | Non-lead
035577 | 29784 SPRINGTIME RD |  | Polytube | Yes |  | 2022-09-02 |  | PVC | 1986 | Yes |  | 2022-09-02 |  | Non-lead
035578 | 341 CORAL AVE |  | Unknown, Non-Lead | Yes |  | 2018-08-31 |  | Unknown, Non-Lead | 1988 | Yes |  | 2018-08-31 |  | Non-lead
035579 | 1122 FLAGSHIP DR |  | Polytube | Yes |  | 2023-04-25 |  | PVC | 1987 | Yes |  | 2023-04-25 |  | Non-lead
035580 | 317 SHIPS WAY |  | Polytube | Yes |  | 2023-07-25 |  | PVC | 1983 | Yes |  | 2023-07-25 |  | Non-lead
035581 | 29462 SARATOGA AVE |  | Polytube | Yes |  | 2024-07-22 |  | PVC | 1986 | Yes |  | 2024-07-22 |  | Non-lead
035582 | 29630 RANGER AVE |  | Polytube | Yes |  | 2022-12-01 |  | PVC | 1982 | Yes |  | 2022-12-01 |  | Non-lead
035583 | 308 PISCES LN |  | Polytube | Yes |  | 2022-09-26 |  | PVC | 1979 | Yes |  | 2022-09-26 |  | Non-lead
035584 | L32 25387 3RD ST |  | Polytube | Yes |  | 2023-11-27 |  | PVC | 1986 | Yes |  | 2023-11-27 |  | Non-lead
035587 | 20850 W 7TH AVE |  | Polytube | Yes |  | 2022-10-31 |  | PVC | 1987 | Yes |  | 2022-10-31 |  | Non-lead
035588 | 22940 GASPARILLA LN |  | Polytube | Yes |  | 2024-09-27 |  | PVC | 1986 | Yes |  | 2024-09-27 |  | Non-lead
035589 | 29423 SARATOGA AVE |  | Unknown, Non-Lead | Yes |  | 2024-04-18 |  | Unknown, Non-Lead | 1989 | Yes |  | 2024-04-18 |  | Non-lead
035590 | 25358 2ND ST |  | Polytube | Yes |  | 2023-04-25 |  | PVC | 1986 | Yes |  | 2023-04-25 |  | Non-lead
035591 | 25358 2ND |  | Polytube | Yes |  | 2022-08-31 |  | PVC | 1986 | Yes |  | 2022-08-31 |  | Non-lead
035592 | 667 E CARRIBEAN DR |  | Polytube | Yes |  | 2023-04-26 |  | PVC | 1986 | Yes |  | 2023-04-26 |  | Non-lead
035593 | 19246 HANSON TRL |  | Polytube | Yes |  | 2024-06-28 |  | PVC | 1986 | Yes |  | 2024-06-28 |  | Non-lead
035594 | L D BAT TOWER RD |  | Unknown, Non-Lead | Yes |  | 2022-07-15 |  | No Piping | 1903 | Yes |  | 2022-07-15 |  | Non-lead
035597 | 27316 MARTINIQUE LANE |  | Polytube | Yes |  | 2024-04-02 |  | PVC | 1986 | Yes |  | 2024-04-02 |  | Non-lead
035598 | 102811 OVERSEAS HWY |  | PVC | Yes |  | 2022-06-29 |  | PVC | 1954 | Yes |  | 2022-06-29 |  | Non-lead
035599 | 23061 SNAPPER LANE |  | Unknown, Non-Lead | Yes |  | 2024-03-27 |  | Unknown, Non-Lead | 2019 | Yes |  | 2024-03-27 |  | Non-lead
035600 | 46 CYPRESS AVE |  | Polytube | Yes |  | 2022-11-07 |  | PVC | 1987 | Yes |  | 2022-11-07 |  | Non-lead
035601 | 29180 ROSE DR |  | Polytube | Yes |  | 2023-11-16 |  | PVC | 1987 | Yes |  | 2023-11-16 |  | Non-lead
035602 | 31028 HOLLERICH DR |  | Polytube | Yes |  | 2022-11-14 |  | PVC | 1986 | Yes |  | 2022-11-14 |  | Non-lead
035603 | 17177 DOLPHIN ST W |  | Polytube | Yes |  | 2023-11-09 |  | PVC | 1986 | Yes |  | 2023-11-09 |  | Non-lead
035604 | 22957 DRAKE LN |  | Polytube | Yes |  | 2022-11-07 |  | PVC | 1986 | Yes |  | 2022-11-07 |  | Non-lead
035605 | 28562 DIRK RD |  | Polytube | Yes |  | 2023-01-24 |  | PVC | 1986 | Yes |  | 2023-01-24 |  | Non-lead
035606 | 212 AVE G |  | Polytube | Yes |  | 2023-07-05 |  | PVC | 1986 | Yes |  | 2023-07-05 |  | Non-lead
035607 | 116 AVE F |  | Polytube | Yes |  | 2022-05-26 |  | PVC | 1987 | Yes |  | 2022-05-26 |  | Non-lead
035608 | 22735 PRIVATEER DR |  | Polytube | Yes |  | 2022-12-28 |  | PVC | 1986 | Yes |  | 2022-12-28 |  | Non-lead
035609 | 105300 OVERSEAS HWY/BLACKWATER LANE |  | Polytube | Yes |  | 2023-01-10 |  | PVC | 1986 | Yes |  | 2023-01-10 |  | Non-lead
035610 | 23015 TARPON LN |  | Polytube | Yes |  | 2022-12-28 |  | PVC | 1986 | Yes |  | 2022-12-28 |  | Non-lead
035611 | 3200 OVERSEAS HWY |  | Polytube | Yes |  | 2024-07-17 |  | PVC | 1968 | Yes |  | 2024-07-17 |  | Non-lead
035612 | 31120 ATLANTIS DR |  | Polytube | Yes |  | 2022-11-14 |  | PVC | 1987 | Yes |  | 2022-11-14 |  | Non-lead
035613 | 627 E CARRIBEAN DR |  | Polytube | Yes |  | 2023-10-18 |  | None | 1979 | Yes |  | 2023-10-18 |  | Non-lead
035614 | 637 E CARRIBEAN DR |  | Polytube | Yes |  | 2020-09-10 |  | PVC | 1984 | Yes |  | 2020-09-10 |  | Non-lead
035615 | 19453 SEMINOLE ST |  | Polytube | Yes |  | 2024-03-20 |  | PVC | 1986 | Yes |  | 2024-03-20 |  | Non-lead
035616 | 350 W SHORE -LT 37 BK DR |  | Unknown, Non-Lead | Yes |  | 2021-10-20 |  | PVC | 1988 | Yes |  | 2021-10-20 |  | Non-lead
035617 | 10 SAPPHIRE DR |  | Polytube | Yes |  | 2022-09-06 |  | PVC | 1986 | Yes |  | 2022-09-06 |  | Non-lead
035618 | 36 TREASURE CHEST DR |  | Polytube | Yes |  | 2022-12-28 |  | PVC | 1986 | Yes |  | 2022-12-28 |  | Non-lead
035619 | 137 LOBSTERTAIL RD |  | Polytube | Yes |  | 2022-12-12 |  | PVC | 1986 | Yes |  | 2022-12-12 |  | Non-lead
035620 | 72 CUTTHROAT DR |  | Polytube | Yes |  | 2022-12-28 |  | PVC | 1987 | Yes |  | 2022-12-28 |  | Non-lead
035621 | 29172 ROSE DR |  | Polytube | Yes |  | 2023-05-02 |  | PVC | 1987 | Yes |  | 2023-05-02 |  | Non-lead
035622 | 102 ZANE GREY CREEK DR |  | Polytube | Yes |  | 2022-05-20 |  | PVC | 1986 | Yes |  | 2022-05-20 |  | Non-lead
035623 | 124 BIMINI DR |  | Polytube | Yes |  | 2022-10-22 |  | Polytube | 1986 | Yes |  | 2022-10-22 |  | Non-lead
035624 | 260 W SEAVIEW DR |  | Polytube | Yes |  | 2022-10-22 |  | PVC | 1986 | Yes |  | 2022-10-22 |  | Non-lead
035625 | 461 LA FITTE RD |  | Polytube | Yes |  | 2022-05-12 |  | PVC |  | Yes |  | 2022-05-12 |  | Non-lead
035626 | 495 SOMBRERO BCH LFT RD |  | Polytube | Yes |  | 2022-06-23 |  | PVC | 1986 | Yes |  | 2022-06-23 |  | Non-lead
035627 | 493 SOMBRERO BCH RT RD |  | Polytube | Yes |  | 2023-08-15 |  | PVC | 1986 | Yes |  | 2023-08-15 |  | Non-lead
035628 | 499 SOMBRERO BCH LS RD |  | Polytube | Yes |  | 2022-06-08 |  | PVC | 1986 | Yes |  | 2022-06-08 |  | Non-lead
035629 | 497 SOMBRERO BCH RD |  | Polytube | Yes |  | 2023-06-14 |  | PVC | 1986 | Yes |  | 2023-06-14 |  | Non-lead
035630 | 63 SOMBRERO BCH RD |  | Polytube | Yes |  | 2022-11-10 |  | PVC | 1986 | Yes |  | 2022-11-10 |  | Non-lead
035631 | #A 219 BRIAN RD |  | Polytube | Yes |  | 2023-01-31 |  | PVC | 1986 | Yes |  | 2023-01-31 |  | Non-lead
035632 | #B 219 BRIAN RD |  | Polytube | Yes |  | 2024-04-11 |  | PVC | 1986 | Yes |  | 2024-04-11 |  | Non-lead
035633 | 1655 HARBOR DRIVE |  | Polytube | Yes |  | 2024-06-21 |  | PVC | 1986 | Yes |  | 2024-06-21 |  | Non-lead
035634 | 107 ALYNN PL |  | Polytube | Yes |  | 2023-01-27 |  | PVC | 1979 | Yes |  | 2023-01-27 |  | Non-lead
035635 | 88 CALLE ENSUENO |  | Polytube | Yes |  | 2022-06-01 |  | PVC | 2002 | Yes |  | 2022-06-01 |  | Non-lead
035637 | A-2 117 COCO PLUM DR |  | Unknown, Non-Lead | Yes |  | 2019-09-16 |  | Unknown, Non-Lead | 1988 | Yes |  | 2019-09-16 |  | Non-lead
035638 | A-1 117 COCO PLUM DR |  | Unknown, Non-Lead | Yes |  | 2020-08-12 |  | Unknown, Non-Lead | 1988 | Yes |  | 2020-08-12 |  | Non-lead
035639 | UNIT B-2 117 COCO PLUM DR |  | Unknown, Non-Lead | Yes |  | 2018-10-01 |  | Unknown, Non-Lead | 1988 | Yes |  | 2018-10-01 |  | Non-lead
035640 | 12 HILTON HAVEN RD |  | Polytube | Yes |  | 2022-10-25 |  | PVC | 1958 | Yes |  | 2022-10-25 |  | Non-lead
035641 | 22746 PRIVATEER DR |  | Polytube | Yes |  | 2022-12-28 |  | PVC | 1986 | Yes |  | 2022-12-28 |  | Non-lead
035642 | L14 B1 62 CUTTHROAT DR |  | Unknown, Non-Lead | Yes |  | 2021-11-01 |  | Unknown, Non-Lead | 1988 | Yes |  | 2021-11-01 |  | Non-lead
035643 | 101 CUTTHROAT DR |  | Polytube | Yes |  | 2022-12-28 |  | PVC | 1986 | Yes |  | 2022-12-28 |  | Non-lead
035644 | 52 CUTTHROAT DR |  | Polytube | Yes |  | 2023-06-21 |  | PVC | 1988 | Yes |  | 2023-06-21 |  | Non-lead
035645 | LOT 13 565 BARRY RD |  | Polytube | Yes |  | 2023-01-25 |  | PVC | 1985 | Yes |  | 2023-01-25 |  | Non-lead
035646 | #A 2251 SAN SEBASTION DR |  | Copper | Yes |  | 2023-01-31 |  | Copper | 1987 | Yes |  | 2023-01-31 |  | Non-lead
035647 | 3756 PALMETTO ST |  | Polytube | Yes |  | 2024-09-20 |  | PVC | 1986 | Yes |  | 2024-09-20 |  | Non-lead
035649 | 30908 MINORCA DR |  | Polytube | Yes |  | 2022-11-17 |  | PVC | 1986 | Yes |  | 2022-11-17 |  | Non-lead
035650 | APT 101 3314 NORTHSIDE DR |  | Polytube | Yes |  | 2022-08-26 |  | PVC | 1986 | Yes |  | 2022-08-26 |  | Non-lead
035651 | APT 102 3314 NORTHSIDE DR |  | Polytube | Yes |  | 2022-06-13 |  | PVC | 1986 | Yes |  | 2022-06-13 |  | Non-lead
035652 | APT 103 3314 NORTHSIDE DR |  | Polytube | Yes |  | 2022-06-13 |  | PVC | 1986 | Yes |  | 2022-06-13 |  | Non-lead
035653 | APT 104 3314 NORTHSIDE DR |  | Polytube | Yes |  | 2022-06-13 |  | PVC | 1986 | Yes |  | 2022-06-13 |  | Non-lead
035654 | APT 105 3314 NORTHSIDE DR |  | Polytube | Yes |  | 2023-07-19 |  | PVC | 1986 | Yes |  | 2023-07-19 |  | Non-lead
035655 | APT 106 3314 NORTHSIDE DR |  | Polytube | Yes |  | 2023-02-14 |  | PVC | 1986 | Yes |  | 2023-02-14 |  | Non-lead
035656 | APT 107 3314 NORTHSIDE DR |  | Polytube | Yes |  | 2022-06-13 |  | PVC | 1986 | Yes |  | 2022-06-13 |  | Non-lead
035657 | APT 108 3314 NORTHSIDE DR |  | Polytube | Yes |  | 2022-06-13 |  | PVC | 1986 | Yes |  | 2022-06-13 |  | Non-lead
035658 | APT 111 3314 NORTHSIDE DR |  | Polytube | Yes |  | 2024-09-18 |  | PVC | 1986 | Yes |  | 2024-09-18 |  | Non-lead
035659 | APT 112 3314 NORTHSIDE DR |  | Polytube | Yes |  | 2024-01-08 |  | PVC | 1986 | Yes |  | 2024-01-08 |  | Non-lead
035660 | APT 113 3314 NORTHSIDE DR |  | Polytube | Yes |  | 2024-05-13 |  | PVC | 1986 | Yes |  | 2024-05-13 |  | Non-lead
035661 | APT 114 3314 NORTHSIDE DR |  | Polytube | Yes |  | 2022-06-13 |  | PVC | 1986 | Yes |  | 2022-06-13 |  | Non-lead
035662 | APT 115 3314 NORTHSIDE DR |  | Polytube | Yes |  | 2022-10-14 |  | PVC | 1986 | Yes |  | 2022-10-14 |  | Non-lead
035663 | APT 116 3314 NORTHSIDE DR |  | Polytube | Yes |  | 2022-06-13 |  | PVC | 1986 | Yes |  | 2022-06-13 |  | Non-lead
035664 | UNIT 3 74980 OVERSEAS HWY |  | Unknown, Non-Lead | Yes |  | 2021-01-06 |  | PVC | 1989 | Yes |  | 2021-01-06 |  | Non-lead
035665 | L8BLK4 23081 BONITA LANE |  | Polytube | Yes |  | 2022-11-18 |  | PVC | 1986 | Yes |  | 2022-11-18 |  | Non-lead
035666 | 2400 N ROOSEVELT BLVD |  | Polytube | Yes |  | 2022-09-16 |  | Copper | 1987 | Yes |  | 2022-09-16 |  | Non-lead
035667 | 3667 TRADEWINDS ST |  | Polytube | Yes |  | 2024-04-12 |  | PVC | 1987 | Yes |  | 2024-04-12 |  | Non-lead
035668 | 140 PEARL AVE |  | Polytube | Yes |  | 2024-04-19 |  | PVC | 1986 | Yes |  | 2024-04-19 |  | Non-lead
035669 | 187 EL CAPITAN DR |  | Polytube | Yes |  | 2022-06-30 |  | PVC | 1987 | Yes |  | 2022-06-30 |  | Non-lead
035670 | 19 PELICAN DR |  | Unknown, Non-Lead | Yes |  | 2022-01-31 |  | Unknown, Non-Lead | 1998 | Yes |  | 2022-01-31 |  | Non-lead
035671 | 183 EL CAPITAN DR |  | Polytube | Yes |  | 2022-06-30 |  | PVC | 1987 | Yes |  | 2022-06-30 |  | Non-lead
035672 | 404 LAGUNA AVE |  | Polytube | Yes |  | 2023-05-31 |  | PVC | 1987 | Yes |  | 2023-05-31 |  | Non-lead
035673 | 770 BOSTWICK DR |  | Polytube | Yes |  | 2023-02-09 |  | PVC | 1986 | Yes |  | 2023-02-09 |  | Non-lead
035674 | 410 COLLINS ST |  | Polytube | Yes |  | 2023-05-04 |  | PVC | 1968 | Yes |  | 2023-05-04 |  | Non-lead
035676 | 250 KEY HONEY LN |  | Polytube | Yes |  | 2022-06-08 |  | PVC | 1987 | Yes |  | 2022-06-08 |  | Non-lead
035677 | 106 OCEAN SHORES DR |  | Polytube | Yes |  | 2023-01-31 |  | PVC | 1986 | Yes |  | 2023-01-31 |  | Non-lead
035678 | 101 VILLABELLA DR |  | Polytube | Yes |  | 2022-06-21 |  | PVC | 1986 | Yes |  | 2022-06-21 |  | Non-lead
035679 | 133 BUENA VISTA CT |  | Unknown, Non-Lead | Yes |  | 2017-03-23 |  | Unknown, Non-Lead | 1989 | Yes |  | 2017-03-23 |  | Non-lead
035680 | 63 JEAN LAFITTE DR |  | Polytube | Yes |  | 2023-01-19 |  | PVC | 1986 | Yes |  | 2023-01-19 |  | Non-lead
035681 | 177 SEBRING DR |  | Polytube | Yes |  | 2022-06-10 |  | PVC | 1986 | Yes |  | 2022-06-10 |  | Non-lead
035682 | 113 LISBON CT |  | Unknown, Non-Lead | Yes |  | 2018-11-21 |  | Unknown, Non-Lead | 1991 | Yes |  | 2018-11-21 |  | Non-lead
035683 | 129 LISBON CT |  | Polytube | Yes |  | 2022-06-27 |  | PVC | 2002 | Yes |  | 2022-06-27 |  | Non-lead
035684 | 30 PALM BEACH DR |  | Polytube | Yes |  | 2022-11-17 |  | PVC | 1987 | Yes |  | 2022-11-17 |  | Non-lead
035685 | 124 MARINA AVE |  | Unknown, Non-Lead | Yes |  | 2021-04-29 |  | Unknown, Non-Lead | 1989 | Yes |  | 2021-04-29 |  | Non-lead
035686 | 100 THIRD LN |  | Polytube | Yes |  | 2023-02-08 |  | PVC | 1986 | Yes |  | 2023-02-08 |  | Non-lead
035687 | 31 S CARYSFORT CR |  | Polytube | Yes |  | 2022-10-13 |  | PVC | 1986 | Yes |  | 2022-10-13 |  | Non-lead
035688 | 136 E MARINA AVE |  | Unknown, Non-Lead | Yes |  | 2021-07-30 |  | Unknown, Non-Lead | 2000 | Yes |  | 2021-07-30 |  | Non-lead
035689 | 136 W MARINA AVE |  | Polytube | Yes |  | 2022-12-05 |  | PVC | 1987 | Yes |  | 2022-12-05 |  | Non-lead
035690 | B1 117 COCO PLUM DR |  | Unknown, Non-Lead | Yes |  | 2021-03-18 |  | PVC | 1988 | Yes |  | 2021-03-18 |  | Non-lead
035691 | 100 ALYNN PL |  | Polytube | Yes |  | 2023-02-07 |  | PVC | 1986 | Yes |  | 2023-02-07 |  | Non-lead
035692 | 470 9TH ST |  | Polytube | Yes |  | 2023-02-28 |  | PVC | 1986 | Yes |  | 2023-02-28 |  | Non-lead
035693 | RS 460 9TH ST |  | Polytube | Yes |  | 2022-10-22 |  | PVC | 1986 | Yes |  | 2022-10-22 |  | Non-lead
035694 | 340/350 E OCEAN DR |  | Polytube | Yes |  | 2022-10-22 |  | PVC | 1986 | Yes |  | 2022-10-22 |  | Non-lead
035695 | 5303 OCEAN TERRACE B |  | Unknown, Non-Lead | Yes |  | 2023-04-26 |  | Unknown, Non-Lead | 1988 | Yes |  | 2023-04-26 |  | Non-lead
035696 | 5303 OCEAN TERRACE A |  | Unknown, Non-Lead | No |  |  |  | Unknown, Non-Lead | 1988 | No |  |  |  | Non-lead
035697 | 788 DUCK KEY DR |  | PVC | Yes |  | 2024-03-26 |  | PVC | 1984 | Yes |  | 2024-03-26 |  | Non-lead
035698 | 782 DUCK KEY DR |  | PVC | Yes |  | 2023-02-08 |  | PVC | 1984 | Yes |  | 2023-02-08 |  | Non-lead
035699 | 792 DUCK KEY DR |  | PVC | Yes |  | 2024-08-12 |  | PVC | 1984 | Yes |  | 2024-08-12 |  | Non-lead
035700 | 321 E SEAVIEW DR |  | Unknown, Non-Lead | Yes |  | 2025-02-21 |  | Polytube | 1988 | Yes |  | 2025-02-21 |  | Non-lead
035701 | APT FRONT 1208 WATSON ST |  | Polytube | Yes |  | 2022-06-14 |  | PVC | 1980 | Yes |  | 2022-06-14 |  | Non-lead
035702 | 1210 WATSON ST |  | Copper | Yes |  | 2023-05-08 |  | PVC | 1980 | Yes |  | 2023-05-08 |  | Non-lead
035703 | 2212 SAN REMO DR |  | Unknown, Non-Lead | No |  |  |  | Unknown, Non-Lead | 1989 | No |  |  |  | Non-lead
035704 | 29461 FLYING CLOUD AVE |  | Polytube | Yes |  | 2022-12-01 |  | PVC | 1986 | Yes |  | 2022-12-01 |  | Non-lead
035705 | 29521 CONSTITUTION AVE |  | Polytube | Yes |  | 2022-12-01 |  | PVC | 1982 | Yes |  | 2022-12-01 |  | Non-lead
035706 | 29062 VIOLET DR |  | Polytube | Yes |  | 2022-12-19 |  | PVC | 1986 | Yes |  | 2022-12-19 |  | Non-lead
035707 | APT C 705 SOMBRERO BCH RD |  | Polytube | Yes |  | 2021-03-17 |  | PVC | 1988 | Yes |  | 2021-03-17 |  | Non-lead
035708 | APT D 705 SOMBRERO RD |  | Unknown, Non-Lead | Yes |  | 2019-01-08 |  | PVC | 1988 | Yes |  | 2019-01-08 |  | Non-lead
035709 | APT B 705 SOMBRERO BEACH RD |  | Unknown, Non-Lead | Yes |  | 2024-02-29 |  | Unknown, Non-Lead | 1988 | Yes |  | 2024-02-29 |  | Non-lead
035710 | 310 CATHERINE ST |  | Polytube | Yes |  | 2022-06-21 |  | PVC | 1938 | Yes |  | 2022-06-21 |  | Non-lead
035711 | UNIT FRONT 312 CATHERINE ST |  | Polytube | Yes |  | 2024-02-06 |  | PVC | 1938 | Yes |  | 2024-02-06 |  | Non-lead
035712 | 3768 GUMBO LIMBO |  | Polytube | Yes |  | 2022-11-16 |  | PVC | 1988 | Yes |  | 2022-11-16 |  | Non-lead
035713 | 29050 GERANIUM DR |  | Polytube | Yes |  | 2023-01-10 |  | PVC | 1986 | Yes |  | 2023-01-10 |  | Non-lead
035714 | 285 S HARBOR DR |  | Polytube | Yes |  | 2022-09-22 |  | PVC | 1986 | Yes |  | 2022-09-22 |  | Non-lead
035715 | 2 MAHOGANY LN |  | Polytube | Yes |  | 2022-09-22 |  | PVC | 1986 | Yes |  | 2022-09-22 |  | Non-lead
035716 | 179 PEARL AVE |  | Polytube | Yes |  | 2024-02-14 |  | PVC | 1987 | Yes |  | 2024-02-14 |  | Non-lead
035717 | 118 VALENCIA DR |  | Polytube | Yes |  | 2021-10-25 |  | PVC | 1988 | Yes |  | 2021-10-25 |  | Non-lead
035718 | 218 DEXTER CT |  | Copper | Yes |  | 2022-07-11 |  | PVC | 1986 | Yes |  | 2022-07-11 |  | Non-lead
035719 | 221 BRISTOL CT |  | Polytube | Yes |  | 2023-02-06 |  | PVC | 1986 | Yes |  | 2023-02-06 |  | Non-lead
035720 | 214 ABERDEEN CT |  | Polytube | Yes |  | 2022-07-11 |  | PVC | 1986 | Yes |  | 2022-07-11 |  | Non-lead
035721 | 206 CROMWELL CT |  | Polytube | Yes |  | 2022-07-11 |  | PVC | 1987 | Yes |  | 2022-07-11 |  | Non-lead
035722 | 125 VALOIS BLVD |  | Polytube | Yes |  | 2022-06-17 |  | PVC | 1986 | Yes |  | 2022-06-17 |  | Non-lead
035723 | 130 VALOIS BLVD |  | Polytube | Yes |  | 2022-10-03 |  | Copper | 1987 | Yes |  | 2022-10-03 |  | Non-lead
035724 | 145 MARSEILLES BLVD |  | Unknown, Non-Lead | Yes |  | 2022-03-10 |  | PVC | 1990 | Yes |  | 2022-03-10 |  | Non-lead
035725 | 126 VALOIS BLVD |  | Polytube | Yes |  | 2022-06-16 |  | PVC | 1986 | Yes |  | 2022-06-16 |  | Non-lead
035726 | 114 VALOIS BLVD |  | Polytube | Yes |  | 2022-06-17 |  | PVC | 1985 | Yes |  | 2022-06-17 |  | Non-lead
035727 | 133 VALOIS BLVD |  | Polytube | Yes |  | 2022-06-17 |  | PVC | 1986 | Yes |  | 2022-06-17 |  | Non-lead
035728 | 167 VALOIS BLVD |  | Polytube | Yes |  | 2024-09-12 |  | PVC | 1986 | Yes |  | 2024-09-12 |  | Non-lead
035729 | 338 MAHOGANY DR |  | Polytube | Yes |  | 2022-04-29 |  | PVC | 1987 | Yes |  | 2022-04-29 |  | Non-lead
035730 | 336 MAHOGANY DR |  | Unknown, Non-Lead | No |  |  |  | Unknown, Non-Lead | 1989 | No |  |  |  | Non-lead
035731 | FL 3 490 CARIBBEAN DR |  | Polytube | Yes |  | 2022-07-08 |  | PVC | 1987 | Yes |  | 2022-07-08 |  | Non-lead
035733 | 215 DEXTER CT |  | Polytube | Yes |  | 2022-07-11 |  | PVC | 1987 | Yes |  | 2022-07-11 |  | Non-lead
035734 | 40 SEAGATE BLVD |  | Polytube | Yes |  | 2022-09-30 |  | PVC | 2012 | Yes |  | 2022-09-30 |  | Non-lead
035735 | 976 GIBRALTER RD |  | Polytube | Yes |  | 2023-02-08 |  | PVC | 1986 | Yes |  | 2023-02-08 |  | Non-lead
035736 | 270 AZALEA ST |  | Polytube | Yes |  | 2022-06-16 |  | PVC | 1987 | Yes |  | 2022-06-16 |  | Non-lead
035737 | 429 S COCONUT PALM BLVD |  | Unknown | Yes |  | 2024-06-20 |  | Unknown | 1984 | Yes |  | 2024-06-20 |  | Lead Status Unknown
035738 | 257 MOHAWK ST |  | Polytube | Yes |  | 2023-07-12 |  | PVC | 1987 | Yes |  | 2023-07-12 |  | Non-lead
035739 | 179 BAHAMA AVE |  | Unknown, Non-Lead | Yes |  | 2017-04-25 |  | Unknown, Non-Lead | 1990 | Yes |  | 2017-04-25 |  | Non-lead
035740 | 6 FLORAL AVE |  | Polytube | Yes |  | 2024-05-31 |  | PVC | 1987 | Yes |  | 2024-05-31 |  | Non-lead
035741 | 24673 PARK DR |  | Polytube | Yes |  | 2023-04-25 |  | PVC | 1987 | Yes |  | 2023-04-25 |  | Non-lead
035742 | 403 LAGUNA AVE |  | Polytube | Yes |  | 2022-07-07 |  | PVC | 1987 | Yes |  | 2022-07-07 |  | Non-lead
035743 | 180 CORAL RD |  | Polytube | Yes |  | 2022-06-10 |  | PVC | 1986 | Yes |  | 2022-06-10 |  | Non-lead
035744 | 82246 OVERSEAS HWY |  | Polytube | Yes |  | 2022-07-12 |  | PVC | 1987 | Yes |  | 2022-07-12 |  | Non-lead
035745 | 655 COLSON DR |  | Polytube | Yes |  | 2023-02-09 |  | PVC | 1986 | Yes |  | 2023-02-09 |  | Non-lead
035746 | 200 S OCEAN SHRS DR |  | Polytube | Yes |  | 2023-02-02 |  | PVC | 1986 | Yes |  | 2023-02-02 |  | Non-lead
035747 | 203 S OCEAN SHORES DR |  | Polytube | Yes |  | 2023-01-30 |  | PVC | 1986 | Yes |  | 2023-01-30 |  | Non-lead
035748 | 10 MADEIRA DR |  | Polytube | Yes |  | 2022-11-17 |  | PVC | 1986 | Yes |  | 2022-11-17 |  | Non-lead
035749 | 140 SEVERINO DR |  | Polytube | Yes |  | 2022-06-10 |  | PVC | 1987 | Yes |  | 2022-06-10 |  | Non-lead
035750 | 256 LOBSTER TRAIL |  | Unknown, Non-Lead | No |  |  |  | Unknown, Non-Lead | 1988 | No |  |  |  | Non-lead
035751 | 236 LOBSTER TAIL RD |  | Unknown, Non-Lead | Yes |  | 2017-08-15 |  | PVC | 1993 | Yes |  | 2017-08-15 |  | Non-lead
035752 | 407 MAHOGANY CIR |  | Polytube | Yes |  | 2023-01-31 |  | PVC | 1987 | Yes |  | 2023-01-31 |  | Non-lead
035753 | 52 W PLAZA DEL SOL |  | Polytube | Yes |  | 2022-06-30 |  | PVC | 1983 | Yes |  | 2022-06-30 |  | Non-lead
035754 | 222 CROMWELL CT |  | Polytube | Yes |  | 2022-07-11 |  | PVC | 1987 | Yes |  | 2022-07-11 |  | Non-lead
035755 | 23 SUSAN ST |  | Polytube | Yes |  | 2022-05-05 |  | PVC | 1987 | Yes |  | 2022-05-05 |  | Non-lead
035756 | 1018 ADAMS DR |  | Unknown, Non-Lead | No |  |  |  | Unknown, Non-Lead | 1988 | No |  |  |  | Non-lead
035757 | 11 CORAL DR |  | Polytube | Yes |  | 2022-11-29 |  | PVC | 1987 | Yes |  | 2022-11-29 |  | Non-lead
035758 | 13 CORAL DR |  | Polytube | Yes |  | 2022-11-29 |  | PVC | 1987 | Yes |  | 2022-11-29 |  | Non-lead
035759 | 142 HARRY HARRIS DR |  | Polytube | Yes |  | 2023-05-04 |  | PVC | 1986 | Yes |  | 2023-05-04 |  | Non-lead
035760 | 116 VALJEAN LN |  | Polytube | Yes |  | 2022-07-19 |  | PVC | 1986 | Yes |  | 2022-07-19 |  | Non-lead
035762 | 50 COCONUT DR |  | Polytube | Yes |  | 2022-11-17 |  | PVC | 1986 | Yes |  | 2022-11-17 |  | Non-lead
035763 | 738 GRENADA LN |  | Polytube | Yes |  | 2022-07-25 |  | PVC |  | Yes |  | 2022-07-25 |  | Non-lead
035764 | 13357 OVERSEAS HWY |  | Polytube | Yes |  | 2024-04-30 |  | PVC | 1986 | Yes |  | 2024-04-30 |  | Non-lead
035765 | 358 STIRRUP KEY BLVD |  | Polytube | Yes |  | 2023-01-05 |  | PVC | 1986 | Yes |  | 2023-01-05 |  | Non-lead
035766 | 407 HARBOR DRIVE |  | Polytube | Yes |  | 2022-10-22 |  | PVC | 1986 | Yes |  | 2022-10-22 |  | Non-lead
035767 | 1111 CALLE ENSENADA |  | Unknown, Non-Lead | Yes |  | 2022-09-15 |  | Unknown, Non-Lead | 1990 | Yes |  | 2022-09-15 |  | Non-lead
035768 | 758 GRENADA LN |  | Polytube | Yes |  | 2024-05-08 |  | PVC |  | Yes |  | 2024-05-08 |  | Non-lead
035769 | 728 GRENADA LANE |  | Polytube | Yes |  | 2022-07-21 |  | PVC | 1989 | Yes |  | 2022-07-21 |  | Non-lead
035770 | 1610 LANTANA LN |  | Polytube | Yes |  | 2023-01-20 |  | PVC | 1987 | Yes |  | 2023-01-20 |  | Non-lead
035771 | 3786 PARK AVE |  | Polytube | Yes |  | 2024-03-28 |  | PVC | 1986 | Yes |  | 2024-03-28 |  | Non-lead
035772 | 3650 BLUE LAGOON ST |  | Polytube | Yes |  | 2023-11-30 |  | PVC | 1985 | Yes |  | 2023-11-30 |  | Non-lead
035773 | 31057 HOLLERICH DR |  | Unknown, Non-Lead | Yes |  | 2019-03-25 |  | Unknown, Non-Lead | 2021 | Yes |  | 2019-03-25 |  | Non-lead
035774 | 3713 PEARLMAN TER |  | Polytube | Yes |  | 2022-06-17 |  | Copper | 1987 | Yes |  | 2022-06-17 |  | Non-lead
035775 | 257 W SEAVIEW DR |  | Unknown, Non-Lead | Yes |  | 2018-05-23 |  | PVC | 1988 | Yes |  | 2018-05-23 |  | Non-lead
035776 | 5800 OVERSEAS HWY |  | Polytube | Yes |  | 2023-02-24 |  | PVC | 1987 | Yes |  | 2023-02-24 |  | Non-lead
035777 | SLP 51-62 BATH 100 AVENUE I |  | Polytube | Yes |  | 2022-10-22 |  | Polytube |  | Yes |  | 2022-10-22 |  | Non-lead
035778 | 314 STIRRUP KEY BLVD |  | Polytube | Yes |  | 2022-08-16 |  | PVC | 1989 | Yes |  | 2022-08-16 |  | Non-lead
035779 | 31618 AVENUE D |  | Unknown, Non-Lead | Yes |  | 2019-02-28 |  | PVC | 2019 | Yes |  | 2019-02-28 |  | Non-lead
035780 | 2-POOL 12690 OVERSEAS HWY |  | Unknown, Non-Lead | Yes |  | 2024-05-15 |  | PVC | 1989 | Yes |  | 2024-05-15 |  | Non-lead
035781 | 29148 ROSE DR |  | Polytube | Yes |  | 2024-03-22 |  | PVC | 1986 | Yes |  | 2024-03-22 |  | Non-lead
035782 | 860 COPA D'ORO |  | Copper | Yes |  | 2022-06-01 |  | PVC | 1981 | Yes |  | 2022-06-01 |  | Non-lead
035783 | UNIT 101 13365 OVERSEAS HWY |  | Polytube | Yes |  | 2022-10-22 |  | PVC | 1987 | Yes |  | 2022-10-22 |  | Non-lead
035784 | UNIT 103 13365 OVERSEAS HWY |  | Polytube | Yes |  | 2022-10-22 |  | PVC | 1987 | Yes |  | 2022-10-22 |  | Non-lead
035785 | UNIT 104 13365 OVERSEAS HWY |  | Polytube | Yes |  | 2022-10-22 |  | PVC | 1987 | Yes |  | 2022-10-22 |  | Non-lead
035786 | 1270 73RD OCEAN ST |  | Polytube | Yes |  | 2023-03-14 |  | PVC | 1983 | Yes |  | 2023-03-14 |  | Non-lead
035787 | UNIT 044 12690 OVERSEAS HWY |  | Unknown, Non-Lead | Yes |  | 2022-03-14 |  | PVC | 1989 | Yes |  | 2022-03-14 |  | Non-lead
035788 | UNIT 13 12690 OVERSEAS HWY |  | Unknown, Non-Lead | Yes |  | 2024-09-24 |  | PVC | 1989 | Yes |  | 2024-09-24 |  | Non-lead
035789 | 122 GULFWINDS LANE |  | Polytube | Yes |  | 2024-02-14 |  | PVC | 1987 | Yes |  | 2024-02-14 |  | Non-lead
035790 | #201 130 COCO PLUM DR |  | PVC | Yes |  | 2022-10-22 |  | PVC | 1984 | Yes |  | 2022-10-22 |  | Non-lead
035791 | LSIDE 681 9TH ST |  | Polytube | Yes |  | 2020-02-21 |  | PVC | 1987 | Yes |  | 2020-02-21 |  | Non-lead
035792 | RIGHT 691 9TH ST |  | Polytube | Yes |  | 2023-10-04 |  | PVC | 1987 | Yes |  | 2023-10-04 |  | Non-lead
035793 | UNIT 12 12690 OVERSEAS HWY |  | Unknown, Non-Lead | Yes |  | 2020-12-21 |  | PVC | 1989 | Yes |  | 2020-12-21 |  | Non-lead
035794 | UNIT 22 12690 OVERSEAS HWY |  | Unknown, Non-Lead | Yes |  | 2024-09-24 |  | PVC | 1989 | Yes |  | 2024-09-24 |  | Non-lead
035795 | 225 SAWYER DR |  | Polytube | Yes |  | 2022-11-09 |  | PVC | 1986 | Yes |  | 2022-11-09 |  | Non-lead
035796 | 3702 EAGLE AVE |  | Polytube | Yes |  | 2022-08-22 |  | PVC | 1988 | Yes |  | 2022-08-22 |  | Non-lead
035799 | 16540 OLD STATE ROAD 4A |  | Unknown, Non-Lead | Yes |  | 2024-05-20 |  | Unknown, Non-Lead | 1988 | Yes |  | 2024-05-20 |  | Non-lead
035800 | 588 POWELL AVENUE |  | Polytube | Yes |  | 2023-01-25 |  | PVC | 1985 | Yes |  | 2023-01-25 |  | Non-lead
035801 | 2152 SAN MARCO DR |  | Polytube | Yes |  | 2022-10-21 |  | Copper | 1986 | Yes |  | 2022-10-21 |  | Non-lead
035802 | 22726 JOLLY ROGER DR |  | Polytube | Yes |  | 2022-11-08 |  | PVC | 1986 | Yes |  | 2022-11-08 |  | Non-lead
035803 | 201 BRISTOL CT |  | Polytube | Yes |  | 2022-06-23 |  | PVC | 1990 | Yes |  | 2022-06-23 |  | Non-lead
035804 | 209 BRISTOL CT |  | Polytube | Yes |  | 2021-10-08 |  | PVC | 1988 | Yes |  | 2021-10-08 |  | Non-lead
035805 | 225 ABERDEEN CT |  | Unknown, Non-Lead | No |  |  |  | Unknown, Non-Lead | 1989 | No |  |  |  | Non-lead
035806 | 217 CROMWELL CT |  | Unknown, Non-Lead | No |  |  |  | PVC | 2009 | No |  |  |  | Non-lead
035807 | 111 SAN MARCO DR |  | Polytube | Yes |  | 2022-06-10 |  | PVC | 1987 | Yes |  | 2022-06-10 |  | Non-lead
035808 | 5-A 94220 OVERSEAS HWY |  | PVC | Yes |  | 2022-07-19 |  | PVC | 1982 | Yes |  | 2022-07-19 |  | Non-lead
035809 | 201 DEXTER CT |  | Polytube | Yes |  | 2022-07-12 |  | PVC | 1986 | Yes |  | 2022-07-12 |  | Non-lead
035810 | 163 BAHAMA AVE |  | Polytube | Yes |  | 2023-02-02 |  | PVC | 1987 | Yes |  | 2023-02-02 |  | Non-lead
035811 | 172 LAPALOMA RD |  | Polytube | Yes |  | 2023-02-07 |  | PVC | 1987 | Yes |  | 2023-02-07 |  | Non-lead
035812 | 168 LAPALOMA |  | Polytube | Yes |  | 2023-02-07 |  | PVC | 1987 | Yes |  | 2023-02-07 |  | Non-lead
035813 | 774 MICHAEL DR |  | Polytube | Yes |  | 2023-05-04 |  | PVC | 1986 | Yes |  | 2023-05-04 |  | Non-lead
035814 | 100 ATLANTIC DR |  | Polytube | Yes |  | 2023-03-31 |  | PVC | 1986 | Yes |  | 2023-03-31 |  | Non-lead
035815 | 204 SO OCEAN SHRS DR |  | Polytube | Yes |  | 2023-01-30 |  | PVC | 1985 | Yes |  | 2023-01-30 |  | Non-lead
035816 | 219 S OCEAN SHORES DR |  | Polytube | Yes |  | 2022-06-30 |  | PVC | 1987 | Yes |  | 2022-06-30 |  | Non-lead
035817 | L76 209 DEXTER CT |  | Polytube | Yes |  | 2022-07-11 |  | PVC | 1987 | Yes |  | 2022-07-11 |  | Non-lead
035818 | 210 CROMWELL CT |  | Polytube | Yes |  | 2022-07-11 |  | PVC | 1987 | Yes |  | 2022-07-11 |  | Non-lead
035819 | 226 ABERDEEN CT |  | Polytube | Yes |  | 2023-02-02 |  | PVC | 1986 | Yes |  | 2023-02-02 |  | Non-lead
035820 | 164 BOUGANVILLA ST |  | Unknown, Non-Lead | No |  |  |  | Unknown, Non-Lead | 1988 | No |  |  |  | Non-lead
035821 | 43 SUNSET CT |  | Polytube | Yes |  | 2022-07-21 |  | PVC | 1987 | Yes |  | 2022-07-21 |  | Non-lead
035822 | 27 BAHAMA AVE |  | Unknown, Non-Lead | Yes |  | 2020-02-21 |  | PVC | 1989 | Yes |  | 2020-02-21 |  | Non-lead
035824 | 591 BOYD DR |  | Polytube | Yes |  | 2023-02-09 |  | PVC | 1986 | Yes |  | 2023-02-09 |  | Non-lead
035825 | 359 MAHOGANY DR |  | Unknown, Non-Lead | Yes |  | 2021-04-27 |  | Unknown, Non-Lead | 1988 | Yes |  | 2021-04-27 |  | Non-lead
035826 | 155 S OCEAN SHORES DR |  | Unknown, Non-Lead | Yes |  | 2020-04-14 |  | Unknown, Non-Lead | 1988 | Yes |  | 2020-04-14 |  | Non-lead
035827 | 151 S OCEAN SHORES DR |  | Unknown, Non-Lead | No |  |  |  | Unknown, Non-Lead | 1988 | No |  |  |  | Non-lead
035828 | 147 S OCEAN SHRS DR |  | Unknown, Non-Lead | No |  |  |  | Unknown, Non-Lead | 1988 | No |  |  |  | Non-lead
035829 | 169 LORELANE PL |  | Unknown, Non-Lead | Yes |  | 2021-06-21 |  | Unknown, Non-Lead | 1992 | Yes |  | 2021-06-21 |  | Non-lead
035830 | 3839 JOYCE RD |  | Polytube | Yes |  | 2023-01-11 |  | PVC | 1986 | Yes |  | 2023-01-11 |  | Non-lead
035831 | 29164 MANGO LN |  | Polytube | Yes |  | 2022-12-14 |  | PVC | 1986 | Yes |  | 2022-12-14 |  | Non-lead
035832 | 1061 E CARIBBEAN DR |  | Polytube | Yes |  | 2023-04-26 |  | PVC | 1987 | Yes |  | 2023-04-26 |  | Non-lead
035833 | 21810 OVERSEAS HWY |  | Polytube | Yes |  | 2023-03-30 |  | PVC | 1987 | Yes |  | 2023-03-30 |  | Non-lead
035834 | 103365 OVERSEAS HWY |  | Polytube | Yes |  | 2023-12-11 |  | PVC | 1987 | Yes |  | 2023-12-11 |  | Non-lead
035835 | L17 B5 213 SHORE DR |  | Unknown, Non-Lead | Yes |  | 2018-08-31 |  | Unknown, Non-Lead | 2003 | Yes |  | 2018-08-31 |  | Non-lead
035836 | 1-A 94220 OVERSEAS HWY |  | PVC | Yes |  | 2022-07-21 |  | PVC | 1982 | Yes |  | 2022-07-21 |  | Non-lead
035837 | 38 TRANSYLVANIA AVE |  | Unknown, Non-Lead | Yes |  | 2019-04-30 |  | PVC | 2015 | Yes |  | 2019-04-30 |  | Non-lead
035838 | 36 TRANSYLVANIA AVE |  | Polytube | Yes |  | 2024-08-07 |  | PVC | 2014 | Yes |  | 2024-08-07 |  | Non-lead
035839 | 14 TRANSYLVANIA AVE |  | Unknown, Non-Lead | Yes |  | 2021-08-04 |  | Unknown, Non-Lead | 1989 | Yes |  | 2021-08-04 |  | Non-lead
035840 | 143 S OCEAN SHORES DR |  | Unknown, Non-Lead | Yes |  | 2021-08-31 |  | PVC | 1988 | Yes |  | 2021-08-31 |  | Non-lead
035841 | 130 MARINA AVE |  | Polytube | Yes |  | 2024-01-18 |  | PVC | 1987 | Yes |  | 2024-01-18 |  | Non-lead
035842 | 182 PEARL AVE |  | Polytube | Yes |  | 2022-06-09 |  | PVC | 1986 | Yes |  | 2022-06-09 |  | Non-lead
035844 | 128 LOWE ST |  | Polytube | Yes |  | 2023-01-30 |  | PVC | 1987 | Yes |  | 2023-01-30 |  | Non-lead
035845 | L6 BC 122 GULFVIEW DR |  | Polytube | Yes |  | 2022-06-30 |  | PVC | 1987 | Yes |  | 2022-06-30 |  | Non-lead
035846 | 122 OCEAN SHORES DR |  | Polytube | Yes |  | 2023-02-01 |  | PVC | 1986 | Yes |  | 2023-02-01 |  | Non-lead
035848 | 81590 OVERSEAS HWY |  | Polytube | Yes |  | 2023-01-10 |  | PVC | 1997 | Yes |  | 2023-01-10 |  | Non-lead
035849 | 206 APACHE ST |  | Polytube | Yes |  | 2022-07-25 |  | PVC | 1986 | Yes |  | 2022-07-25 |  | Non-lead
035850 | 640 CABRERA ST |  | Polytube | Yes |  | 2022-10-31 |  | PVC | 1986 | Yes |  | 2022-10-31 |  | Non-lead
035851 | 15 CORAL DR |  | Polytube | Yes |  | 2022-11-29 |  | PVC | 1987 | Yes |  | 2022-11-29 |  | Non-lead
035852 | 185 CORRINE PL |  | Polytube | Yes |  | 2023-02-01 |  | PVC | 1987 | Yes |  | 2023-02-01 |  | Non-lead
035853 | 132 PARK AVE(& FIRST ST |  | Polytube | Yes |  | 2022-07-20 |  | Galvanized | 1987 | Yes |  | 2022-07-20 |  | Galvanized Requiring Replacement
035854 | 19 CALOOSA CT |  | Unknown, Non-Lead | Yes |  | 2017-10-03 |  | Unknown, Non-Lead | 1999 | Yes |  | 2017-10-03 |  | Non-lead
035855 | 142 PALERMO DR |  | Polytube | Yes |  | 2022-06-08 |  | PVC | 1986 | Yes |  | 2022-06-08 |  | Non-lead
035856 | 140 PALERMO DR |  | Polytube | Yes |  | 2022-06-08 |  | PVC | 1982 | Yes |  | 2022-06-08 |  | Non-lead
035857 | 148 GIARDINO DR |  | Polytube | Yes |  | 2022-06-10 |  | PVC | 1987 | Yes |  | 2022-06-10 |  | Non-lead
035859 | 15 N BLACKWATER LN |  | Polytube | Yes |  | 2022-07-25 |  | PVC | 1969 | Yes |  | 2022-07-25 |  | Non-lead
035860 | 8 BONITA AVE |  | Polytube | Yes |  | 2023-02-16 |  | PVC | 1986 | Yes |  | 2023-02-16 |  | Non-lead
035861 | 2 SOUTH DR |  | Polytube | Yes |  | 2023-05-04 |  | PVC | 1987 | Yes |  | 2023-05-04 |  | Non-lead
035862 | 144 SEVERINO DR |  | Polytube | Yes |  | 2022-06-10 |  | PVC | 1987 | Yes |  | 2022-06-10 |  | Non-lead
035863 | 242 APACHE ST |  | Polytube | Yes |  | 2022-06-07 |  | PVC | 1987 | Yes |  | 2022-06-07 |  | Non-lead
035864 | 15 BASS AVE |  | Polytube | Yes |  | 2022-10-27 |  | PVC | 1986 | Yes |  | 2022-10-27 |  | Non-lead
035865 | 1014 SNAPPER LN |  | Polytube | Yes |  | 2022-09-20 |  | PVC | 1986 | Yes |  | 2022-09-20 |  | Non-lead
035866 | 136 SAN REMO DR |  | Polytube | Yes |  | 2023-08-22 |  | PVC | 1992 | Yes |  | 2023-08-22 |  | Non-lead
035867 | 65 ORANGE DR |  | Polytube | Yes |  | 2022-05-17 |  | PVC | 1987 | Yes |  | 2022-05-17 |  | Non-lead
035868 | 21 ORANGE DR |  | Unknown | Yes |  | 2022-05-17 |  | Unknown | 1987 | Yes |  | 2022-05-17 |  | Lead Status Unknown
035869 | 1-C 94220 OVERSEAS HWY |  | PVC | Yes |  | 2022-07-21 |  | PVC | 1982 | Yes |  | 2022-07-21 |  | Non-lead
035870 | 15 SUNSET RD |  | Polytube | Yes |  | 2022-07-21 |  | PVC | 1986 | Yes |  | 2022-07-21 |  | Non-lead
035871 | 178 NORMANDY DR |  | Polytube | Yes |  | 2023-02-02 |  | PVC | 1979 | Yes |  | 2023-02-02 |  | Non-lead
035872 | 101 OCEAN TERR |  | Polytube | Yes |  | 2022-05-20 |  | PVC | 1987 | Yes |  | 2022-05-20 |  | Non-lead
035873 | 102 CONTESSA CT |  | Polytube | Yes |  | 2022-06-30 |  | PVC | 1987 | Yes |  | 2022-06-30 |  | Non-lead
035874 | 63 W PLAZA GRANADA |  | Unknown, Non-Lead | Yes |  | 2019-11-20 |  | PVC | 1993 | Yes |  | 2019-11-20 |  | Non-lead
035875 | 691 PALM AVE |  | Unknown, Non-Lead | No |  |  |  | No Piping | 1976 | No |  |  |  | Non-lead
035876 | 2144 SAN MARCO DR |  | Polytube | Yes |  | 2022-11-30 |  | PVC | 1986 | Yes |  | 2022-11-30 |  | Non-lead
035877 | 413 E CARRIBEAN DR |  | Polytube | Yes |  | 2024-09-09 |  | PVC | 1986 | Yes |  | 2024-09-09 |  | Non-lead
035878 | 31316 AVENUE J |  | Polytube | Yes |  | 2023-01-24 |  | PVC |  | Yes |  | 2023-01-24 |  | Non-lead
035879 | 405 MAHOGANY CIR |  | Polytube | Yes |  | 2023-01-31 |  | PVC | 1987 | Yes |  | 2023-01-31 |  | Non-lead
035880 | APT REAR 1125 MARGARET ST |  | PVC | Yes |  | 2023-03-15 |  | PVC | 1933 | Yes |  | 2023-03-15 |  | Non-lead
035881 | REAR 1123 MARGARET ST |  | PVC | Yes |  | 2023-09-13 |  | PVC | 1933 | Yes |  | 2023-09-13 |  | Non-lead
035882 | 940 FERN AVE |  | Polytube | Yes |  | 2022-12-14 |  | PVC | 1986 | Yes |  | 2022-12-14 |  | Non-lead
035883 | 20838 5TH AVE |  | Polytube | Yes |  | 2022-10-31 |  | PVC | 1987 | Yes |  | 2022-10-31 |  | Non-lead
035884 | 3666 SOUTH SEAS ST |  | Unknown, Non-Lead | Yes |  | 2023-07-28 |  | Unknown, Non-Lead | 1992 | Yes |  | 2023-07-28 |  | Non-lead
035885 | 17222 SNAPPER LN |  | Polytube | Yes |  | 2022-07-08 |  | PVC | 1986 | Yes |  | 2022-07-08 |  | Non-lead
035886 | 17111 MARLIN DR |  | Unknown, Non-Lead | Yes |  | 2019-08-31 |  | Unknown, Non-Lead | 1993 | Yes |  | 2019-08-31 |  | Non-lead
035887 | 178 E CARIBBEAN DR |  | Polytube | Yes |  | 2023-04-26 |  | PVC | 1987 | Yes |  | 2023-04-26 |  | Non-lead
035888 | 529 PINE LN |  | Unknown, Non-Lead | Yes |  | 2024-09-19 |  | Unknown, Non-Lead | 1988 | Yes |  | 2024-09-19 |  | Non-lead
035889 | 22805 CALICO JACK CIR |  | Polytube | Yes |  | 2022-11-18 |  | PVC | 1986 | Yes |  | 2022-11-18 |  | Non-lead
035890 | UNIT 101 918 SOUTHARD ST |  | Unknown | Yes |  | 2023-01-04 |  | PVC | 1987 | Yes |  | 2023-01-04 |  | Lead Status Unknown
035891 | UNIT 102 918 SOUTHARD ST |  | Unknown | Yes |  | 2023-01-04 |  | PVC | 1987 | Yes |  | 2023-01-04 |  | Lead Status Unknown
035892 | UNIT 103 918 SOUTHARD ST |  | Unknown | Yes |  | 2023-01-04 |  | PVC | 1987 | Yes |  | 2023-01-04 |  | Lead Status Unknown
035893 | UNIT 104 918 SOUTHARD ST |  | Unknown | Yes |  | 2023-01-04 |  | PVC | 1987 | Yes |  | 2023-01-04 |  | Lead Status Unknown
035894 | UNIT 105 918 SOUTHARD ST |  | Unknown | Yes |  | 2023-01-04 |  | PVC | 1987 | Yes |  | 2023-01-04 |  | Lead Status Unknown
035895 | UNIT 201 918 SOUTHARD ST |  | Unknown | Yes |  | 2023-01-04 |  | PVC | 1987 | Yes |  | 2023-01-04 |  | Lead Status Unknown
035896 | UNIT 202 918 SOUTHARD ST |  | Unknown | Yes |  | 2023-01-04 |  | PVC | 1987 | Yes |  | 2023-01-04 |  | Lead Status Unknown
035897 | UNIT 203 918 SOUTHARD ST |  | Unknown | Yes |  | 2023-01-04 |  | PVC | 1987 | Yes |  | 2023-01-04 |  | Lead Status Unknown
035898 | UNIT 204 918 SOUTHARD ST |  | Unknown | Yes |  | 2023-01-04 |  | PVC | 1987 | Yes |  | 2023-01-04 |  | Lead Status Unknown
035899 | UNIT 205 918 SOUTHARD ST |  | Unknown | Yes |  | 2023-01-04 |  | PVC | 1987 | Yes |  | 2023-01-04 |  | Lead Status Unknown
035900 | #24 12690 OVERSEAS HWY |  | Unknown, Non-Lead | No |  |  |  | PVC | 1989 | No |  |  |  | Non-lead
035901 | #32 12690 OVERSEAS HWY |  | Unknown, Non-Lead | Yes |  | 2024-08-15 |  | PVC | 1989 | Yes |  | 2024-08-15 |  | Non-lead
035902 | #33 12690 OVERSEAS HWY |  | Polytube | Yes |  | 2022-11-22 |  | PVC | 1989 | Yes |  | 2022-11-22 |  | Non-lead
035903 | UNIT 42 12690 OVERSEAS HWY |  | Unknown, Non-Lead | Yes |  | 2019-06-26 |  | PVC | 1989 | Yes |  | 2019-06-26 |  | Non-lead
035904 | UNIT 52 12690 OVERSEAS HWY |  | Unknown, Non-Lead | Yes |  | 2023-08-16 |  | PVC | 1989 | Yes |  | 2023-08-16 |  | Non-lead
035905 | UNIT 54 12690 OVERSEAS HWY |  | Unknown, Non-Lead | Yes |  | 2019-03-15 |  | PVC | 1989 | Yes |  | 2019-03-15 |  | Non-lead
035906 | 125 AVENUE D |  | Polytube | Yes |  | 2022-11-18 |  | Copper | 1972 | Yes |  | 2022-11-18 |  | Non-lead
035907 | LOT2B 135 D AVE |  | Polytube | Yes |  | 2022-12-19 |  | Copper | 1986 | Yes |  | 2022-12-19 |  | Non-lead
035908 | 31211 AVENUE A |  | Polytube | Yes |  | 2022-07-15 |  | PVC | 1986 | Yes |  | 2022-07-15 |  | Non-lead
035909 | 941 E 75TH OCEAN ST |  | Polytube | Yes |  | 2024-07-01 |  | PVC | 1986 | Yes |  | 2024-07-01 |  | Non-lead
035910 | LSIDE 471 12TH ST |  | Polytube | Yes |  | 2022-10-22 |  | PVC | 1987 | Yes |  | 2022-10-22 |  | Non-lead
035911 | 16 KYLE EAST WAY |  | Polytube | Yes |  | 2023-05-02 |  | PVC | 1986 | Yes |  | 2023-05-02 |  | Non-lead
035912 | 14 KYLE EAST WAY |  | Polytube | Yes |  | 2023-05-02 |  | PVC | 1986 | Yes |  | 2023-05-02 |  | Non-lead
035913 | 15 E KYLE WAY |  | Polytube | Yes |  | 2023-09-21 |  | PVC | 1986 | Yes |  | 2023-09-21 |  | Non-lead
035914 | 17 KYLE EAST WAY |  | Polytube | Yes |  | 2022-12-19 |  | PVC | 1986 | Yes |  | 2022-12-19 |  | Non-lead
035915 | 820 SHELTER BAY DR |  | Polytube | Yes |  | 2023-08-09 |  | PVC | 1966 | Yes |  | 2023-08-09 |  | Non-lead
035916 | 1350 MANOR LANE |  | Polytube | Yes |  | 2023-12-15 |  | PVC | 1987 | Yes |  | 2023-12-15 |  | Non-lead
035917 | 330 E OCEAN DR |  | Polytube | Yes |  | 2022-10-22 |  | PVC | 1986 | Yes |  | 2022-10-22 |  | Non-lead
035918 | 320 E OCEAN DR |  | Polytube | Yes |  | 2023-06-20 |  | PVC | 1986 | Yes |  | 2023-06-20 |  | Non-lead
035920 | IRRIGATION 2811 N ROOSEVELT BLVD |  | Polytube | Yes |  | 2023-03-30 |  | PVC | 2003 | Yes |  | 2023-03-30 |  | Non-lead
035921 | 30364 QUAIL ROOST RD |  | Polytube | Yes |  | 2022-12-08 |  | PVC | 1985 | Yes |  | 2022-12-08 |  | Non-lead
035922 | 6401 3RD ST |  | Polytube | Yes |  | 2023-03-10 |  | PVC | 1986 | Yes |  | 2023-03-10 |  | Non-lead
035923 | 23089 BONITA LN |  | Polytube | Yes |  | 2022-11-18 |  | PVC | 1987 | Yes |  | 2022-11-18 |  | Non-lead
035924 | 2-A 94220 OVERSEAS HWY |  | PVC | Yes |  | 2022-07-21 |  | PVC | 1982 | Yes |  | 2022-07-21 |  | Non-lead
035925 | 111 AVE G |  | Unknown, Non-Lead | Yes |  | 2024-02-05 |  | Polytube | 2007 | Yes |  | 2024-02-05 |  | Non-lead
035926 | 6 AQUAMARINE DR |  | Polytube | Yes |  | 2022-09-26 |  | PVC | 1986 | Yes |  | 2022-09-26 |  | Non-lead
035927 | FIRE 201 SIMONTON ST |  | Unknown | Yes |  | 2022-10-31 |  | Unknown | 1928 | Yes |  | 2022-10-31 |  | Lead Status Unknown
035928 | 25 TAMARIND DR |  | Unknown | Yes |  | 2024-08-28 |  | Unknown | 1987 | Yes |  | 2024-08-28 |  | Lead Status Unknown
035929 | 22980 SHARP LN |  | Polytube | Yes |  | 2022-12-28 |  | PVC | 1985 | Yes |  | 2022-12-28 |  | Non-lead
035930 | 27 TAMARIND DR |  | Polytube | Yes |  | 2023-07-27 |  | Copper | 1986 | Yes |  | 2023-07-27 |  | Non-lead
035931 | 174 CUTTHROAT DR |  | Polytube | Yes |  | 2023-07-27 |  | PVC | 1986 | Yes |  | 2023-07-27 |  | Non-lead
035932 | 164 CUTTHROAT DR |  | Polytube | Yes |  | 2022-12-28 |  | PVC | 1987 | Yes |  | 2022-12-28 |  | Non-lead
035934 | UNIT 4 3140 FLAGLER AVE |  | Polytube | Yes |  | 2022-07-07 |  | PVC | 1981 | Yes |  | 2022-07-07 |  | Non-lead
035936 | UNIT 5 3140 FLAGLER AVE |  | Polytube | Yes |  | 2023-05-04 |  | PVC | 1981 | Yes |  | 2023-05-04 |  | Non-lead
035937 | 31330 AVENUE F |  | Polytube | Yes |  | 2022-11-18 |  | PVC | 2007 | Yes |  | 2022-11-18 |  | Non-lead
035938 | 1210 PINE ST |  | Polytube | Yes |  | 2022-11-09 |  | PVC | 1984 | Yes |  | 2022-11-09 |  | Non-lead
035939 | 3767 HIBISCUS ST |  | Polytube | Yes |  | 2024-09-18 |  | PVC | 1985 | Yes |  | 2024-09-18 |  | Non-lead
035940 | 22464 LA FITTE DR |  | Polytube | Yes |  | 2022-11-09 |  | PVC | 1986 | Yes |  | 2022-11-09 |  | Non-lead
035941 | 22456 LAFITTE DR |  | Polytube | Yes |  | 2023-10-25 |  | PVC | 1986 | Yes |  | 2023-10-25 |  | Non-lead
035942 | 324 SUNSET RD |  | Polytube | Yes |  | 2023-03-27 |  | PVC | 1987 | Yes |  | 2023-03-27 |  | Non-lead
035943 | 29668 ENTERPRISE AVE |  | Polytube | Yes |  | 2022-12-01 |  | PVC | 1987 | Yes |  | 2022-12-01 |  | Non-lead
035944 | 29666 ENTERPRISE AVE |  | Polytube | Yes |  | 2022-12-01 |  | PVC | 1987 | Yes |  | 2022-12-01 |  | Non-lead
035945 | 756 JAMAICA LN |  | Unknown, Non-Lead | Yes |  | 2024-09-23 |  | Unknown, Non-Lead | 2016 | Yes |  | 2024-09-23 |  | Non-lead
035946 | 263 INDIES RD |  | Polytube | Yes |  | 2023-12-28 |  | PVC |  | Yes |  | 2023-12-28 |  | Non-lead
035947 | 99 BAY DR |  | Polytube | Yes |  | 2021-08-24 |  | Copper | 1986 | Yes |  | 2021-08-24 |  | Non-lead
035948 | 254 SUNSET RD |  | Polytube | Yes |  | 2022-12-05 |  | PVC | 1986 | Yes |  | 2022-12-05 |  | Non-lead
035949 | 180 SO POINT DR |  | Polytube | Yes |  | 2022-08-25 |  | PVC | 1987 | Yes |  | 2022-08-25 |  | Non-lead
035950 | 310 N ANGLERS DR |  | Polytube | Yes |  | 2022-06-24 |  | PVC | 1986 | Yes |  | 2022-06-24 |  | Non-lead
035951 | 11030 1ST GULF AVE |  | Polytube | Yes |  | 2022-12-09 |  | PVC | 1958 | Yes |  | 2022-12-09 |  | Non-lead
035952 | 129 MOCKINGBIRD LN |  | Polytube | Yes |  | 2023-03-23 |  | PVC | 1987 | Yes |  | 2023-03-23 |  | Non-lead
035953 | 101 AVE G |  | Unknown, Non-Lead | Yes |  | 2024-02-09 |  | Unknown, Non-Lead | 1995 | Yes |  | 2024-02-09 |  | Non-lead
035954 | LSIDE 250 10TH ST |  | Polytube | Yes |  | 2024-08-12 |  | PVC | 1987 | Yes |  | 2024-08-12 |  | Non-lead
035955 | RSIDE 240 10TH ST |  | Polytube | Yes |  | 2022-10-22 |  | PVC | 1987 | Yes |  | 2022-10-22 |  | Non-lead
035956 | 252 W SEAVIEW DR |  | Polytube | Yes |  | 2022-10-22 |  | PVC | 1986 | Yes |  | 2022-10-22 |  | Non-lead
035957 | 144 S BAHAMA DR |  | Unknown, Non-Lead | No |  |  |  | Unknown, Non-Lead | 1988 | No |  |  |  | Non-lead
035958 | 68 TINGLER LN |  | Polytube | Yes |  | 2023-06-14 |  | PVC | 1987 | Yes |  | 2023-06-14 |  | Non-lead
035959 | 29425 FORRESTAL AVE |  | Polytube | Yes |  | 2024-04-23 |  | PVC | 1987 | Yes |  | 2024-04-23 |  | Non-lead
035960 | 113 E AVE |  | Polytube | Yes |  | 2024-01-08 |  | PVC | 1986 | Yes |  | 2024-01-08 |  | Non-lead
035961 | 18 KYLE EAST WAY |  | Polytube | Yes |  | 2023-05-04 |  | PVC | 1986 | Yes |  | 2023-05-04 |  | Non-lead
035962 | 20 KYLE EAST WAY |  | Polytube | Yes |  | 2023-05-04 |  | PVC | 1986 | Yes |  | 2023-05-04 |  | Non-lead
035963 | 9 F AVE |  | Polytube | Yes |  | 2024-02-07 |  | PVC | 1987 | Yes |  | 2024-02-07 |  | Non-lead
035964 | 550 10TH ST |  | Polytube | Yes |  | 2022-10-22 |  | PVC | 1986 | Yes |  | 2022-10-22 |  | Non-lead
035965 | 540 10TH ST |  | Polytube | Yes |  | 2022-10-22 |  | PVC | 1974 | Yes |  | 2022-10-22 |  | Non-lead
035966 | 780 62ND OCEAN ST |  | Polytube | Yes |  | 2023-03-24 |  | PVC | 1986 | Yes |  | 2023-03-24 |  | Non-lead
035967 | 120 BRUCE CT |  | Polytube | Yes |  | 2023-01-27 |  | PVC | 1980 | Yes |  | 2023-01-27 |  | Non-lead
035968 | 100 SANDS LN |  | Polytube | Yes |  | 2023-05-04 |  | PVC | 1986 | Yes |  | 2023-05-04 |  | Non-lead
035969 | 681 12TH ST |  | Polytube | Yes |  | 2024-02-27 |  | PVC | 1987 | Yes |  | 2024-02-27 |  | Non-lead
035970 | 857 BAY DR |  | Polytube | Yes |  | 2023-04-24 |  | PVC | 1986 | Yes |  | 2023-04-24 |  | Non-lead
035971 | 43 BAY DR |  | Unknown | Yes |  | 2024-05-30 |  | Unknown | 1987 | Yes |  | 2024-05-30 |  | Lead Status Unknown
035972 | 3758 HIBISCUS ST |  | Polytube | Yes |  | 2023-01-11 |  | PVC | 1986 | Yes |  | 2023-01-11 |  | Non-lead
035973 | 30788 PINEWOOD LN |  | Polytube | Yes |  | 2021-10-19 |  | PVC | 1986 | Yes |  | 2021-10-19 |  | Non-lead
035974 | 1033 LAGOON DR |  | Polytube | Yes |  | 2024-03-26 |  | PVC | 1987 | Yes |  | 2024-03-26 |  | Non-lead
035975 | 113 BEACH RD |  | Polytube | Yes |  | 2022-06-27 |  | PVC | 1986 | Yes |  | 2022-06-27 |  | Non-lead
035976 | 217 DEXTER CT |  | Copper | Yes |  | 2022-07-11 |  | PVC | 1986 | Yes |  | 2022-07-11 |  | Non-lead
035977 | 101 CONTESSA CT |  | Polytube | Yes |  | 2022-06-30 |  | PVC | 1987 | Yes |  | 2022-06-30 |  | Non-lead
035978 | 242 AZALEA ST |  | Polytube | Yes |  | 2022-04-13 |  | PVC | 1986 | Yes |  | 2022-04-13 |  | Non-lead
035979 | 325 WOODS AVE |  | Polytube | Yes |  | 2022-06-14 |  | PVC | 1987 | Yes |  | 2022-06-14 |  | Non-lead
035980 | 327 WOODS AVE |  | Polytube | Yes |  | 2022-08-10 |  | PVC | 1987 | Yes |  | 2022-08-10 |  | Non-lead
035981 | 193 LORELANE PL |  | Polytube | Yes |  | 2022-06-28 |  | PVC | 1990 | Yes |  | 2022-06-28 |  | Non-lead
035982 | 177 HIBISCUS ST |  | Unknown, Non-Lead | Yes |  | 2019-11-13 |  | Unknown, Non-Lead | 1988 | Yes |  | 2019-11-13 |  | Non-lead
035983 | 142 OCEAN VIEW DR |  | Polytube | Yes |  | 2023-01-30 |  | PVC | 1986 | Yes |  | 2023-01-30 |  | Non-lead
035984 | 7-B 94220 OVERSEAS HWY |  | PVC | Yes |  | 2022-07-19 |  | PVC | 1982 | Yes |  | 2022-07-19 |  | Non-lead
035985 | 119 PELICAN RD |  | Polytube | Yes |  | 2023-03-21 |  | PVC | 1987 | Yes |  | 2023-03-21 |  | Non-lead
035986 | 9 N BOUNTY LN |  | Polytube | Yes |  | 2023-01-31 |  | Copper | 1986 | Yes |  | 2023-01-31 |  | Non-lead
035987 | 1510 AQUEDUCT LN |  | Copper | Yes |  | 2023-06-06 |  | PVC | 1986 | Yes |  | 2023-06-06 |  | Non-lead
035988 | 131 VALJEAN LN |  | Polytube | Yes |  | 2022-07-19 |  | PVC | 1984 | Yes |  | 2022-07-19 |  | Non-lead
035990 | 19 BUNTING DR |  | Unknown, Non-Lead | No |  |  |  | Unknown, Non-Lead | 2011 | No |  |  |  | Non-lead
035991 | 15 ORANGE DR |  | Unknown | Yes |  | 2022-05-17 |  | Unknown | 1986 | Yes |  | 2022-05-17 |  | Lead Status Unknown
035992 | 262 GULFVIEW DR |  | Polytube | Yes |  | 2022-06-30 |  | PVC | 1980 | Yes |  | 2022-06-30 |  | Non-lead
035993 | 116 PEACE AVE |  | Polytube | Yes |  | 2022-07-19 |  | PVC | 1986 | Yes |  | 2022-07-19 |  | Non-lead
035994 | 11 ROCK HARBOR DRIV |  | Polytube | Yes |  | 2022-05-20 |  | PVC | 1984 | Yes |  | 2022-05-20 |  | Non-lead
035995 | 784 TRINIDAD LANE |  | Unknown, Non-Lead | No |  |  |  | Unknown, Non-Lead | 2019 | No |  |  |  | Non-lead
035996 | 3638 TROPIC ST |  | Unknown, Non-Lead | Yes |  | 2020-07-20 |  | PVC | 2019 | Yes |  | 2020-07-20 |  | Non-lead
035997 | 680 CRUIKSHANKS ISLE |  | Unknown, Non-Lead | Yes |  | 2024-07-18 |  | Unknown, Non-Lead | 2005 | Yes |  | 2024-07-18 |  | Non-lead
035998 | 1090 GULF DR |  | Polytube | Yes |  | 2023-04-28 |  | PVC | 1986 | Yes |  | 2023-04-28 |  | Non-lead
035999 | 167 E CARRIBEAN DR |  | Polytube | Yes |  | 2023-04-26 |  | PVC | 1985 | Yes |  | 2023-04-26 |  | Non-lead
036000 | 268 MARS LN |  | Polytube | Yes |  | 2024-07-29 |  | PVC | 1986 | Yes |  | 2024-07-29 |  | Non-lead
036001 | 41 CYPRESS AVE |  | Unknown, Non-Lead | Yes |  | 2019-09-11 |  | Unknown, Non-Lead | 1992 | Yes |  | 2019-09-11 |  | Non-lead
036002 | 164 OCEAN BAY APT 7 DR |  | Polytube | Yes |  | 2022-07-14 |  | PVC | 1987 | Yes |  | 2022-07-14 |  | Non-lead
036003 | 6 CACTUS DR |  | Polytube | Yes |  | 2023-09-29 |  | PVC | 1986 | Yes |  | 2023-09-29 |  | Non-lead
036004 | P/L12 US1 HIGH P RD |  | Polytube | Yes |  | 2022-12-21 |  | PVC | 1988 | Yes |  | 2022-12-21 |  | Non-lead
036005 | 1931 LONG BEACH DR |  | Polytube | Yes |  | 2022-12-28 |  | PVC | 1987 | Yes |  | 2022-12-28 |  | Non-lead
036006 | #223 97950 OVERSEAS HWY |  | Polytube | Yes |  | 2024-04-03 |  | PVC | 1987 | Yes |  | 2024-04-03 |  | Non-lead
036007 | 31281 AVENUE H |  | Polytube | Yes |  | 2024-01-26 |  | PVC | 1983 | Yes |  | 2024-01-26 |  | Non-lead
036008 | 27369 HAITI LN |  | Polytube | Yes |  | 2023-05-04 |  | PVC | 1986 | Yes |  | 2023-05-04 |  | Non-lead
036009 | 1048 CALICO JACK CIR |  | Unknown, Non-Lead | Yes |  | 2022-02-11 |  | Unknown, Non-Lead | 1990 | Yes |  | 2022-02-11 |  | Non-lead
036010 | 22942 CAPT KIDD LN |  | Unknown | Yes |  | 2018-10-11 |  | Unknown | 1986 | Yes |  | 2018-10-11 |  | Lead Status Unknown
036011 | 133 EL CAPITAN DR |  | Unknown | Yes |  | 2022-06-30 |  | PVC | 1987 | Yes |  | 2022-06-30 |  | Non-lead
036012 | 102 COLUMBUS DR |  | Polytube | Yes |  | 2022-07-07 |  | PVC | 1987 | Yes |  | 2022-07-07 |  | Non-lead
036013 | 792 BOSTWICK DR |  | Polytube | Yes |  | 2023-02-09 |  | PVC | 1985 | Yes |  | 2023-02-09 |  | Non-lead
036014 | 5-B 94220 OVERSEAS HWY |  | PVC | Yes |  | 2022-07-19 |  | PVC | 1982 | Yes |  | 2022-07-19 |  | Non-lead
036015 | 106 PUEBLO ST |  | Polytube | Yes |  | 2022-06-02 |  | PVC | 1986 | Yes |  | 2022-06-02 |  | Non-lead
036016 | 103071 OVERSEAS HWY |  | Unknown, Non-Lead | Yes |  | 2021-03-31 |  | Unknown, Non-Lead | 2010 | Yes |  | 2021-03-31 |  | Non-lead
036017 | APT 2 BACK 181 CASA COURT DR |  | Polytube | Yes |  | 2022-07-20 |  | PVC | 1987 | Yes |  | 2022-07-20 |  | Non-lead
036018 | APT 1 FRONT 179 CASA COURT DR |  | Polytube | Yes |  | 2022-07-20 |  | PVC | 1987 | Yes |  | 2022-07-20 |  | Non-lead
036020 | 175 CASA COURT DR |  | Polytube | Yes |  | 2024-06-13 |  | PVC | 1987 | Yes |  | 2024-06-13 |  | Non-lead
036021 | A 171 CASA COURT DR |  | Polytube | Yes |  | 2022-07-20 |  | PVC | 1987 | Yes |  | 2022-07-20 |  | Non-lead
036022 | UNIT B 173 CASA COURT DR |  | Polytube | Yes |  | 2022-07-20 |  | PVC | 1987 | Yes |  | 2022-07-20 |  | Non-lead
036023 | 90525 OLD L19 B1 HWY |  | Polytube | Yes |  | 2022-07-11 |  | PVC | 1990 | Yes |  | 2022-07-11 |  | Non-lead
036024 | B 58 WATERWAYS DR |  | Unknown, Non-Lead | Yes |  | 2018-12-21 |  | PVC | 1989 | Yes |  | 2018-12-21 |  | Non-lead
036025 | 765 MUSA DR |  | Polytube | Yes |  | 2023-02-09 |  | PVC | 1986 | Yes |  | 2023-02-09 |  | Non-lead
036026 | TR E 88540 OVERSEAS--POOL/MARINA HWY |  | PVC | Yes |  | 2022-12-19 |  | PVC | 1985 | Yes |  | 2022-12-19 |  | Non-lead
036027 | 185 BUTTONWOOD LN |  | Polytube | Yes |  | 2022-06-28 |  | PVC | 1980 | Yes |  | 2022-06-28 |  | Non-lead
036028 | 129 BAYVIEW ISLE DR |  | PVC | Yes |  | 2022-05-19 |  | Galvanized | 1987 | Yes |  | 2022-05-19 |  | Galvanized Requiring Replacement
036029 | 155 AZALEA ST |  | Polytube | Yes |  | 2022-06-21 |  | PVC | 1970 | Yes |  | 2022-06-21 |  | Non-lead
036030 | 650 CRUIKSHANK ISLE |  | Copper | Yes |  | 2023-03-24 |  | PVC | 1989 | Yes |  | 2023-03-24 |  | Non-lead
036031 | 1757 WATSON BLVD |  | Polytube | Yes |  | 2022-11-16 |  | PVC | 1986 | Yes |  | 2022-11-16 |  | Non-lead
036032 | 29681 SARATOGA AVE |  | Polytube | Yes |  | 2022-12-05 |  | PVC | 1986 | Yes |  | 2022-12-05 |  | Non-lead
036033 | 2-B 94220 OVERSEAS HWY |  | PVC | Yes |  | 2023-04-10 |  | PVC | 1982 | Yes |  | 2023-04-10 |  | Non-lead
036034 | 2-C 94220 OVERSEAS HWY |  | PVC | Yes |  | 2022-07-19 |  | Copper | 1982 | Yes |  | 2022-07-19 |  | Non-lead
036035 | 2-D 94220 OVERSEAS HWY |  | PVC | Yes |  | 2022-07-19 |  | PVC | 1982 | Yes |  | 2022-07-19 |  | Non-lead
036036 | 2-E 94220 OVERSEAS HWY |  | PVC | Yes |  | 2022-07-21 |  | Copper | 1982 | Yes |  | 2022-07-21 |  | Non-lead
036037 | UNIT 2F 94220 OVERSEAS HWY |  | PVC | Yes |  | 2022-11-03 |  | Copper | 1982 | Yes |  | 2022-11-03 |  | Non-lead
036038 | UNIT 2-G 94220 OVERSEAS HWY |  | PVC | Yes |  | 2022-07-21 |  | PVC | 1982 | Yes |  | 2022-07-21 |  | Non-lead
036039 | 2-H 94220 OVERSEAS HWY |  | PVC | Yes |  | 2022-07-19 |  | Copper | 1982 | Yes |  | 2022-07-19 |  | Non-lead
036040 | 4-A 94220 OVERSEAS HWY |  | PVC | Yes |  | 2022-07-19 |  | Copper | 1982 | Yes |  | 2022-07-19 |  | Non-lead
036041 | 4-B 94220 OVERSEAS HWY |  | PVC | Yes |  | 2022-07-19 |  | Copper | 1982 | Yes |  | 2022-07-19 |  | Non-lead
036042 | UNIT 4-C 94220 OVERSEAS HWY |  | PVC | Yes |  | 2022-07-19 |  | PVC | 1982 | Yes |  | 2022-07-19 |  | Non-lead
036043 | 5-E 94220 OVERSEAS HWY |  | PVC | Yes |  | 2022-07-19 |  | PVC | 1982 | Yes |  | 2022-07-19 |  | Non-lead
036044 | UNIT 6C 94220 OVERSEAS HWY |  | PVC | Yes |  | 2022-07-21 |  | PVC | 1982 | Yes |  | 2022-07-21 |  | Non-lead
036045 | 6-D 94220 OVERSEAS HWY |  | PVC | Yes |  | 2022-07-21 |  | PVC | 1982 | Yes |  | 2022-07-21 |  | Non-lead
036046 | 7-A 94220 OVERSEAS HWY |  | PVC | Yes |  | 2022-07-19 |  | PVC | 1982 | Yes |  | 2022-07-19 |  | Non-lead
036047 | 8-A 94220 OVERSEAS HWY |  | PVC | Yes |  | 2022-07-19 |  | PVC | 1982 | Yes |  | 2022-07-19 |  | Non-lead
036048 | LOT 8-B 94220 OVERSEAS HWY |  | PVC | Yes |  | 2022-07-21 |  | PVC | 1982 | Yes |  | 2022-07-21 |  | Non-lead
036049 | UNIT 8C 94220 OVERSEAS HWY |  | PVC | Yes |  | 2022-07-19 |  | PVC | 1982 | Yes |  | 2022-07-19 |  | Non-lead
036050 | 8-D 94220 OVERSEAS HWY |  | PVC | Yes |  | 2022-07-19 |  | PVC | 1982 | Yes |  | 2022-07-19 |  | Non-lead
036051 | UNIT 9-A 94220 OVERSEAS HWY |  | PVC | Yes |  | 2022-08-24 |  | Copper | 1982 | Yes |  | 2022-08-24 |  | Non-lead
036052 | 9-B 94220 OVERSEAS HWY |  | PVC | Yes |  | 2022-07-19 |  | Copper | 1982 | Yes |  | 2022-07-19 |  | Non-lead
036053 | 302 NORTH DR |  | Polytube | Yes |  | 2022-06-10 |  | PVC | 1986 | Yes |  | 2022-06-10 |  | Non-lead
036054 | 228 COSTA BRAVO DR |  | Polytube | Yes |  | 2022-12-07 |  | PVC | 1985 | Yes |  | 2022-12-07 |  | Non-lead
036055 | 4-D 94220 OVERSEAS HWY |  | PVC | Yes |  | 2022-07-19 |  | PVC | 1982 | Yes |  | 2022-07-19 |  | Non-lead
036056 | L16 B2 209 SECOND ST |  | Polytube | Yes |  | 2022-10-17 |  | PVC | 1987 | Yes |  | 2022-10-17 |  | Non-lead
036057 | LOT 16 807 GALE PL |  | Polytube | Yes |  | 2023-02-08 |  | PVC | 1974 | Yes |  | 2023-02-08 |  | Non-lead
036058 | 179 OCEAN SHORES DR |  | Polytube | Yes |  | 2023-05-11 |  | PVC | 1987 | Yes |  | 2023-05-11 |  | Non-lead
036059 | 2071 LONG BEACH DR |  | Unknown, Non-Lead | Yes |  | 2024-08-26 |  | Unknown, Non-Lead | 1988 | Yes |  | 2024-08-26 |  | Non-lead
036060 | L191 60 PLAZA DEL SOL |  | Polytube | Yes |  | 2022-06-30 |  | PVC | 1987 | Yes |  | 2022-06-30 |  | Non-lead
036061 | 119 VALJEAN WAY |  | Polytube | Yes |  | 2023-06-15 |  | PVC | 1986 | Yes |  | 2023-06-15 |  | Non-lead
036063 | 20 ROBERT ST |  | Polytube | Yes |  | 2022-10-17 |  | PVC | 1987 | Yes |  | 2022-10-17 |  | Non-lead
036064 | 625 CUDA LN |  | Polytube | Yes |  | 2022-09-20 |  | PVC | 1987 | Yes |  | 2022-09-20 |  | Non-lead
036065 | 7 MAHOGANY LN |  | Polytube | Yes |  | 2022-09-22 |  | PVC | 1987 | Yes |  | 2022-09-22 |  | Non-lead
036066 | 211 S BAY HARBOR DR |  | Unknown, Non-Lead | Yes |  | 2019-06-06 |  | Unknown, Non-Lead | 1988 | Yes |  | 2019-06-06 |  | Non-lead
036067 | 108 VALENCIA DR |  | Unknown, Non-Lead | No |  |  |  | Unknown, Non-Lead | 1990 | No |  |  |  | Non-lead
036068 | 183 BOUGANVILLA ST |  | Polytube | Yes |  | 2022-06-15 |  | PVC | 1987 | Yes |  | 2022-06-15 |  | Non-lead
036069 | 74540 OVERSEAS HWY |  | Polytube | Yes |  | 2022-07-20 |  | PVC | 1982 | Yes |  | 2022-07-20 |  | Non-lead
036070 | 61 JEAN LAFITTE DR |  | Polytube | Yes |  | 2023-01-31 |  | PVC | 1986 | Yes |  | 2023-01-31 |  | Non-lead
036071 | 1-D 94220 OVERSEAS HWY |  | PVC | Yes |  | 2024-07-17 |  | PVC | 1982 | Yes |  | 2024-07-17 |  | Non-lead
036072 | 1-B 94220 OVERSEAS HWY |  | PVC | Yes |  | 2022-07-21 |  | PVC | 1982 | Yes |  | 2022-07-21 |  | Non-lead
036073 | 27385 ST LUCIE LN |  | Polytube | Yes |  | 2023-01-09 |  | PVC | 1987 | Yes |  | 2023-01-09 |  | Non-lead
036074 | 31231 HIBISCUS DR |  | Polytube | Yes |  | 2022-11-14 |  | PVC | 1986 | Yes |  | 2022-11-14 |  | Non-lead
036075 | 29415 SARATOGA AVE |  | Polytube | Yes |  | 2022-07-07 |  | PVC | 1987 | Yes |  | 2022-07-07 |  | Non-lead
036076 | 663 SAWYER DR |  | Polytube | Yes |  | 2023-05-16 |  | PVC | 1987 | Yes |  | 2023-05-16 |  | Non-lead
036077 | 857 E CARRIBEAN DR |  | Polytube | Yes |  | 2023-04-26 |  | PVC | 1987 | Yes |  | 2023-04-26 |  | Non-lead
036078 | 20830 6TH WEST AVE |  | Polytube | Yes |  | 2023-05-04 |  | PVC | 1987 | Yes |  | 2023-05-04 |  | Non-lead
036079 | 29449 FLYING CLOUD AVE |  | Polytube | Yes |  | 2022-12-01 |  | PVC | 1986 | Yes |  | 2022-12-01 |  | Non-lead
036080 | 17021 MARLIN DR |  | Polytube | Yes |  | 2023-05-04 |  | PVC | 1987 | Yes |  | 2023-05-04 |  | Non-lead
036081 | 31331 B AVE |  | Polytube | Yes |  | 2023-08-29 |  | PVC | 1978 | Yes |  | 2023-08-29 |  | Non-lead
036082 | 30344 KILLDEER LN |  | Polytube | Yes |  | 2022-07-21 |  | PVC | 1987 | Yes |  | 2022-07-21 |  | Non-lead
036083 | 24235 CARIBBEAN DR W |  | Unknown, Non-Lead | No |  |  |  | Unknown, Non-Lead | 2003 | No |  |  |  | Non-lead
036088 | 224 E CAHILL CT |  | Polytube | Yes |  | 2023-06-15 |  | PVC | 1986 | Yes |  | 2023-06-15 |  | Non-lead
036089 | UNIT B 10 HILTON HAVEN |  | Polytube | Yes |  | 2022-10-25 |  | PVC | 1970 | Yes |  | 2022-10-25 |  | Non-lead
036090 | UNIT C 10 HILTON HAVEN RD |  | Polytube | Yes |  | 2024-01-11 |  | PVC | 1970 | Yes |  | 2024-01-11 |  | Non-lead
036091 | 540 SAWYER DR |  | Polytube | Yes |  | 2022-09-12 |  | PVC | 1986 | Yes |  | 2022-09-12 |  | Non-lead
036092 | 8 AQUAMARINE DR |  | Polytube | Yes |  | 2022-11-21 |  | PVC | 1979 | Yes |  | 2022-11-21 |  | Non-lead
036093 | 5701 COLLEGE RD |  | Unknown, Non-Lead | Yes |  | 2019-11-26 |  | Unknown, Non-Lead | 2015 | Yes |  | 2019-11-26 |  | Non-lead
036094 | 17245 E GREEN TURTLE LN |  | Polytube | Yes |  | 2022-12-09 |  | PVC | 1986 | Yes |  | 2022-12-09 |  | Non-lead
036095 | MASTER TAP 207 FKAA SAFETY HARBOR TAP |  | Unknown, Non-Lead | Yes |  | 2019-02-25 |  | Unknown, Non-Lead | 2016 | Yes |  | 2019-02-25 |  | Non-lead
036096 | 16823 E POINT DR |  | Polytube | Yes |  | 2022-07-11 |  | PVC | 1987 | Yes |  | 2022-07-11 |  | Non-lead
036097 | 29673 SARATOGA AVE |  | Polytube | Yes |  | 2022-12-05 |  | PVC | 1987 | Yes |  | 2022-12-05 |  | Non-lead
036098 | HOUSE 58621 OVERSEAS HWY |  | Polytube | Yes |  | 2024-05-15 |  | PVC | 1986 | Yes |  | 2024-05-15 |  | Non-lead
036099 | 185 COCONUT AVE |  | Polytube | Yes |  | 2022-08-26 |  | PVC | 1989 | Yes |  | 2022-08-26 |  | Non-lead
036100 | 187 COCOANUT AVE |  | Unknown, Non-Lead | Yes |  | 2019-09-13 |  | PVC | 1989 | Yes |  | 2019-09-13 |  | Non-lead
036101 | 125 MOCKINGBIRD LN |  | Polytube | Yes |  | 2023-07-19 |  | PVC | 1987 | Yes |  | 2023-07-19 |  | Non-lead
036102 | 74 COCO PLUM DR |  | Unknown, Non-Lead | Yes |  | 2017-03-02 |  | Unknown, Non-Lead | 2000 | Yes |  | 2017-03-02 |  | Non-lead
036103 | 112 AVENUE E |  | Polytube | Yes |  | 2022-10-22 |  | PVC | 1986 | Yes |  | 2022-10-22 |  | Non-lead
036104 | 275 30TH OCEAN ST |  | Polytube | Yes |  | 2023-02-07 |  | PVC | 1987 | Yes |  | 2023-02-07 |  | Non-lead
036105 | B 101 PATRICIA DR |  | Polytube | Yes |  | 2023-07-25 |  | PVC | 1987 | Yes |  | 2023-07-25 |  | Non-lead
036106 | #A 101 PATRICIA DR |  | Polytube | Yes |  | 2023-01-30 |  | PVC | 1987 | Yes |  | 2023-01-30 |  | Non-lead
036107 | 1 AVENUE F |  | Polytube | Yes |  | 2022-10-22 |  | PVC | 1987 | Yes |  | 2022-10-22 |  | Non-lead
036108 | 305 SOMBRERO BLVD |  | Polytube | Yes |  | 2023-03-02 |  | PVC | 1987 | Yes |  | 2023-03-02 |  | Non-lead
036109 | 58039 MORTON ST |  | Polytube | Yes |  | 2023-10-13 |  | PVC | 1987 | Yes |  | 2023-10-13 |  | Non-lead
036110 | 2125 H AVE |  | Polytube | Yes |  | 2024-08-21 |  | PVC | 1987 | Yes |  | 2024-08-21 |  | Non-lead
036117 | 58324 MORTON ST |  | Polytube | Yes |  | 2024-09-16 |  | PVC | 1987 | Yes |  | 2024-09-16 |  | Non-lead
036118 | 154 N INDIES DR |  | Polytube | Yes |  | 2023-08-15 |  | PVC | 1987 | Yes |  | 2023-08-15 |  | Non-lead
036119 | 57283 MORTON ST |  | Unknown, Non-Lead | Yes |  | 2024-01-18 |  | Unknown, Non-Lead | 1988 | Yes |  | 2024-01-18 |  | Non-lead
036120 | 167 CORRINE PL |  | Polytube | Yes |  | 2023-02-06 |  | PVC | 1987 | Yes |  | 2023-02-06 |  | Non-lead
036121 | 116 STROMBOLI DR |  | Polytube | Yes |  | 2022-06-10 |  | PVC | 1987 | Yes |  | 2022-06-10 |  | Non-lead
036122 | 103 NAVAJO ST |  | Polytube | Yes |  | 2022-06-03 |  | PVC | 1986 | Yes |  | 2022-06-03 |  | Non-lead
036123 | 52 W PLAZA GRANADA |  | Unknown, Non-Lead | Yes |  | 2019-07-19 |  | PVC | 2002 | Yes |  | 2019-07-19 |  | Non-lead
036125 | 25 LAKE SHORE DR |  | Polytube | Yes |  | 2023-11-30 |  | PVC | 1987 | Yes |  | 2023-11-30 |  | Non-lead
036126 | 27 LAKE SHORE DR |  | Unknown, Non-Lead | Yes |  | 2020-12-01 |  | PVC | 1989 | Yes |  | 2020-12-01 |  | Non-lead
036127 | 9-D 94220 OVERSEAS HWY |  | PVC | Yes |  | 2022-07-19 |  | PVC | 1982 | Yes |  | 2022-07-19 |  | Non-lead
036128 | 185 LORELANE PL |  | Unknown, Non-Lead | No |  |  |  | Unknown, Non-Lead | 2000 | No |  |  |  | Non-lead
036129 | 86771 OLD HWY |  | Polytube | Yes |  | 2022-06-13 |  | PVC | 1987 | Yes |  | 2022-06-13 |  | Non-lead
036130 | 86781 OVERSEAS HWY |  | Polytube | Yes |  | 2022-06-13 |  | PVC | 1987 | Yes |  | 2022-06-13 |  | Non-lead
036131 | 153 LAPALOMA RD |  | Polytube | Yes |  | 2023-02-07 |  | PVC | 1987 | Yes |  | 2023-02-07 |  | Non-lead
036132 | 149 LA PALOMA RD |  | Polytube | Yes |  | 2023-02-07 |  | PVC | 1987 | Yes |  | 2023-02-07 |  | Non-lead
036133 | 126 VALENCIA DR |  | Polytube | Yes |  | 2023-02-01 |  | PVC | 1987 | Yes |  | 2023-02-01 |  | Non-lead
036134 | 229 LAPALOMA RD |  | Polytube | Yes |  | 2023-02-07 |  | PVC | 1986 | Yes |  | 2023-02-07 |  | Non-lead
036135 | 65 BAHAMA AVE |  | Polytube | Yes |  | 2022-11-29 |  | PVC | 1969 | Yes |  | 2022-11-29 |  | Non-lead
036136 | 143 S ROLLING HILL RD |  | Polytube | Yes |  | 2022-06-08 |  | PVC | 1987 | Yes |  | 2022-06-08 |  | Non-lead
036137 | 40 MUTINY PLACE |  | Polytube | Yes |  | 2023-01-31 |  | PVC | 1986 | Yes |  | 2023-01-31 |  | Non-lead
036138 | 21 DISPATCH CREEK L CT |  | Polytube | Yes |  | 2022-06-27 |  | PVC | 1987 | Yes |  | 2022-06-27 |  | Non-lead
036139 | 48 WATERWAYS DR |  | Polytube | Yes |  | 2023-01-30 |  | PVC | 1987 | Yes |  | 2023-01-30 |  | Non-lead
036140 | 575 E CARRIBEAN DR |  | Polytube | Yes |  | 2023-04-26 |  | PVC | 1987 | Yes |  | 2023-04-26 |  | Non-lead
036141 | 1975 LONG BEACH RD |  | Polytube | Yes |  | 2023-11-21 |  | PVC | 1987 | Yes |  | 2023-11-21 |  | Non-lead
036142 | 1683 CANAL ST |  | Polytube | Yes |  | 2022-11-17 |  | PVC | 1987 | Yes |  | 2022-11-17 |  | Non-lead
036143 | 759 MICHAEL DR |  | Polytube | Yes |  | 2023-04-03 |  | PVC | 1986 | Yes |  | 2023-04-03 |  | Non-lead
036144 | 36 FLORAL AVE |  | Polytube | Yes |  | 2022-11-09 |  | PVC | 1986 | Yes |  | 2022-11-09 |  | Non-lead
036145 | 8 FLORAL AVE |  | Polytube | Yes |  | 2024-08-31 |  | PVC | 1987 | Yes |  | 2024-08-31 |  | Non-lead
036146 | L12 17252 SNAPPER LN |  | Polytube | Yes |  | 2024-03-20 |  | PVC | 1987 | Yes |  | 2024-03-20 |  | Non-lead
036147 | 77 BAY DR |  | Unknown, Non-Lead | No |  |  |  | Unknown, Non-Lead | 1994 | No |  |  |  | Non-lead
036148 | 31542 AVENUE B |  | Unknown, Non-Lead | Yes |  | 2018-07-23 |  | Unknown, Non-Lead | 2020 | Yes |  | 2018-07-23 |  | Non-lead
036149 | 29664 SARATOGA AVE |  | Polytube | Yes |  | 2022-12-05 |  | PVC | 1987 | Yes |  | 2022-12-05 |  | Non-lead
036150 | 30891 GRANADA AVE |  | Polytube | Yes |  | 2024-09-27 |  | PVC | 1987 | Yes |  | 2024-09-27 |  | Non-lead
036151 | 26929 OLD STATE 4A RD |  | Polytube | Yes |  | 2024-07-29 |  | PVC | 1986 | Yes |  | 2024-07-29 |  | Non-lead
036152 | 28594 LE GRAND RD |  | Polytube | Yes |  | 2022-09-08 |  | PVC | 1976 | Yes |  | 2022-09-08 |  | Non-lead
036153 | 28584 LE GRAND RD |  | Polytube | Yes |  | 2023-05-22 |  | PVC | 1987 | Yes |  | 2023-05-22 |  | Non-lead
036154 | 24969 PALM LANE |  | Polytube | Yes |  | 2023-12-22 |  | PVC | 1987 | Yes |  | 2023-12-22 |  | Non-lead
036155 | 22973 JOHN AVERY LN |  | Unknown, Non-Lead | No |  |  |  | Unknown, Non-Lead | 2019 | No |  |  |  | Non-lead
036156 | 274 BLACKBEARD RD |  | Polytube | Yes |  | 2023-01-24 |  | PVC | 1987 | Yes |  | 2023-01-24 |  | Non-lead
036157 | 21039 5TH AVE |  | Polytube | Yes |  | 2022-10-31 |  | PVC | 1987 | Yes |  | 2022-10-31 |  | Non-lead
036158 | 17139 LA BRISA CT |  | Polytube | Yes |  | 2023-02-28 |  | PVC | 1988 | Yes |  | 2023-02-28 |  | Non-lead
036159 | 871 WEST INDIES DR |  | Polytube | Yes |  | 2023-05-04 |  | PVC | 1987 | Yes |  | 2023-05-04 |  | Non-lead
036160 | 35 PIGEON DR |  | Unknown, Non-Lead | No |  |  |  | Unknown, Non-Lead | 1989 | No |  |  |  | Non-lead
036161 | 201 BURGUNDY DR |  | Polytube | Yes |  | 2023-02-09 |  | PVC | 1987 | Yes |  | 2023-02-09 |  | Non-lead
036162 | 128 OCEAN SHORES DR |  | Unknown, Non-Lead | Yes |  | 2023-04-20 |  | PVC | 1990 | Yes |  | 2023-04-20 |  | Non-lead
036163 | APT FRONT B 263 ST THOMAS AVE |  | Unknown, Non-Lead | Yes |  | 2020-12-14 |  | Unknown, Non-Lead | 1989 | Yes |  | 2020-12-14 |  | Non-lead
036164 | APT REAR A 263 ST THOMAS AVE |  | Unknown, Non-Lead | Yes |  | 2021-01-25 |  | Unknown, Non-Lead | 1989 | Yes |  | 2021-01-25 |  | Non-lead
036165 | 46 N BOUNTY LN |  | Polytube | Yes |  | 2023-01-30 |  | PVC | 1986 | Yes |  | 2023-01-30 |  | Non-lead
036166 | 145 VALOIS BLVD |  | Polytube | Yes |  | 2022-10-03 |  | PVC | 1986 | Yes |  | 2022-10-03 |  | Non-lead
036167 | 127 VALOIS BLVD |  | Polytube | Yes |  | 2022-06-16 |  | PVC | 1986 | Yes |  | 2022-06-16 |  | Non-lead
036168 | 88720 OVERSEAS HWY |  | Polytube | Yes |  | 2024-08-21 |  | PVC | 1988 | Yes |  | 2024-08-21 |  | Non-lead
036169 | 968 SHAW DR |  | Polytube | Yes |  | 2022-06-01 |  | PVC | 1993 | Yes |  | 2022-06-01 |  | Non-lead
036170 | 217 BRISTOL CT |  | Unknown, Non-Lead | Yes |  | 2020-07-23 |  | Polytube | 1988 | Yes |  | 2020-07-23 |  | Non-lead
036171 | 1036 ADAMS DR |  | Polytube | Yes |  | 2023-02-08 |  | PVC | 1987 | Yes |  | 2023-02-08 |  | Non-lead
036172 | UNIT 11 164 OCEAN BAY DR |  | Polytube | Yes |  | 2022-07-14 |  | PVC | 1987 | Yes |  | 2022-07-14 |  | Non-lead
036173 | 164 OCEAN BAY DR APT 10-A |  | Polytube | Yes |  | 2022-07-14 |  | PVC | 1987 | Yes |  | 2022-07-14 |  | Non-lead
036174 | 164 OCEAN BAY #9 DR |  | Polytube | Yes |  | 2023-05-31 |  | PVC | 1987 | Yes |  | 2023-05-31 |  | Non-lead
036175 | APT 8 164 OCEAN BAY DR |  | Polytube | Yes |  | 2022-07-14 |  | PVC | 1987 | Yes |  | 2022-07-14 |  | Non-lead
036176 | APT 5B 164 OCEAN BAY DR |  | Polytube | Yes |  | 2022-07-14 |  | PVC | 1987 | Yes |  | 2022-07-14 |  | Non-lead
036177 | #6 164 OCEAN BAY DR |  | Polytube | Yes |  | 2022-09-09 |  | PVC | 1987 | Yes |  | 2022-09-09 |  | Non-lead
036178 | #3 164 OCEAN BAY DR |  | Polytube | Yes |  | 2022-07-14 |  | PVC | 1987 | Yes |  | 2022-07-14 |  | Non-lead
036179 | UNIT 4 164 OCEAN BAY DR |  | Polytube | Yes |  | 2022-12-22 |  | PVC | 1987 | Yes |  | 2022-12-22 |  | Non-lead
036180 | APT 2C 164 OCEAN BAY DR |  | Polytube | Yes |  | 2022-07-14 |  | PVC | 1987 | Yes |  | 2022-07-14 |  | Non-lead
036181 | UNIT 1C 164 OCEAN BAY DR |  | Polytube | Yes |  | 2023-07-25 |  | PVC | 1987 | Yes |  | 2023-07-25 |  | Non-lead
036182 | 260 COSTA BRAVO DR |  | Polytube | Yes |  | 2022-06-30 |  | PVC | 1987 | Yes |  | 2022-06-30 |  | Non-lead
036183 | 127 VALENCIA DR |  | Unknown, Non-Lead | Yes |  | 2019-01-28 |  | PVC | 1988 | Yes |  | 2019-01-28 |  | Non-lead
036184 | 276 NORMANDY DR |  | Polytube | Yes |  | 2022-12-22 |  | PVC |  | Yes |  | 2022-12-22 |  | Non-lead
036186 | 1280 NILES RD |  | Polytube | Yes |  | 2023-09-06 |  | PVC | 1987 | Yes |  | 2023-09-06 |  | Non-lead
036187 | 3734 HIBISCUS ST |  | Polytube | Yes |  | 2023-09-20 |  | PVC | 1986 | Yes |  | 2023-09-20 |  | Non-lead
036188 | 250 SUNSET RD |  | Polytube | Yes |  | 2024-04-23 |  | PVC | 1986 | Yes |  | 2024-04-23 |  | Non-lead
036189 | FIRE 2811 N ROOSEVELT BLVD |  | Unknown, Non-Lead | No |  |  |  | Unknown, Non-Lead | 2003 | No |  |  |  | Non-lead
036190 | 917 GULF DR |  | Polytube | Yes |  | 2023-12-07 |  | PVC | 1986 | Yes |  | 2023-12-07 |  | Non-lead
036191 | UP 1220 3RD ST |  | Polytube | Yes |  | 2023-04-26 |  | PVC | 1950 | Yes |  | 2023-04-26 |  | Non-lead
036192 | APT UP 1218 3RD ST |  | Polytube | Yes |  | 2023-04-26 |  | PVC | 1950 | Yes |  | 2023-04-26 |  | Non-lead
036193 | 479 BLACKBEARD RD |  | Polytube | Yes |  | 2023-01-24 |  | PVC | 1986 | Yes |  | 2023-01-24 |  | Non-lead
036194 | 100 INDUSTRIAL RD |  | Polytube | Yes |  | 2022-07-15 |  | PVC | 1983 | Yes |  | 2022-07-15 |  | Non-lead
036195 | 74 N BOUNTY LN |  | Polytube | Yes |  | 2023-08-04 |  | PVC | 1987 | Yes |  | 2023-08-04 |  | Non-lead
036196 | 5-C 94220 OVERSEAS HWY |  | PVC | Yes |  | 2022-07-19 |  | PVC | 1982 | Yes |  | 2022-07-19 |  | Non-lead
036197 | 91 PLAZA DEL SOL |  | Unknown, Non-Lead | No |  |  |  | Unknown, Non-Lead | 1989 | No |  |  |  | Non-lead
036198 | APT B BACK 500 CARIBBEAN DR |  | Unknown | Yes |  | 2022-07-08 |  | Unknown | 1986 | Yes |  | 2022-07-08 |  | Lead Status Unknown
036199 | APT A 500 CARIBBEAN DR |  | Unknown | Yes |  | 2022-07-08 |  | Unknown | 1986 | Yes |  | 2022-07-08 |  | Lead Status Unknown
036200 | 10 COCONUT DR |  | Polytube | Yes |  | 2022-05-06 |  | PVC | 1988 | Yes |  | 2022-05-06 |  | Non-lead
036201 | FRONT 502 CARIBBEAN DR |  | Polytube | Yes |  | 2022-07-08 |  | PVC | 1987 | Yes |  | 2022-07-08 |  | Non-lead
036202 | BACK 502 CARRIBEAN DR |  | Polytube | Yes |  | 2023-02-02 |  | PVC | 1987 | Yes |  | 2023-02-02 |  | Non-lead
036203 | STORE 01 85960 OVERSEAS HWY |  | Polytube | Yes |  | 2022-06-22 |  | PVC | 1988 | Yes |  | 2022-06-22 |  | Non-lead
036204 | STORE 03 85960 OVERSEAS HWY |  | Unknown, Non-Lead | Yes |  | 2022-02-11 |  | Unknown, Non-Lead | 1988 | Yes |  | 2022-02-11 |  | Non-lead
036205 | STORE 02 85960 OVERSEAS HWY |  | Polytube | Yes |  | 2022-03-02 |  | PVC | 1988 | Yes |  | 2022-03-02 |  | Non-lead
036206 | STORE 04 85960 OVERSEAS HWY |  | Unknown, Non-Lead | Yes |  | 2022-03-02 |  | PVC | 1988 | Yes |  | 2022-03-02 |  | Non-lead
036207 | STORE 05 85960 OVERSEAS HWY |  | Unknown, Non-Lead | Yes |  | 2022-02-24 |  | PVC | 1988 | Yes |  | 2022-02-24 |  | Non-lead
036208 | 2ND FLOOR 85960 OVERSEAS HWY |  | Polytube | Yes |  | 2024-04-26 |  | PVC | 1988 | Yes |  | 2024-04-26 |  | Non-lead
036209 | STORE 07 85960 OVERSEAS HWY |  | Unknown, Non-Lead | Yes |  | 2024-04-26 |  | Unknown, Non-Lead | 1988 | Yes |  | 2024-04-26 |  | Non-lead
036210 | STORE 08 85960 OVERSEAS HWY |  | Unknown, Non-Lead | Yes |  | 2024-04-26 |  | Unknown, Non-Lead | 1988 | Yes |  | 2024-04-26 |  | Non-lead
036211 | STORE 09 85960 OVERSEAS HWY |  | Unknown, Non-Lead | Yes |  | 2024-04-26 |  | Unknown, Non-Lead | 1988 | Yes |  | 2024-04-26 |  | Non-lead
036212 | DOCK 85960 OVERSEAS HWY |  | Polytube | Yes |  | 2024-04-26 |  | PVC | 1987 | Yes |  | 2024-04-26 |  | Non-lead
036213 | 11 ATLANTIC AVE |  | Unknown, Non-Lead | Yes |  | 2020-10-28 |  | Unknown, Non-Lead | 2020 | Yes |  | 2020-10-28 |  | Non-lead
036214 | 112 MARINA AVE |  | Unknown, Non-Lead | No |  |  |  | Unknown, Non-Lead | 1991 | No |  |  |  | Non-lead
036215 | 112 FIRST ST |  | Polytube | Yes |  | 2023-02-01 |  | PVC | 1986 | Yes |  | 2023-02-01 |  | Non-lead
036216 | 708 GARDEN STATE LN |  | Polytube | Yes |  | 2023-02-08 |  | PVC | 2011 | Yes |  | 2023-02-08 |  | Non-lead
036217 | 80739 OLD HWY |  | Polytube | Yes |  | 2022-11-14 |  | PVC | 2014 | Yes |  | 2022-11-14 |  | Non-lead
036218 | 155 MILANO DR |  | Polytube | Yes |  | 2022-09-13 |  | PVC | 1988 | Yes |  | 2022-09-13 |  | Non-lead
036219 | 243 CHARLEMAGNE BLVD |  | Polytube | Yes |  | 2022-06-02 |  | PVC | 1986 | Yes |  | 2022-06-02 |  | Non-lead
036220 | 24449 W CARRIBEAN L-2 B-3 DR |  | Polytube | Yes |  | 2023-04-24 |  | PVC | 1987 | Yes |  | 2023-04-24 |  | Non-lead
036224 | 2809 VENETIAN DR |  | Unknown, Non-Lead | Yes |  | 2017-08-07 |  | Unknown, Non-Lead | 1994 | Yes |  | 2017-08-07 |  | Non-lead
036225 | 19556 SEMINOLE ST |  | Polytube | Yes |  | 2023-02-02 |  | PVC | 1986 | Yes |  | 2023-02-02 |  | Non-lead
036226 | 2230 SAN MARCO DR |  | Polytube | Yes |  | 2023-11-29 |  | PVC | 1986 | Yes |  | 2023-11-29 |  | Non-lead
036227 | 541 W INDIES DR |  | Unknown, Non-Lead | Yes |  | 2023-05-04 |  | No Piping | 1987 | Yes |  | 2023-05-04 |  | Non-lead
036228 | STORE 2 335 DUVAL ST |  | Polytube | Yes |  | 2022-09-26 |  | PVC | 1986 | Yes |  | 2022-09-26 |  | Non-lead
036229 | #3 335 DUVAL ST |  | Polytube | Yes |  | 2022-09-26 |  | PVC | 1986 | Yes |  | 2022-09-26 |  | Non-lead
036230 | #4 335 DUVAL ST |  | Polytube | Yes |  | 2024-01-09 |  | PVC | 1986 | Yes |  | 2024-01-09 |  | Non-lead
036231 | STE 5 335 DUVAL ST |  | Polytube | Yes |  | 2024-04-08 |  | PVC | 1986 | Yes |  | 2024-04-08 |  | Non-lead
036232 | #6 335 DUVAL ST |  | Polytube | Yes |  | 2022-09-26 |  | PVC | 1986 | Yes |  | 2022-09-26 |  | Non-lead
036233 | 1824 SUNRISE DR |  | Polytube | Yes |  | 2022-11-16 |  | PVC | 1986 | Yes |  | 2022-11-16 |  | Non-lead
036234 | 1021 E CARRIBEAN DR |  | Unknown, Non-Lead | No |  |  |  | Unknown, Non-Lead | 1997 | No |  |  |  | Non-lead
036235 | 29287 CYPRESS DR |  | Polytube | Yes |  | 2022-12-15 |  | PVC | 1985 | Yes |  | 2022-12-15 |  | Non-lead
036236 | 29185 ALLAMANDA |  | Polytube | Yes |  | 2023-01-26 |  | PVC | 1980 | Yes |  | 2023-01-26 |  | Non-lead
036237 | 3653 LANDERS ST |  | Polytube | Yes |  | 2023-01-11 |  | PVC | 1986 | Yes |  | 2023-01-11 |  | Non-lead
036238 | UNIT E101 1901 S ROOSEVELT BLVD |  | Copper | Yes |  | 2022-06-24 |  | Copper | 1984 | Yes |  | 2022-06-24 |  | Non-lead
036239 | UNIT E102 1901 S ROOSEVELT BLVD |  | Copper | Yes |  | 2022-07-07 |  | Copper | 1984 | Yes |  | 2022-07-07 |  | Non-lead
036240 | UNIT E103 1901 S ROOSEVELT BLVD |  | Copper | Yes |  | 2022-06-24 |  | Copper | 1984 | Yes |  | 2022-06-24 |  | Non-lead
036241 | UNIT E104 1901 S ROOSEVELT BLVD |  | Copper | Yes |  | 2022-06-24 |  | Copper | 1984 | Yes |  | 2022-06-24 |  | Non-lead
036242 | UNIT E105 1901 S ROOSEVELT BLVD |  | PVC | Yes |  | 2022-07-20 |  | Copper | 1984 | Yes |  | 2022-07-20 |  | Non-lead
036243 | UNIT E106 1901 S ROOSEVELT BLVD |  | Copper | Yes |  | 2022-06-24 |  | Copper | 1984 | Yes |  | 2022-06-24 |  | Non-lead
036244 | UNIT E107 1901 S ROOSEVELT BLVD |  | Copper | Yes |  | 2023-03-17 |  | Copper | 1984 | Yes |  | 2023-03-17 |  | Non-lead
036245 | UNIT E108 1901 S ROOSEVELT BLVD |  | Copper | Yes |  | 2022-06-24 |  | Copper | 1984 | Yes |  | 2022-06-24 |  | Non-lead
036246 | UNIT N101 1901 S ROOSEVELT BLVD |  | PVC | Yes |  | 2022-06-24 |  | Copper | 1984 | Yes |  | 2022-06-24 |  | Non-lead
036247 | UNIT N102 1901 S ROOSEVELT BLVD |  | PVC | Yes |  | 2022-06-24 |  | Copper | 1984 | Yes |  | 2022-06-24 |  | Non-lead
036248 | UNIT N103 1901 S ROOSEVELT BLVD |  | PVC | Yes |  | 2022-12-19 |  | Copper | 1984 | Yes |  | 2022-12-19 |  | Non-lead
036249 | UNIT N104 1901 S ROOSEVELT BLVD |  | PVC | Yes |  | 2024-02-02 |  | Copper | 1984 | Yes |  | 2024-02-02 |  | Non-lead
036250 | UNIT N105 1901 S ROOSEVELT BLVD |  | PVC | Yes |  | 2022-06-24 |  | Copper | 1984 | Yes |  | 2022-06-24 |  | Non-lead
036251 | UNIT N106 1901 S ROOSEVELT BLVD |  | Polytube | Yes |  | 2022-05-20 |  | Copper | 1984 | Yes |  | 2022-05-20 |  | Non-lead
036252 | UNIT N107 1901 S ROOSEVELT BLVD |  | PVC | Yes |  | 2022-06-24 |  | Copper | 1984 | Yes |  | 2022-06-24 |  | Non-lead
036253 | UNIT N108 1901 S ROOSEVELT BLVD |  | PVC | Yes |  | 2022-06-24 |  | Copper | 1984 | Yes |  | 2022-06-24 |  | Non-lead
036254 | UNIT E201 1901 S ROOSEVELT BLVD |  | Copper | Yes |  | 2022-06-24 |  | Copper | 1984 | Yes |  | 2022-06-24 |  | Non-lead
036255 | UNIT E202 1901 S ROOSEVELT BLVD |  | Copper | Yes |  | 2022-06-24 |  | Copper | 1984 | Yes |  | 2022-06-24 |  | Non-lead
036256 | UNIT E203 1901 S ROOSEVELT BLVD |  | Copper | Yes |  | 2022-06-24 |  | Copper | 1984 | Yes |  | 2022-06-24 |  | Non-lead
036257 | UNIT E204 1901 S ROOSEVELT BLVD |  | Copper | Yes |  | 2022-06-24 |  | Copper | 1984 | Yes |  | 2022-06-24 |  | Non-lead
036258 | UNIT E205 1901 S ROOSEVELT BLVD |  | Copper | Yes |  | 2022-06-24 |  | Copper | 1984 | Yes |  | 2022-06-24 |  | Non-lead
036259 | UNIT E206 1901 S ROOSEVELT BLVD |  | Copper | Yes |  | 2022-06-24 |  | Copper | 1984 | Yes |  | 2022-06-24 |  | Non-lead
036260 | UNIT E207 1901 S ROOSEVELT BLVD |  | Copper | Yes |  | 2022-06-24 |  | Copper | 1984 | Yes |  | 2022-06-24 |  | Non-lead
036261 | UNIT E208 1901 S ROOSEVELT BLVD |  | Copper | Yes |  | 2022-06-24 |  | Copper | 1984 | Yes |  | 2022-06-24 |  | Non-lead
036262 | UNIT N201 1901 S ROOSEVELT BLVD |  | PVC | Yes |  | 2023-08-23 |  | Copper | 1984 | Yes |  | 2023-08-23 |  | Non-lead
036263 | UNIT N202 1901 S ROOSEVELT BLVD |  | PVC | Yes |  | 2022-08-19 |  | Copper | 1984 | Yes |  | 2022-08-19 |  | Non-lead
036264 | UNIT N203 1901 S ROOSEVELT BLVD |  | Copper | Yes |  | 2022-06-27 |  | Copper | 1984 | Yes |  | 2022-06-27 |  | Non-lead
036265 | UNIT N204 1901 S ROOSEVELT BLVD |  | PVC | Yes |  | 2023-10-04 |  | Copper | 1984 | Yes |  | 2023-10-04 |  | Non-lead
036266 | UNIT N205 1901 S ROOSEVELT BLVD |  | PVC | Yes |  | 2022-06-24 |  | Copper | 1984 | Yes |  | 2022-06-24 |  | Non-lead
036267 | UNIT N206 1901 S ROOSEVELT BLVD |  | PVC | Yes |  | 2022-06-24 |  | Copper | 1984 | Yes |  | 2022-06-24 |  | Non-lead
036268 | UNIT N207 1901 S ROOSEVELT BLVD |  | PVC | Yes |  | 2022-06-24 |  | Copper | 1984 | Yes |  | 2022-06-24 |  | Non-lead
036269 | UNIT N208 1901 S ROOSEVELT BLVD |  | PVC | Yes |  | 2022-06-24 |  | Copper | 1984 | Yes |  | 2022-06-24 |  | Non-lead
036270 | UNIT E301 1901 S ROOSEVELT BLVD |  | Copper | Yes |  | 2022-06-24 |  | Copper | 1984 | Yes |  | 2022-06-24 |  | Non-lead
036271 | UNIT E302 1901 S ROOSEVELT BLVD |  | Copper | Yes |  | 2022-07-01 |  | Copper | 1984 | Yes |  | 2022-07-01 |  | Non-lead
036272 | UNIT E303 1901 S ROOSEVELT BLVD |  | Copper | Yes |  | 2022-06-24 |  | Copper | 1984 | Yes |  | 2022-06-24 |  | Non-lead
036273 | UNIT E304 1901 S ROOSEVELT BLVD |  | Copper | Yes |  | 2022-06-24 |  | Copper | 1984 | Yes |  | 2022-06-24 |  | Non-lead
036274 | UNIT E305 1901 S ROOSEVELT BLVD |  | Copper | Yes |  | 2022-06-24 |  | Copper | 1984 | Yes |  | 2022-06-24 |  | Non-lead
036275 | UNIT E306 1901 S ROOSEVELT BLVD |  | Copper | Yes |  | 2022-06-24 |  | Copper | 1984 | Yes |  | 2022-06-24 |  | Non-lead
036276 | UNIT E307 1901 S ROOSEVELT BLVD |  | Copper | Yes |  | 2023-08-23 |  | Copper | 1984 | Yes |  | 2023-08-23 |  | Non-lead
036277 | UNIT E308 1901 S ROOSEVELT BLVD |  | Copper | Yes |  | 2022-06-24 |  | Copper | 1984 | Yes |  | 2022-06-24 |  | Non-lead
036278 | UNIT N301 1901 S ROOSEVELT BLVD |  | PVC | Yes |  | 2022-06-24 |  | Copper | 1984 | Yes |  | 2022-06-24 |  | Non-lead
036279 | UNIT N302 1901 S ROOSEVELT BLVD |  | PVC | Yes |  | 2022-06-24 |  | Copper | 1984 | Yes |  | 2022-06-24 |  | Non-lead
036280 | UNIT N303 1901 S ROOSEVELT BLVD |  | PVC | Yes |  | 2022-06-24 |  | Copper | 1984 | Yes |  | 2022-06-24 |  | Non-lead
036281 | UNIT N304 1901 S ROOSEVELT BLVD |  | PVC | Yes |  | 2024-04-22 |  | Copper | 1984 | Yes |  | 2024-04-22 |  | Non-lead
036282 | UNIT N305 1901 S ROOSEVELT BLVD |  | PVC | Yes |  | 2022-06-24 |  | Copper | 1984 | Yes |  | 2022-06-24 |  | Non-lead
036283 | UNIT N306 1901 S ROOSEVELT BLVD |  | PVC | Yes |  | 2022-06-24 |  | Copper | 1984 | Yes |  | 2022-06-24 |  | Non-lead
036284 | UNIT N307 1901 S ROOSEVELT BLVD |  | PVC | Yes |  | 2022-06-24 |  | Copper | 1984 | Yes |  | 2022-06-24 |  | Non-lead
036285 | UNIT N308 1901 S ROOSEVELT BLVD |  | PVC | Yes |  | 2023-01-19 |  | Copper | 1984 | Yes |  | 2023-01-19 |  | Non-lead
036286 | UNIT E401 1901 S ROOSEVELT BLVD |  | Copper | Yes |  | 2022-06-24 |  | Copper | 1984 | Yes |  | 2022-06-24 |  | Non-lead
036287 | UNIT E402 1901 S ROOSEVELT BLVD |  | Copper | Yes |  | 2024-08-09 |  | Copper | 1984 | Yes |  | 2024-08-09 |  | Non-lead
036288 | UNIT E403 1901 S ROOSEVELT BLVD |  | Copper | Yes |  | 2024-07-22 |  | Copper | 1984 | Yes |  | 2024-07-22 |  | Non-lead
036289 | UNIT E404 1901 S ROOSEVELT BLVD |  | Copper | Yes |  | 2022-06-24 |  | Copper | 1984 | Yes |  | 2022-06-24 |  | Non-lead
036290 | UNIT E405 1901 S ROOSEVELT BLVD |  | Copper | Yes |  | 2022-06-24 |  | Copper | 1984 | Yes |  | 2022-06-24 |  | Non-lead
036291 | UNIT E406 1901 S ROOSEVELT BLVD |  | Copper | Yes |  | 2022-06-24 |  | Copper | 1984 | Yes |  | 2022-06-24 |  | Non-lead
036292 | UNIT E407 1901 S ROOSEVELT BLVD |  | Copper | Yes |  | 2023-10-16 |  | Copper | 1984 | Yes |  | 2023-10-16 |  | Non-lead
036293 | UNIT E408 1901 S ROOSEVELT BLVD |  | Copper | Yes |  | 2024-08-23 |  | Copper | 1984 | Yes |  | 2024-08-23 |  | Non-lead
036294 | UNIT N401 1901 S ROOSEVELT BLVD |  | Polytube | Yes |  | 2022-05-18 |  | Copper | 1984 | Yes |  | 2022-05-18 |  | Non-lead
036295 | UNIT N402 1901 S ROOSEVELT BLVD |  | PVC | Yes |  | 2022-06-24 |  | Copper | 1984 | Yes |  | 2022-06-24 |  | Non-lead
036296 | UNIT N403 1901 S ROOSEVELT BLVD |  | Copper | Yes |  | 2022-06-24 |  | Copper | 1984 | Yes |  | 2022-06-24 |  | Non-lead
036297 | UNIT N404 1901 S ROOSEVELT BLVD |  | Copper | Yes |  | 2024-09-16 |  | Copper | 1984 | Yes |  | 2024-09-16 |  | Non-lead
036298 | UNIT N405 1901 S ROOSEVELT BLVD |  | PVC | Yes |  | 2022-06-24 |  | Copper | 1984 | Yes |  | 2022-06-24 |  | Non-lead
036299 | UNIT N406 1901 S ROOSEVELT BLVD |  | PVC | Yes |  | 2022-06-24 |  | Copper | 1984 | Yes |  | 2022-06-24 |  | Non-lead
036300 | UNIT N407 1901 S ROOSEVELT BLVD |  | Copper | Yes |  | 2022-07-01 |  | Copper | 1984 | Yes |  | 2022-07-01 |  | Non-lead
036301 | UNIT N408 1901 S ROOSEVELT BLVD |  | PVC | Yes |  | 2022-06-24 |  | Copper | 1984 | Yes |  | 2022-06-24 |  | Non-lead
036302 | 117 GUMBO LIMBO RD |  | Polytube | Yes |  | 2022-06-21 |  | PVC | 1987 | Yes |  | 2022-06-21 |  | Non-lead
036303 | 20 PARK RD |  | Polytube | Yes |  | 2022-06-23 |  | PVC | 1968 | Yes |  | 2022-06-23 |  | Non-lead
036304 | 510 N JADE DR |  | Polytube | Yes |  | 2023-02-02 |  | PVC | 1985 | Yes |  | 2023-02-02 |  | Non-lead
036305 | 121 SEASHORE DR |  | Unknown, Non-Lead | No |  |  |  | Unknown, Non-Lead | 1993 | No |  |  |  | Non-lead
036306 | 171 CORRINE PL |  | Polytube | Yes |  | 2023-02-01 |  | PVC | 1987 | Yes |  | 2023-02-01 |  | Non-lead
036307 | 345 S HARBOR DR |  | Polytube | Yes |  | 2022-09-22 |  | PVC | 1987 | Yes |  | 2022-09-22 |  | Non-lead
036308 | 185 S HARBOR DR |  | Polytube | Yes |  | 2022-09-22 |  | PVC | 1987 | Yes |  | 2022-09-22 |  | Non-lead
036309 | 136 COCONUT ROW |  | Unknown, Non-Lead | Yes |  | 2018-06-11 |  | PVC | 1990 | Yes |  | 2018-06-11 |  | Non-lead
036310 | 225 BRISTOL CT |  | Unknown, Non-Lead | Yes |  | 2019-04-26 |  | PVC | 1988 | Yes |  | 2019-04-26 |  | Non-lead
036311 | 241 CHARLEMAGNE LOT BLVD |  | None | Yes |  | 2022-10-03 |  | None |  | Yes |  | 2022-10-03 |  | Non-lead
036312 | 24 BUCCANEER DR |  | Polytube | Yes |  | 2023-01-31 |  | PVC | 1986 | Yes |  | 2023-01-31 |  | Non-lead
036313 | 33 PEN KEY CLUB |  | Polytube | Yes |  | 2022-06-23 |  | PVC | 1987 | Yes |  | 2022-06-23 |  | Non-lead
036314 | 130 NAVAJO ST |  | Polytube | Yes |  | 2022-06-03 |  | PVC | 1958 | Yes |  | 2022-06-03 |  | Non-lead
036315 | 689 N LAKE DRIVE |  | Polytube | Yes |  | 2022-05-31 |  | PVC | 1986 | Yes |  | 2022-05-31 |  | Non-lead
036316 | 41 JEWFISH AVE |  | Polytube | Yes |  | 2023-09-25 |  | PVC | 1987 | Yes |  | 2023-09-25 |  | Non-lead
036317 | 20 EAGLE DR |  | Polytube | Yes |  | 2022-11-29 |  | PVC | 1986 | Yes |  | 2022-11-29 |  | Non-lead
036318 | 110 OCEAN SHRS DR |  | Unknown, Non-Lead | Yes |  | 2022-02-18 |  | Unknown, Non-Lead | 2018 | Yes |  | 2022-02-18 |  | Non-lead
036319 | 103400 OVERSEAS HWY SPRINKLE |  | Unknown, Non-Lead | Yes |  | 2023-05-04 |  | No Piping | 1986 | Yes |  | 2023-05-04 |  | Non-lead
036320 | LEFT 503 CARIBBEAN DR |  | Polytube | Yes |  | 2022-07-08 |  | PVC | 1987 | Yes |  | 2022-07-08 |  | Non-lead
036321 | UNIT B 503 CARIBBEAN DR |  | Polytube | Yes |  | 2022-07-08 |  | PVC | 1987 | Yes |  | 2022-07-08 |  | Non-lead
036322 | W 18 PALM DR |  | Polytube | Yes |  | 2022-10-03 |  | PVC | 1987 | Yes |  | 2022-10-03 |  | Non-lead
036323 | 16 PALM DR |  | Polytube | Yes |  | 2022-11-15 |  | PVC | 1959 | Yes |  | 2022-11-15 |  | Non-lead
036324 | 143 AIRSTREAM LN |  | Unknown, Non-Lead | Yes |  | 2022-03-24 |  | Unknown, Non-Lead | 1999 | Yes |  | 2022-03-24 |  | Non-lead
036325 | 156 LEONI DR |  | Unknown, Non-Lead | Yes |  | 2021-10-28 |  | Unknown, Non-Lead | 1988 | Yes |  | 2021-10-28 |  | Non-lead
036326 | 205 OCEAN DR |  | Polytube | Yes |  | 2022-10-03 |  | PVC | 1987 | Yes |  | 2022-10-03 |  | Non-lead
036327 | 110 INDIAN AVE |  | Polytube | Yes |  | 2022-07-19 |  | PVC | 1983 | Yes |  | 2022-07-19 |  | Non-lead
036328 | 285 SOUTH POINT DR |  | Polytube | Yes |  | 2022-07-08 |  | PVC | 1987 | Yes |  | 2022-07-08 |  | Non-lead
036329 | 24783 PARK DR |  | Polytube | Yes |  | 2023-04-25 |  | PVC | 1986 | Yes |  | 2023-04-25 |  | Non-lead
036330 | APT 2 733 WHITEHEAD ST |  | Polytube | Yes |  | 2022-06-08 |  | PVC | 1933 | Yes |  | 2022-06-08 |  | Non-lead
036331 | APT 4 733 WHITEHEAD ST |  | Polytube | Yes |  | 2024-10-31 |  | Copper | 1933 | Yes |  | 2022-06-08 |  | Non-lead
036332 | APT 3 733 WHITEHEAD ST |  | Polytube | Yes |  | 2022-06-08 |  | Polytube | 1933 | Yes |  | 2022-06-08 |  | Non-lead
036333 | APT 6 733 WHITEHEAD ST |  | Polytube | Yes |  | 2022-06-08 |  | PVC | 1933 | Yes |  | 2022-06-08 |  | Non-lead
036334 | UNIT 106 918 SOUTHARD ST |  | Unknown | Yes |  | 2023-01-04 |  | PVC | 1987 | Yes |  | 2023-01-04 |  | Lead Status Unknown
036335 | UNIT 107 918 SOUTHARD ST |  | Unknown | Yes |  | 2023-01-04 |  | PVC | 1987 | Yes |  | 2023-01-04 |  | Lead Status Unknown
036336 | UNIT 108 918 SOUTHARD ST |  | Unknown | Yes |  | 2023-01-04 |  | PVC | 1987 | Yes |  | 2023-01-04 |  | Lead Status Unknown
036337 | UNIT 109 918 SOUTHARD ST |  | Unknown | Yes |  | 2023-01-04 |  | PVC | 1987 | Yes |  | 2023-01-04 |  | Lead Status Unknown
036338 | UNIT 110 918 SOUTHARD ST |  | Unknown | Yes |  | 2024-04-17 |  | PVC | 1987 | Yes |  | 2024-04-17 |  | Lead Status Unknown
036339 | 18 RAINBOW DR |  | Polytube | Yes |  | 2022-10-03 |  | PVC | 1979 | Yes |  | 2022-10-03 |  | Non-lead
036340 | 3 RAINBOW DR |  | Polytube | Yes |  | 2022-10-03 |  | Polytube | 1982 | Yes |  | 2022-10-03 |  | Non-lead
036341 | 16 RAINBOW DR |  | Polytube | Yes |  | 2022-10-03 |  | PVC | 1979 | Yes |  | 2022-10-03 |  | Non-lead
036342 | 10 ATLANTIC DR |  | Polytube | Yes |  | 2022-10-03 |  | PVC | 1978 | Yes |  | 2022-10-03 |  | Non-lead
036343 | 8 GULFSTREAM DR |  | Polytube | Yes |  | 2022-10-03 |  | PVC | 1971 | Yes |  | 2022-10-03 |  | Non-lead
036344 | 14 RAINBOW DR |  | Polytube | Yes |  | 2022-10-03 |  | PVC | 1982 | Yes |  | 2022-10-03 |  | Non-lead
036345 | 34 ATLANTIC DR |  | Polytube | Yes |  | 2022-10-03 |  | Copper | 1943 | Yes |  | 2022-10-03 |  | Non-lead
036347 | LSIDE 811 12TH ST |  | Polytube | Yes |  | 2024-01-04 |  | PVC | 1987 | Yes |  | 2024-01-04 |  | Non-lead
036348 | 111 COCO PLUM DR |  | Polytube | Yes |  | 2023-04-04 |  | PVC | 1987 | Yes |  | 2023-04-04 |  | Non-lead
036349 | 271 4TH ST |  | Polytube | Yes |  | 2022-10-22 |  | Polytube | 1987 | Yes |  | 2022-10-22 |  | Non-lead
036350 | 15 CLARA BLVD |  | PVC | Yes |  | 2023-07-07 |  | PVC | 1987 | Yes |  | 2023-07-07 |  | Non-lead
036351 | OCEAN 1026 W 75TH ST |  | Unknown, Non-Lead | Yes |  | 2023-11-21 |  | Unknown, Non-Lead | 1988 | Yes |  | 2023-11-21 |  | Non-lead
036352 | 324 E SEAVIEW DR |  | Polytube | Yes |  | 2022-10-22 |  | PVC | 1987 | Yes |  | 2022-10-22 |  | Non-lead
036353 | 13 CLARA BLVD |  | PVC | Yes |  | 2022-10-22 |  | PVC | 1987 | Yes |  | 2022-10-22 |  | Non-lead
036354 | 1874 107TH GULF ST |  | Unknown | Yes |  | 2022-11-02 |  | Unknown | 1986 | Yes |  | 2022-11-02 |  | Lead Status Unknown
036355 | 236 W SEAVIEW DR |  | Polytube | Yes |  | 2023-05-18 |  | PVC | 1987 | Yes |  | 2023-05-18 |  | Non-lead
036356 | #303 130 COCO PLUM BCH DR |  | PVC | Yes |  | 2023-04-27 |  | PVC | 1984 | Yes |  | 2023-04-27 |  | Non-lead
036357 | 448 92ND OCEAN ST |  | Polytube | Yes |  | 2023-01-25 |  | PVC | 1987 | Yes |  | 2023-01-25 |  | Non-lead
036358 | 720 W OCEAN DR |  | Polytube | Yes |  | 2023-08-01 |  | PVC | 1968 | Yes |  | 2023-08-01 |  | Non-lead
036359 | 9942 AVIATION BLVD |  | Polytube | Yes |  | 2023-05-09 |  | PVC | 1985 | Yes |  | 2023-05-09 |  | Non-lead
036360 | 9940 AVIATION BLVD |  | Polytube | Yes |  | 2024-05-23 |  | PVC | 1985 | Yes |  | 2024-05-23 |  | Non-lead
036361 | LSIDE 281 8TH ST |  | Polytube | Yes |  | 2022-10-22 |  | PVC | 1987 | Yes |  | 2022-10-22 |  | Non-lead
036362 | 105 GULFWINDS LANE |  | Polytube | Yes |  | 2023-02-08 |  | PVC | 1987 | Yes |  | 2023-02-08 |  | Non-lead
036363 | UNIT B 219 E BRUCE CT |  | Unknown, Non-Lead | Yes |  | 2022-05-04 |  | Unknown, Non-Lead | 1988 | Yes |  | 2022-05-04 |  | Non-lead
036364 | UNIT A 219 E BRUCE CT |  | Unknown, Non-Lead | Yes |  | 2020-11-13 |  | Polytube | 1991 | Yes |  | 2020-11-13 |  | Non-lead
036365 | 71 W CAHILL CT |  | Polytube | Yes |  | 2022-12-12 |  | PVC | 1986 | Yes |  | 2022-12-12 |  | Non-lead
036366 | 929 W 75TH OCEAN ST |  | PVC | Yes |  | 2024-07-29 |  | PVC | 1987 | Yes |  | 2024-07-29 |  | Non-lead
036367 | 660 12TH ST |  | Polytube | Yes |  | 2024-02-06 |  | PVC | 1971 | Yes |  | 2024-02-06 |  | Non-lead
036368 | 29129 IROQUOIS ST |  | Polytube | Yes |  | 2022-12-14 |  | PVC | 1987 | Yes |  | 2022-12-14 |  | Non-lead
036369 | 27326 CAYMAN LANE |  | Polytube | Yes |  | 2023-05-04 |  | PVC | 1987 | Yes |  | 2023-05-04 |  | Non-lead
036370 | 23013 WAHOO LANE |  | Polytube | Yes |  | 2022-12-28 |  | PVC | 1987 | Yes |  | 2022-12-28 |  | Non-lead
036371 | UNIT 301 130 COCO PLUM DR |  | Polytube | Yes |  | 2022-10-22 |  | PVC | 1984 | Yes |  | 2022-10-22 |  | Non-lead
036373 | IRRIGATION 3821 FLAGLER AVE |  | Polytube | Yes |  | 2022-07-08 |  | PVC | 1965 | Yes |  | 2022-07-08 |  | Non-lead
036374 | 1231 LONG BEACH DR |  | Polytube | Yes |  | 2024-08-05 |  | PVC | 1990 | Yes |  | 2024-08-05 |  | Non-lead
036375 | 28263 GULF BLVD |  | Polytube | Yes |  | 2023-01-11 |  | PVC | 1987 | Yes |  | 2023-01-11 |  | Non-lead
036376 | 643 SAWYER DR |  | Unknown, Non-Lead | Yes |  | 2018-01-26 |  | Unknown, Non-Lead | 2005 | Yes |  | 2018-01-26 |  | Non-lead
036377 | SITE D 3820 N ROOSEVELT BLVD |  | Unknown | Yes |  | 2024-03-01 |  | Unknown | 1971 | Yes |  | 2024-03-01 |  | Lead Status Unknown
036378 | 1026 BIG PINE AVE |  | Polytube | Yes |  | 2023-10-20 |  | PVC | 1983 | Yes |  | 2023-10-20 |  | Non-lead
036379 | 1294 FERN AVE |  | Unknown, Non-Lead | Yes |  | 2017-03-23 |  | Unknown, Non-Lead | 1988 | Yes |  | 2017-03-23 |  | Non-lead
036380 | 27412 ANGUILA LANE |  | Polytube | Yes |  | 2022-07-25 |  | PVC | 1986 | Yes |  | 2022-07-25 |  | Non-lead
036381 | 1381 W SHORE DR |  | Polytube | Yes |  | 2023-11-28 |  | PVC | 1987 | Yes |  | 2023-11-28 |  | Non-lead
036382 | 138 E CARRIBEAN DR |  | Polytube | Yes |  | 2023-04-26 |  | PVC | 1987 | Yes |  | 2023-04-26 |  | Non-lead
036383 | 3655 TROPIC ST |  | Polytube | Yes |  | 2023-01-11 |  | PVC | 1986 | Yes |  | 2023-01-11 |  | Non-lead
036384 | 315 PIRATES RD |  | Polytube | Yes |  | 2023-01-24 |  | PVC | 1986 | Yes |  | 2023-01-24 |  | Non-lead
036385 | 15 BEECHWOOD DR |  | Polytube | Yes |  | 2018-02-20 |  | PVC | 1987 | Yes |  | 2018-02-20 |  | Non-lead
036386 | 29676 RANGER AVE |  | Polytube | Yes |  | 2022-12-01 |  | PVC | 1987 | Yes |  | 2022-12-01 |  | Non-lead
036387 | APT B 220 ANGELA ST |  | Polytube | Yes |  | 2022-07-11 |  | PVC | 1986 | Yes |  | 2022-07-11 |  | Non-lead
036388 | 1075 DUVAL ST |  | Polytube | Yes |  | 2022-10-22 |  | PVC | 1987 | Yes |  | 2022-10-22 |  | Non-lead
036389 | 44 FLORAL AVE |  | Unknown, Non-Lead | Yes |  | 2024-05-16 |  | Unknown, Non-Lead | 1988 | Yes |  | 2024-05-16 |  | Non-lead
036390 | 3614 TROPIC ST |  | Polytube | No |  |  |  | PVC | 1986 | No |  |  |  | Non-lead
036391 | 22518 LAFITTE DR |  | Polytube | Yes |  | 2022-11-09 |  | PVC | 1986 | Yes |  | 2022-11-09 |  | Non-lead
036392 | APT F 2331 SEIDENBERG AVE |  | PVC | Yes |  | 2022-08-18 |  | PVC | 1973 | Yes |  | 2022-08-18 |  | Non-lead
036393 | APT E 2331 SEIDENBERG AVE |  | PVC | Yes |  | 2022-08-18 |  | PVC | 1973 | Yes |  | 2022-08-18 |  | Non-lead
036394 | APT D 2331 SEIDENBERG AVE |  | PVC | Yes |  | 2022-08-18 |  | PVC | 1973 | Yes |  | 2022-08-18 |  | Non-lead
036395 | L3 SECT D 16921 DRIFTWOOD LN |  | Polytube | Yes |  | 2022-06-23 |  | PVC | 1986 | Yes |  | 2022-06-23 |  | Non-lead
036396 | E 3973 HALL RD |  | Polytube | Yes |  | 2023-01-12 |  | PVC | 1986 | Yes |  | 2023-01-12 |  | Non-lead
036397 | 4 CINDY PLACE |  | Polytube | Yes |  | 2023-02-08 |  | PVC | 1960 | Yes |  | 2023-02-08 |  | Non-lead
036398 | 664 DOLPHIN AVE |  | Polytube | Yes |  | 2023-06-29 |  | PVC | 1988 | Yes |  | 2023-06-29 |  | Non-lead
036399 | #15 & 16 103400 OVERSEAS HWY |  | Unknown, Non-Lead | Yes |  | 2023-05-04 |  | No Piping | 1986 | Yes |  | 2023-05-04 |  | Non-lead
036400 | #117 103400 OVERSEAS HWY |  | Unknown, Non-Lead | Yes |  | 2023-05-04 |  | No Piping | 1986 | Yes |  | 2023-05-04 |  | Non-lead
036401 | #19/20 103400 OVERSEAS HWY REST |  | Unknown, Non-Lead | Yes |  | 2023-05-04 |  | No Piping | 1986 | Yes |  | 2023-05-04 |  | Non-lead
036402 | #110 103400 OVERSEAS HWY |  | Unknown, Non-Lead | Yes |  | 2023-05-04 |  | No Piping | 1986 | Yes |  | 2023-05-04 |  | Non-lead
036403 | #39 103400 OVERSEAS HWY |  | Unknown, Non-Lead | Yes |  | 2023-05-04 |  | No Piping | 1986 | Yes |  | 2023-05-04 |  | Non-lead
036405 | STE 108 103400 OVERSEAS HWY |  | Polytube | Yes |  | 2023-05-04 |  | PVC | 1986 | Yes |  | 2023-05-04 |  | Non-lead
036406 | STE 109 103400 OVERSEAS HWY |  | Polytube | Yes |  | 2023-05-04 |  | PVC | 1986 | Yes |  | 2023-05-04 |  | Non-lead
036407 | #23 103400 OVERSEAS HWY |  | Polytube | Yes |  | 2023-05-04 |  | PVC | 1986 | Yes |  | 2023-05-04 |  | Non-lead
036408 | #25 103400 OVERSEAS HWY |  | Polytube | Yes |  | 2023-05-26 |  | PVC | 1986 | Yes |  | 2023-05-26 |  | Non-lead
036410 | SUITE 234 103400 OVERSEAS HWY |  | Polytube | Yes |  | 2023-05-04 |  | PVC | 1986 | Yes |  | 2023-05-04 |  | Non-lead
036411 | #113 #114 103400 OVERSEAS HWY |  | Unknown, Non-Lead | Yes |  | 2023-05-04 |  | No Piping | 1986 | Yes |  | 2023-05-04 |  | Non-lead
036412 | #21 103400 OVERSEAS HWY |  | Unknown, Non-Lead | Yes |  | 2023-05-04 |  | No Piping | 1986 | Yes |  | 2023-05-04 |  | Non-lead
036413 | UNIT 239 103400 OVERSEAS HWY |  | Polytube | Yes |  | 2023-01-31 |  | PVC | 1986 | Yes |  | 2023-01-31 |  | Non-lead
036414 | #238 103400 OVERSEAS HWY(INS OFC) |  | Polytube | Yes |  | 2023-05-04 |  | PVC | 1986 | Yes |  | 2023-05-04 |  | Non-lead
036415 | #11&12 103400 OVERSEAS HWY |  | Polytube | Yes |  | 2023-05-04 |  | PVC | 1986 | Yes |  | 2023-05-04 |  | Non-lead
036416 | #1 103400 OVERSEAS HWY |  | Polytube | Yes |  | 2022-06-08 |  | PVC | 1986 | Yes |  | 2022-06-08 |  | Non-lead
036417 | #18 103400 OVERSEAS HWY |  | Unknown, Non-Lead | Yes |  | 2023-05-04 |  | No Piping | 1986 | Yes |  | 2023-05-04 |  | Non-lead
036421 | 353 CRANE ST |  | Polytube | Yes |  | 2023-05-04 |  | PVC | 1987 | Yes |  | 2023-05-04 |  | Non-lead
036422 | 28594 TORTUGA RD |  | Polytube | Yes |  | 2017-08-18 |  | PVC | 1983 | Yes |  | 2017-08-18 |  | Non-lead
036423 | 31315 AVENUE B |  | Polytube | Yes |  | 2019-06-24 |  | PVC | 2014 | Yes |  | 2019-06-24 |  | Non-lead
036424 | 17154 W BUTTONWOOD DR |  | Polytube | Yes |  | 2023-10-25 |  | PVC | 1987 | Yes |  | 2023-10-25 |  | Non-lead
036425 | 2008 109TH ST |  | Unknown, Non-Lead | Yes |  | 2023-09-18 |  | PVC | 1988 | Yes |  | 2023-09-18 |  | Non-lead
036426 | 22932 JOHN AVERY LN |  | Unknown, Non-Lead | Yes |  | 2023-11-30 |  | Unknown, Non-Lead | 2012 | Yes |  | 2023-11-30 |  | Non-lead
036427 | 25 N CARYSFORT CIR |  | Unknown, Non-Lead | No |  |  |  | Unknown, Non-Lead | 1988 | No |  |  |  | Non-lead
036428 | 57 COLUMBUS DR |  | Unknown, Non-Lead | Yes |  | 2023-04-10 |  | Polytube | 1992 | Yes |  | 2023-04-10 |  | Non-lead
036429 | 201 N OCEAN DR |  | Polytube | Yes |  | 2023-11-28 |  | PVC | 1987 | Yes |  | 2023-11-28 |  | Non-lead
036430 | 203 N OCEAN DR |  | Polytube | Yes |  | 2022-10-03 |  | PVC | 1987 | Yes |  | 2022-10-03 |  | Non-lead
036431 | 117 LONG KEY LAKE DR |  | Unknown, Non-Lead | Yes |  | 2020-11-09 |  | Unknown, Non-Lead | 1988 | Yes |  | 2020-11-09 |  | Non-lead
036432 | 145 PUEBLO ST |  | Polytube | Yes |  | 2022-06-02 |  | PVC | 1963 | Yes |  | 2022-06-02 |  | Non-lead
036433 | 109 MADIERA CT |  | Polytube | Yes |  | 2022-06-30 |  | PVC | 1987 | Yes |  | 2022-06-30 |  | Non-lead
036434 | 115 FONTAINE DR |  | Polytube | Yes |  | 2022-06-14 |  | PVC | 1978 | Yes |  | 2022-06-14 |  | Non-lead
036436 | 9-E 94220 OVERSEAS HWY |  | PVC | Yes |  | 2022-07-19 |  | PVC | 1982 | Yes |  | 2022-07-19 |  | Non-lead
036437 | 83 N BAY HARBOR DR |  | Polytube | Yes |  | 2024-03-15 |  | PVC | 1986 | Yes |  | 2024-03-15 |  | Non-lead
036438 | UNIT A 159 CASA CT |  | Polytube | Yes |  | 2023-11-27 |  | PVC | 1963 | Yes |  | 2023-11-27 |  | Non-lead
036439 | 101 GRASSY RD |  | Polytube | Yes |  | 2024-02-06 |  | PVC | 1986 | Yes |  | 2024-02-06 |  | Non-lead
036440 | 119 IROQUOIS ST |  | Polytube | Yes |  | 2022-05-31 |  | PVC | 1987 | Yes |  | 2022-05-31 |  | Non-lead
036441 | REAR-B 136 TEQUESTA ST |  | Polytube | Yes |  | 2023-07-19 |  | PVC | 1982 | Yes |  | 2023-07-19 |  | Non-lead
036442 | 806 BONITO LN |  | Polytube | Yes |  | 2022-09-20 |  | PVC | 1987 | Yes |  | 2022-09-20 |  | Non-lead
036443 | 20 S BOUNTY LN |  | Polytube | Yes |  | 2023-01-31 |  | PVC | 1987 | Yes |  | 2023-01-31 |  | Non-lead
036444 | 64 JEAN LAFITTE DR |  | Polytube | Yes |  | 2023-01-31 |  | PVC | 1987 | Yes |  | 2023-01-31 |  | Non-lead
036445 | 1 ROBERT ST |  | Polytube | Yes |  | 2022-10-17 |  | PVC | 1987 | Yes |  | 2022-10-17 |  | Non-lead
036446 | 155 S HARBOR DR |  | Polytube | Yes |  | 2022-09-22 |  | PVC | 1987 | Yes |  | 2022-09-22 |  | Non-lead
036448 | 45 N BOUNTY LN |  | Polytube | Yes |  | 2023-01-31 |  | PVC | 1987 | Yes |  | 2023-01-31 |  | Non-lead
036449 | 116 LEONI DR |  | Polytube | Yes |  | 2021-10-29 |  | PVC | 1989 | Yes |  | 2021-10-29 |  | Non-lead
036450 | 27371 ST CROIX LANE |  | Polytube | Yes |  | 2023-05-04 |  | PVC | 1986 | Yes |  | 2023-05-04 |  | Non-lead
036451 | 17297 E DOLPHIN ST |  | Unknown, Non-Lead | No |  |  |  | Unknown, Non-Lead | 1995 | No |  |  |  | Non-lead
036452 | 23076 LOOKDOWN LN |  | Polytube | Yes |  | 2022-11-09 |  | PVC | 1987 | Yes |  | 2022-11-09 |  | Non-lead
036453 | 6700 OVERSEAS HWY |  | Polytube | Yes |  | 2023-02-22 |  | Copper | 1987 | Yes |  | 2023-02-22 |  | Non-lead
036454 | 161 OVERSEAS HWY |  | Polytube | Yes |  | 2022-07-07 |  | PVC | 2001 | Yes |  | 2022-07-07 |  | Non-lead
036455 | 235 BLACKBEARD RD |  | Polytube | Yes |  | 2023-01-24 |  | PVC | 1987 | Yes |  | 2023-01-24 |  | Non-lead
036456 | 580 NAVAJO DR |  | Polytube | Yes |  | 2022-11-09 |  | PVC | 1987 | Yes |  | 2022-11-09 |  | Non-lead
036457 | 885 HAWKSBILL LN |  | Polytube | Yes |  | 2023-01-18 |  | PVC | 1987 | Yes |  | 2023-01-18 |  | Non-lead
036458 | 29670 INDEPENDENCE AVE |  | Polytube | Yes |  | 2024-09-20 |  | PVC | 1987 | Yes |  | 2024-09-20 |  | Non-lead
036459 | 75 INDUSTRIAL RD |  | Polytube | Yes |  | 2022-08-19 |  | PVC | 1985 | Yes |  | 2022-08-19 |  | Non-lead
036461 | 441 LA FITTE RD |  | Polytube | Yes |  | 2023-01-23 |  | PVC | 1987 | Yes |  | 2023-01-23 |  | Non-lead
036462 | 29154 CEDAR DR |  | Polytube | Yes |  | 2022-10-24 |  | PVC | 1986 | Yes |  | 2022-10-24 |  | Non-lead
036463 | 17136 ALLAMANDA DR W |  | Polytube | Yes |  | 2023-11-29 |  | Polytube | 1987 | Yes |  | 2023-11-29 |  | Non-Lead
036464 | MARATHON BOOSTE 3375 OVERSEAS HWY |  | PVC | Yes |  | 2024-02-08 |  | PVC | 1963 | Yes |  | 2023-02-07 |  | Non-lead
036465 | 67 PELICAN |  | Polytube | Yes |  | 2022-12-12 |  | PVC | 1987 | Yes |  | 2022-12-12 |  | Non-lead
036466 | B 219 OJIBWAY AVE |  | Polytube | Yes |  | 2022-06-03 |  | PVC | 1987 | Yes |  | 2022-06-03 |  | Non-lead
036467 | LEFT 217 OJIBWAY AVE |  | Polytube | Yes |  | 2024-01-18 |  | PVC | 1987 | Yes |  | 2024-01-18 |  | Non-lead
036468 | 79 W PLAZA DEL LAGO |  | Polytube | Yes |  | 2023-05-18 |  | PVC | 1988 | Yes |  | 2023-05-18 |  | Non-lead
036469 | 405 LAGUNA AVE |  | Polytube | Yes |  | 2022-07-14 |  | PVC | 1987 | Yes |  | 2022-07-14 |  | Non-lead
036470 | 8 SOUTH DR |  | Polytube | Yes |  | 2023-05-04 |  | PVC | 1987 | Yes |  | 2023-05-04 |  | Non-lead
036471 | 145 OCEAN LN |  | Polytube | Yes |  | 2022-12-21 |  | PVC | 1988 | Yes |  | 2022-12-21 |  | Non-lead
036472 | 230 ABERDEEN CT |  | Polytube | Yes |  | 2023-02-07 |  | PVC | 1986 | Yes |  | 2023-02-07 |  | Non-lead
036473 | 234 ABERDEEN CT |  | Unknown, Non-Lead | No |  |  |  | Unknown, Non-Lead | 1990 | No |  |  |  | Non-lead
036474 | 148 INDIAN AVE |  | Polytube | Yes |  | 2023-05-04 |  | PVC | 1987 | Yes |  | 2023-05-04 |  | Non-lead
036475 | 146 INDIAN AVE |  | Polytube | Yes |  | 2022-07-20 |  | PVC | 1987 | Yes |  | 2022-07-20 |  | Non-lead
036476 | 210 KEY HONEY LN |  | Polytube | Yes |  | 2022-06-08 |  | PVC | 1986 | Yes |  | 2022-06-08 |  | Non-lead
036477 | 67 W PLAZA DEL LAGO L |  | Polytube | Yes |  | 2022-06-30 |  | PVC | 1987 | Yes |  | 2022-06-30 |  | Non-lead
036478 | 460 BOWIE LANE |  | Polytube | Yes |  | 2022-12-05 |  | PVC | 1978 | Yes |  | 2022-12-05 |  | Non-lead
036479 | 312 WOODS AVE |  | Polytube | Yes |  | 2022-06-14 |  | PVC | 1987 | Yes |  | 2022-06-14 |  | Non-lead
036480 | 5 JEWFISH AVE |  | Polytube | Yes |  | 2022-10-31 |  | PVC | 1972 | Yes |  | 2022-10-31 |  | Non-lead
036481 | 158 INDIAN MOUND TR |  | Unknown, Non-Lead | Yes |  | 2024-10-08 |  | Unknown, Non-Lead | 1991 | Yes |  | 2024-10-08 |  | Non-lead
036482 | APT 12 103100 OVERSEAS BLDG 1 B HWY |  | Unknown, Non-Lead | Yes |  | 2021-11-17 |  | Unknown, Non-Lead | 1990 | Yes |  | 2021-11-17 |  | Non-lead
036484 | BLDG 1 D APT 14 103100 OVERSEAS HWY |  | Unknown, Non-Lead | Yes |  | 2019-02-11 |  | Unknown, Non-Lead | 1990 | Yes |  | 2019-02-11 |  | Non-lead
036485 | BLDG 1C #13 103100 OVERSEAS HWY |  | Unknown, Non-Lead | No |  |  |  | Unknown, Non-Lead | 1990 | No |  |  |  | Non-lead
036486 | 136 SEVERINO DR |  | Polytube | Yes |  | 2022-06-10 |  | PVC | 1987 | Yes |  | 2022-06-10 |  | Non-lead
036487 | 7 MUTINY PL |  | Polytube | Yes |  | 2023-12-08 |  | PVC | 1976 | Yes |  | 2023-12-08 |  | Non-lead
036488 | 54 N BLACKWATER LN |  | Polytube | Yes |  | 2024-06-13 |  | PVC | 1987 | Yes |  | 2024-06-13 |  | Non-lead
036489 | 767 MICHAEL DR |  | Unknown, Non-Lead | Yes |  | 2023-06-28 |  | Unknown, Non-Lead | 1999 | Yes |  | 2023-06-28 |  | Non-lead
036490 | 277 LAFITTE RD |  | Polytube | Yes |  | 2023-01-23 |  | PVC | 1975 | Yes |  | 2023-01-23 |  | Non-lead
036491 | SPRINKER 28 JADE DR |  | Polytube | Yes |  | 2022-09-08 |  | Copper |  | Yes |  | 2022-09-08 |  | Non-lead
036492 | UNIT 2 28 JADE DR |  | Polytube | Yes |  | 2023-06-28 |  | PVC | 1987 | Yes |  | 2023-06-28 |  | Non-lead
036493 | #3 28 JADE DR |  | Polytube | Yes |  | 2023-05-23 |  | PVC | 1987 | Yes |  | 2023-05-23 |  | Non-lead
036494 | UNIT 4 28 JADE DR |  | Polytube | Yes |  | 2022-09-08 |  | PVC | 1987 | Yes |  | 2022-09-08 |  | Non-lead
036495 | APT 5 28 JADE DR |  | Polytube | Yes |  | 2023-10-11 |  | PVC | 1987 | Yes |  | 2023-10-11 |  | Non-lead
036496 | UNIT 6 28 JADE DR |  | Polytube | Yes |  | 2022-09-08 |  | PVC | 1987 | Yes |  | 2022-09-08 |  | Non-lead
036497 | UNIT 7 28 JADE DR |  | Polytube | Yes |  | 2024-09-03 |  | PVC | 1987 | Yes |  | 2024-09-03 |  | Non-lead
036498 | UNIT 8 28 JADE DR |  | Polytube | Yes |  | 2024-01-25 |  | PVC | 1987 | Yes |  | 2024-01-25 |  | Non-lead
036499 | UNIT 1 28 JADE DR |  | Polytube | Yes |  | 2022-09-23 |  | PVC | 1987 | Yes |  | 2022-09-23 |  | Non-lead
036500 | 29053 VIOLET DR |  | Polytube | Yes |  | 2022-12-19 |  | PVC | 1986 | Yes |  | 2022-12-19 |  | Non-lead
036501 | 1009 NILES RD |  | Polytube | Yes |  | 2023-04-25 |  | PVC | 1987 | Yes |  | 2023-04-25 |  | Non-lead
036502 | 3677 LANDERS |  | Polytube | Yes |  | 2023-04-20 |  | PVC | 1986 | Yes |  | 2023-04-20 |  | Non-lead
036503 | L71 350 LES ROHDE DR |  | Polytube | Yes |  | 2022-10-13 |  | PVC | 1986 | Yes |  | 2022-10-13 |  | Non-lead
036504 | 177 IROQUOIS ST |  | Polytube | Yes |  | 2022-05-31 |  | PVC | 1987 | Yes |  | 2022-05-31 |  | Non-lead
036505 | 156 OCEAN DR |  | Polytube | Yes |  | 2022-06-14 |  | PVC | 1986 | Yes |  | 2022-06-14 |  | Non-lead
036507 | 308 SOUND DR |  | Polytube | Yes |  | 2023-11-16 |  | PVC | 1987 | Yes |  | 2023-11-16 |  | Non-lead
036508 | 154 HARBOR DR |  | Polytube | Yes |  | 2022-06-14 |  | PVC | 1987 | Yes |  | 2022-06-14 |  | Non-lead
036509 | #23 103100 OVERSEAS HWY 2A DWN L |  | Unknown, Non-Lead | Yes |  | 2023-11-06 |  | PVC | 1990 | Yes |  | 2023-11-06 |  | Non-lead
036510 | #21 103100 OVERSEAS HWY 2A BTM R |  | Unknown, Non-Lead | Yes |  | 2018-09-19 |  | Unknown, Non-Lead | 1990 | Yes |  | 2018-09-19 |  | Non-lead
036511 | #22 103100 OVERSEAS HWY 2B 2ND F |  | Unknown, Non-Lead | Yes |  | 2021-08-04 |  | PVC | 1990 | Yes |  | 2021-08-04 |  | Non-lead
036512 | APT 24 103100 OVERSEAS HWY |  | Unknown, Non-Lead | Yes |  | 2023-07-13 |  | Unknown, Non-Lead | 1990 | Yes |  | 2023-07-13 |  | Non-lead
036515 | 5 MADIERA DR |  | Polytube | Yes |  | 2022-11-17 |  | PVC | 1987 | Yes |  | 2022-11-17 |  | Non-lead
036516 | 7 MADEIRA DR |  | Copper | Yes |  | 2022-11-17 |  | PVC | 1987 | Yes |  | 2022-11-17 |  | Non-lead
036517 | 26 SEAGATE BLVD |  | Polytube | Yes |  | 2024-11-04 |  | PVC | 1987 | Yes |  | 2024-11-04 |  | Non-Lead
036518 | 107 SIOUX ST |  | Polytube | Yes |  | 2022-06-03 |  | PVC | 1987 | Yes |  | 2022-06-03 |  | Non-lead
036519 | 121 EL CAPITAN DR |  | Polytube | Yes |  | 2022-06-30 |  | PVC | 1979 | Yes |  | 2022-06-30 |  | Non-lead
036520 | 516 PLANTE ST |  | Polytube | Yes |  | 2022-10-31 |  | PVC | 1987 | Yes |  | 2022-10-31 |  | Non-lead
036521 | 364 KING AVE |  | Unknown, Non-Lead | Yes |  | 2022-01-05 |  | PVC | 2006 | Yes |  | 2022-01-05 |  | Non-lead
036522 | 95706 OVERSEAS HWY |  | Unknown | Yes |  | 2022-09-20 |  | PVC | 1987 | Yes |  | 2022-09-20 |  | Lead Status Unknown
036523 | 7 JANET PL |  | Unknown, Non-Lead | Yes |  | 2023-04-28 |  | Unknown, Non-Lead | 2012 | Yes |  | 2023-04-28 |  | Non-lead
036524 | 127 POINT PLEASANT DR |  | Polytube | Yes |  | 2023-01-31 |  | PVC | 1987 | Yes |  | 2023-01-31 |  | Non-lead
036525 | 127 HARBOR DR |  | Polytube | Yes |  | 2024-01-18 |  | PVC | 1971 | Yes |  | 2024-01-18 |  | Non-lead
036526 | 750 MADRID RD |  | Polytube | Yes |  | 2023-08-31 |  | PVC | 1987 | Yes |  | 2023-08-31 |  | Non-lead
036527 | 202 DEXTER CT |  | Polytube | Yes |  | 2022-07-12 |  | PVC | 1986 | Yes |  | 2022-07-12 |  | Non-lead
036528 | 192 S OCEAN SHRS DR |  | Polytube | Yes |  | 2023-01-30 |  | PVC | 1987 | Yes |  | 2023-01-30 |  | Non-lead
036529 | 20 SUNRISE CAY DR |  | Unknown, Non-Lead | Yes |  | 2017-08-08 |  | PVC | 2014 | Yes |  | 2017-08-08 |  | Non-lead
036530 | MASTER TAP 83 FKAA SPANISH HARBOR GIRL SCOUT TAP |  | Stainless | Yes |  | 2024-05-15 |  | Stainless | 1972 | Yes |  | 2024-05-15 |  | Non-lead
036531 | L4 B4 22949 SHARP LANE |  | Polytube | Yes |  | 2022-08-08 |  | PVC | 1987 | Yes |  | 2022-08-08 |  | Non-lead
036532 | 29869 NEWFOUND Blvd |  | Polytube | Yes |  | 2022-12-08 |  | PVC | 1986 | Yes |  | 2022-12-08 |  | Non-lead
036533 | 1595 NARCISSUS AVE |  | Polytube | Yes |  | 2024-05-28 |  | PVC | 1986 | Yes |  | 2024-05-28 |  | Non-lead
036534 | 1595 NARCISSUS AVE |  | Unknown, Non-Lead | No |  |  |  | No Piping | 1986 | No |  |  |  | Non-lead
036535 | 20914 7TH WEST AVE |  | Polytube | Yes |  | 2022-10-31 |  | PVC | 1987 | Yes |  | 2022-10-31 |  | Non-lead
036536 | 1109 OVERSEAS HWY |  | Polytube | Yes |  | 2024-08-08 |  | PVC | 1986 | Yes |  | 2024-08-08 |  | Non-lead
036537 | B17L21 20881 W 8TH AVE |  | Polytube | Yes |  | 2022-10-31 |  | PVC | 1987 | Yes |  | 2022-10-31 |  | Non-lead
036538 | 114 NEWFOUND HARBOR RD |  | Polytube | Yes |  | 2022-12-08 |  | PVC | 1987 | Yes |  | 2022-12-08 |  | Non-lead
036539 | 407 CACTUS DR |  | Polytube | Yes |  | 2024-10-01 |  | PVC | 1986 | Yes |  | 2024-10-01 |  | Non-lead
036540 | 29168 CACTUS LANE |  | Polytube | Yes |  | 2022-12-15 |  | PVC | 1987 | Yes |  | 2022-12-15 |  | Non-lead
036541 | UP 501 WHITEHEAD ST |  | Polytube | Yes |  | 2022-09-26 |  | PVC | 1908 | Yes |  | 2022-09-26 |  | Non-lead
036542 | UNIT 102 1500 ATLANTIC BLVD |  | PVC | Yes |  | 2022-08-25 |  | Copper | 1984 | Yes |  | 2022-08-25 |  | Non-lead
036543 | 430 DUVAL ST |  | Ductile Iron | Yes |  | 2023-09-15 |  | Ductile Iron | 1938 | Yes |  | 2023-09-15 |  | Non-lead
036544 | 430 DUVAL ST |  | Ductile Iron | Yes |  | 2024-09-20 |  | Ductile Iron | 1938 | Yes |  | 2024-09-20 |  | Non-lead
036545 | 103400 OVERSEAS Hwy |  | Unknown, Non-Lead | Yes |  | 2023-05-04 |  | No Piping | 1986 | Yes |  | 2023-05-04 |  | Non-lead
036546 | 1013 LAGOON DR |  | Polytube | Yes |  | 2023-04-25 |  | Copper | 1987 | Yes |  | 2023-04-25 |  | Non-lead
036547 | 27335 GUADALOUPE LANE |  | Polytube | Yes |  | 2023-05-04 |  | PVC | 1987 | Yes |  | 2023-05-04 |  | Non-lead
036548 | APT C 717 EISENHOWER DR |  | Polytube | Yes |  | 2024-05-15 |  | PVC | 1968 | Yes |  | 2024-05-15 |  | Non-lead
036549 | 977 OCEAN AVE |  | Polytube | Yes |  | 2024-10-01 |  | PVC | 1959 | Yes |  | 2024-10-01 |  | Non-lead
036550 | 45 JEWFISH AVE |  | Polytube | Yes |  | 2022-12-15 |  | PVC | 1987 | Yes |  | 2022-12-15 |  | Non-lead
036551 | LANE 22925 BLUEGILL |  | Polytube | Yes |  | 2022-11-18 |  | PVC | 1987 | Yes |  | 2022-11-18 |  | Non-lead
036552 | SLIP T09 1801 N ROOSEVELT BLVD |  | Polytube | Yes |  | 2024-10-03 |  | PVC | 1983 | Yes |  | 2024-10-03 |  | Non-lead
036553 | 17227 ALLAMANDA DR |  | Polytube | Yes |  | 2022-07-12 |  | PVC | 1987 | Yes |  | 2022-07-12 |  | Non-lead
036555 | 3686 TROPIC ST |  | Polytube | Yes |  | 2023-01-11 |  | PVC | 1987 | Yes |  | 2023-01-11 |  | Non-lead
036556 | 22977 LONG BEN LN |  | Polytube | Yes |  | 2022-12-28 |  | PVC | 1987 | Yes |  | 2022-12-28 |  | Non-lead
036557 | APT D 507 SOUTH ST |  | Polytube | Yes |  | 2022-09-26 |  | PVC | 1963 | Yes |  | 2022-09-26 |  | Non-lead
036558 | UNIT A 507 SOUTH ST |  | Polytube | Yes |  | 2022-09-26 |  | PVC | 1987 | Yes |  | 2022-09-26 |  | Non-lead
036559 | APT REAR 2305 PATTERSON AVE |  | Polytube | Yes |  | 2024-03-20 |  | PVC | 1965 | Yes |  | 2024-03-20 |  | Non-lead
036561 | 22450 JOLLY ROGER DR |  | Polytube | Yes |  | 2022-11-08 |  | PVC |  | Yes |  | 2022-11-08 |  | Non-lead
036562 | 29174 ASTER LANE |  | Polytube | Yes |  | 2022-12-14 |  | PVC | 1987 | Yes |  | 2022-12-14 |  | Non-lead
036563 | 2294 SAN MARCO DR |  | Polytube | Yes |  | 2022-11-30 |  | PVC | 1987 | Yes |  | 2022-11-30 |  | Non-lead
036564 | APT 121 3314 NORTHSIDE DR |  | Polytube | Yes |  | 2022-06-13 |  | PVC | 1986 | Yes |  | 2022-06-13 |  | Non-lead
036565 | APT 122 3314 NORTHSIDE DR |  | Polytube | Yes |  | 2024-02-20 |  | PVC | 1986 | Yes |  | 2024-02-20 |  | Non-lead
036566 | APT 123 3314 NORTHSIDE DR |  | Polytube | Yes |  | 2024-08-09 |  | PVC | 1986 | Yes |  | 2024-08-09 |  | Non-lead
036567 | APT 124 3314 NORTHSIDE DR |  | Polytube | Yes |  | 2022-06-13 |  | PVC | 1986 | Yes |  | 2022-06-13 |  | Non-lead
036568 | APT 125 3314 NORTHSIDE DR |  | Copper | Yes |  | 2024-03-25 |  | PVC | 1986 | Yes |  | 2024-03-25 |  | Non-lead
036569 | COMMON AREA 3314 NORTHSIDE DR |  | Polytube | Yes |  | 2024-05-22 |  | PVC | 1986 | Yes |  | 2024-05-22 |  | Non-lead
036570 | UNIT 101 1500 ATLANTIC BLVD |  | PVC | Yes |  | 2022-08-25 |  | Copper | 1984 | Yes |  | 2022-08-25 |  | Non-lead
036571 | 2827 VENETIAN DR |  | Polytube | Yes |  | 2023-04-24 |  | PVC | 1987 | Yes |  | 2023-04-24 |  | Non-lead
036572 | 822 GEORGIA ST |  | Polytube | Yes |  | 2023-05-04 |  | PVC | 1983 | Yes |  | 2023-05-04 |  | Non-lead
036573 | APT C UP 728 ELIZABETH ST |  | Polytube | Yes |  | 2023-01-03 |  | PVC | 1938 | Yes |  | 2023-01-03 |  | Non-lead
036574 | APT A DOWN FRONT 728 ELIZABETH ST |  | Polytube | Yes |  | 2023-01-03 |  | PVC | 1938 | Yes |  | 2023-01-03 |  | Non-lead
036575 | 117 MARACAIBO LN |  | Polytube | Yes |  | 2022-11-09 |  | PVC | 1987 | Yes |  | 2022-11-09 |  | Non-lead
036576 | 137 MARACAIBO LN |  | Polytube | Yes |  | 2022-11-09 |  | PVC | 1987 | Yes |  | 2022-11-09 |  | Non-lead
036577 | 683 BLACKBEARD RD |  | Polytube | Yes |  | 2023-01-23 |  | PVC | 1987 | Yes |  | 2023-01-23 |  | Non-lead
036578 | 24 SEAGATE BLVD |  | Unknown | Yes |  | 2022-07-14 |  | Unknown | 1958 | Yes |  | 2022-07-14 |  | Lead Status Unknown
036579 | 124 PEARL AVE |  | Polytube | Yes |  | 2022-06-09 |  | PVC | 1987 | Yes |  | 2022-06-09 |  | Non-lead
036580 | 114 AVENUE F |  | Polytube | Yes |  | 2023-02-15 |  | Copper | 1987 | Yes |  | 2023-02-15 |  | Non-lead
036581 | 146 PELICAN LANE |  | Polytube | Yes |  | 2022-12-12 |  | PVC | 1987 | Yes |  | 2022-12-12 |  | Non-lead
036582 | 823 GALVESTON LN |  | Polytube | Yes |  | 2023-01-04 |  | PVC | 1987 | Yes |  | 2023-01-04 |  | Non-lead
036583 | 260 CRANE BLVD |  | Unknown, Non-Lead | Yes |  | 2018-11-07 |  | Polytube | 1991 | Yes |  | 2018-11-07 |  | Non-lead
036584 | 22911 HAWKINS LN |  | Polytube | Yes |  | 2023-07-31 |  | PVC | 1988 | Yes |  | 2023-07-31 |  | Non-lead
036585 | 100 CHAPMAN RD |  | Polytube | Yes |  | 2022-12-08 |  | PVC | 1986 | Yes |  | 2022-12-08 |  | Non-lead
036586 | 22910 S HAWKINS 1/2 9 AN LANE |  | Unknown, Non-Lead | Yes |  | 2017-08-29 |  | Unknown, Non-Lead | 1988 | Yes |  | 2017-08-29 |  | Non-lead
036587 | 1375 OCEAN DR |  | Polytube | Yes |  | 2023-04-25 |  | PVC | 1987 | Yes |  | 2023-04-25 |  | Non-lead
036588 | APT 2 UP 1318 DUNCAN ST |  | Polytube | Yes |  | 2022-09-06 |  | PVC | 1943 | Yes |  | 2022-09-06 |  | Non-lead
036589 | 962 SHAW DR |  | Unknown, Non-Lead | Yes |  | 2019-02-08 |  | PVC | 2018 | Yes |  | 2019-02-08 |  | Non-lead
036590 | 7 DRURY DR |  | Polytube | Yes |  | 2023-02-06 |  | Copper | 1987 | Yes |  | 2023-02-06 |  | Non-lead
036591 | 151 REDWING RD |  | Unknown, Non-Lead | No |  |  |  | Unknown, Non-Lead | 1988 | No |  |  |  | Non-lead
036592 | APT 3 64 TRANSYLVANIA AVE |  | Polytube | Yes |  | 2022-10-31 |  | PVC | 1958 | Yes |  | 2022-10-31 |  | Non-lead
036593 | APT 2 64 TRANSYLVANIA AVE |  | Polytube | Yes |  | 2022-08-05 |  | PVC | 1958 | Yes |  | 2022-08-05 |  | Non-lead
036594 | 396 LAGUNA AVE |  | Polytube | Yes |  | 2022-07-07 |  | PVC | 1987 | Yes |  | 2022-07-07 |  | Non-lead
036595 | 465 BAHIA AVE |  | Unknown | Yes |  | 2022-07-07 |  | Unknown | 1987 | Yes |  | 2022-07-07 |  | Lead Status Unknown
036596 | 912 LOBSTER LN |  | Polytube | Yes |  | 2022-07-21 |  | PVC | 1987 | Yes |  | 2022-07-21 |  | Non-lead
036597 | 134 PLANTATION AVE |  | Polytube | Yes |  | 2022-06-09 |  | PVC | 1987 | Yes |  | 2022-06-09 |  | Non-lead
036598 | 239 ATLANTIC BLVD |  | Polytube | Yes |  | 2022-06-10 |  | PVC | 1987 | Yes |  | 2022-06-10 |  | Non-lead
036599 | 129 SILVER PALM AVE |  | Polytube | Yes |  | 2023-05-04 |  | PVC | 1987 | Yes |  | 2023-05-04 |  | Non-lead
036600 | 65 N BOUNTY LN |  | Unknown, Non-Lead | Yes |  | 2023-12-04 |  | Unknown, Non-Lead | 2016 | Yes |  | 2023-12-04 |  | Non-lead
036601 | 21 MERIDIAN AVE |  | Polytube | Yes |  | 2022-07-20 |  | PVC | 1987 | Yes |  | 2022-07-20 |  | Non-lead
036602 | 23 MERIDIAN AVE |  | Unknown | Yes |  | 2022-07-20 |  | PVC | 1987 | Yes |  | 2022-07-20 |  | Lead Status Unknown
036603 | 22 MERIDIAN AVE |  | Unknown | Yes |  | 2022-07-20 |  | PVC | 1987 | Yes |  | 2022-07-20 |  | Lead Status Unknown
036604 | 47 N BOUNTY LN |  | Unknown, Non-Lead | No |  |  |  | Unknown, Non-Lead | 1988 | No |  |  |  | Non-lead
036605 | 991 GIBRALTAR RD |  | Polytube | Yes |  | 2023-07-31 |  | Unknown, Non-Lead | 2007 | Yes |  | 2023-07-31 |  | Non-lead
036606 | 237 JOLLY ROGER DR |  | Polytube | Yes |  | 2023-01-31 |  | PVC | 1987 | Yes |  | 2023-01-31 |  | Non-lead
036607 | 910 LOBSTER LN |  | Copper | Yes |  | 2022-07-21 |  | PVC | 1987 | Yes |  | 2022-07-21 |  | Non-lead
036608 | 188 PEARL AVE |  | Polytube | Yes |  | 2022-06-09 |  | PVC | 1987 | Yes |  | 2022-06-09 |  | Non-lead
036609 | 196 S OCEAN SHRS DR |  | Polytube | Yes |  | 2023-02-02 |  | PVC | 1986 | Yes |  | 2023-02-02 |  | Non-lead
036610 | 161 TEQUESTA ST |  | Polytube | Yes |  | 2022-06-03 |  | PVC | 1987 | Yes |  | 2022-06-03 |  | Non-lead
036611 | 52 S BLACKWATER LN |  | Polytube | Yes |  | 2023-01-06 |  | PVC | 1988 | Yes |  | 2023-01-06 |  | Non-lead
036612 | 28 CORAL DR |  | Polytube | Yes |  | 2022-11-29 |  | PVC | 1987 | Yes |  | 2022-11-29 |  | Non-lead
036613 | 170 DOVE CREEK DR |  | Polytube | Yes |  | 2022-07-19 |  | PVC | 1962 | Yes |  | 2022-07-19 |  | Non-lead
036615 | APT A 1401 TRUMAN AVE |  | Polytube | Yes |  | 2022-09-21 |  | Copper | 1950 | Yes |  | 2022-09-21 |  | Non-lead
036616 | APT UP 1119 CATHERINE ST |  | Polytube | Yes |  | 2022-11-14 |  | PVC | 1938 | Yes |  | 2022-11-14 |  | Non-lead
036617 | APT A 3770 PARK AVE |  | Polytube | Yes |  | 2024-01-29 |  | PVC | 1987 | Yes |  | 2024-01-29 |  | Non-lead
036618 | APT B 3770 PARK AVE |  | Polytube | Yes |  | 2023-01-11 |  | PVC | 1987 | Yes |  | 2023-01-11 |  | Non-lead
036619 | APT FRONT 723 EATON ST |  | Unknown | Yes |  | 2022-12-16 |  | Polytube | 1933 | Yes |  | 2022-12-16 |  | Non-lead
036620 | 454 EAST CARRIBEAN L DR |  | Polytube | Yes |  | 2023-04-24 |  | PVC | 1984 | Yes |  | 2023-04-24 |  | Non-lead
036621 | 3639 GULFSTREAM ST |  | Polytube | Yes |  | 2024-03-13 |  | PVC | 1983 | Yes |  | 2024-03-13 |  | Non-lead
036622 | 981 NILES RD |  | Polytube | Yes |  | 2024-07-24 |  | PVC | 1987 | Yes |  | 2024-07-24 |  | Non-lead
036623 | APT B REAR 716 ELIZABETH ST |  | Polytube | Yes |  | 2023-01-03 |  | PVC | 1901 | Yes |  | 2023-01-03 |  | Non-lead
036624 | UNIT 106 1500 ATLANTIC BLVD |  | PVC | Yes |  | 2022-08-25 |  | Copper | 1984 | Yes |  | 2022-08-25 |  | Non-lead
036625 | UNIT 107 1500 ATLANTIC BLVD |  | PVC | Yes |  | 2022-08-25 |  | Copper | 1986 | Yes |  | 2022-08-25 |  | Non-lead
036626 | UNIT 108 1500 ATLANTIC BLVD |  | Polytube | Yes |  | 2022-08-25 |  | PVC | 1986 | Yes |  | 2022-08-25 |  | Non-lead
036627 | UNIT 109 1500 ATLANTIC BLVD |  | Polytube | Yes |  | 2022-08-25 |  | PVC | 1986 | Yes |  | 2022-08-25 |  | Non-lead
036628 | UNIT 110 1500 ATLANTIC BLVD |  | Polytube | Yes |  | 2022-08-25 |  | PVC | 1986 | Yes |  | 2022-08-25 |  | Non-lead
036629 | UNIT 111 1500 ATLANTIC BLVD |  | Polytube | Yes |  | 2023-04-19 |  | PVC | 1986 | Yes |  | 2023-04-19 |  | Non-lead
036630 | UNIT 112 1500 ATLANTIC BLVD |  | Polytube | Yes |  | 2022-08-25 |  | PVC | 1986 | Yes |  | 2022-08-25 |  | Non-lead
036631 | UNIT 113 1500 ATLANTIC BLVD |  | Polytube | Yes |  | 2022-08-25 |  | PVC | 1986 | Yes |  | 2022-08-25 |  | Non-lead
036632 | UNIT 114 1500 ATLANTIC BLVD |  | PVC | Yes |  | 2022-08-25 |  | Copper | 1986 | Yes |  | 2022-08-25 |  | Non-lead
036633 | UNIT 115 1500 ATLANTIC BLVD |  | PVC | Yes |  | 2022-08-25 |  | Copper | 1986 | Yes |  | 2022-08-25 |  | Non-lead
036634 | UNIT 206 1500 ATLANTIC BLVD |  | PVC | Yes |  | 2022-12-14 |  | Copper | 1986 | Yes |  | 2022-12-14 |  | Non-lead
036635 | 30336 EAGLE LN |  | Polytube | Yes |  | 2022-11-16 |  | PVC | 1987 | Yes |  | 2022-11-16 |  | Non-lead
036636 | UNIT 207 1500 ATLANTIC BLVD |  | Polytube | Yes |  | 2022-08-25 |  | PVC | 1986 | Yes |  | 2022-08-25 |  | Non-lead
036637 | UNIT 208 1500 ATLANTIC BLVD |  | PVC | Yes |  | 2024-09-06 |  | PVC | 1986 | Yes |  | 2024-09-06 |  | Non-lead
036638 | UNIT 209 1500 ATLANTIC BLVD |  | PVC | Yes |  | 2022-08-25 |  | Copper | 1986 | Yes |  | 2022-08-25 |  | Non-lead
036639 | UNIT 210 1500 ATLANTIC BLVD |  | PVC | Yes |  | 2022-08-25 |  | Copper | 1986 | Yes |  | 2022-08-25 |  | Non-lead
036640 | UNIT 211 1500 ATLANTIC BLVD |  | PVC | Yes |  | 2022-08-25 |  | Copper | 1986 | Yes |  | 2022-08-25 |  | Non-lead
036641 | UNIT 212 1500 ATLANTIC BLVD |  | Polytube | Yes |  | 2022-08-25 |  | PVC | 1986 | Yes |  | 2022-08-25 |  | Non-lead
036642 | UNIT 213 1500 ATLANTIC BLVD |  | Polytube | Yes |  | 2022-08-25 |  | PVC | 1986 | Yes |  | 2022-08-25 |  | Non-lead
036643 | UNIT 214 1500 ATLANTIC BLVD |  | PVC | Yes |  | 2022-08-25 |  | PVC | 1986 | Yes |  | 2022-08-25 |  | Non-lead
036644 | UNIT 306 1500 ATLANTIC BLVD |  | PVC | Yes |  | 2022-08-25 |  | PVC | 1986 | Yes |  | 2022-08-25 |  | Non-lead
036645 | UNIT 307 1500 ATLANTIC BLVD |  | PVC | Yes |  | 2023-07-14 |  | PVC | 1986 | Yes |  | 2023-07-14 |  | Non-lead
036646 | UNIT 308 1500 ATLANTIC BLVD |  | PVC | Yes |  | 2024-09-16 |  | PVC | 1986 | Yes |  | 2024-09-16 |  | Non-lead
036647 | UNIT 309 1500 ATLANTIC BLVD |  | PVC | Yes |  | 2022-08-25 |  | PVC | 1986 | Yes |  | 2022-08-25 |  | Non-lead
036648 | UNIT 310 1500 ATLANTIC BLVD |  | PVC | Yes |  | 2022-08-25 |  | PVC | 1986 | Yes |  | 2022-08-25 |  | Non-lead
036649 | UNIT 311 1500 ATLANTIC BLVD |  | PVC | Yes |  | 2022-08-25 |  | PVC | 1986 | Yes |  | 2022-08-25 |  | Non-lead
036650 | UNIT 312 1500 ATLANTIC BLVD |  | PVC | Yes |  | 2022-08-25 |  | PVC | 1986 | Yes |  | 2022-08-25 |  | Non-lead
036651 | UNIT 313 1500 ATLANTIC BLVD |  | PVC | Yes |  | 2022-08-25 |  | PVC | 1986 | Yes |  | 2022-08-25 |  | Non-lead
036652 | UNIT 314 1500 ATLANTIC BLVD |  | PVC | Yes |  | 2022-08-25 |  | PVC | 1986 | Yes |  | 2022-08-25 |  | Non-lead
036653 | UNIT 406 1500 ATLANTIC BLVD |  | PVC | Yes |  | 2022-08-25 |  | Copper | 1986 | Yes |  | 2022-08-25 |  | Non-lead
036654 | UNIT 407 1500 ATLANTIC BLVD |  | PVC | Yes |  | 2022-08-25 |  | Copper | 1986 | Yes |  | 2022-08-25 |  | Non-lead
036655 | UNIT 408 1500 ATLANTIC BLVD |  | PVC | Yes |  | 2022-09-01 |  | PVC | 1986 | Yes |  | 2022-09-01 |  | Non-lead
036656 | UNIT 409 1500 ATLANTIC BLVD |  | PVC | Yes |  | 2024-09-27 |  | Copper | 1986 | Yes |  | 2024-09-27 |  | Non-lead
036657 | UNIT 410 1500 ATLANTIC BLVD |  | PVC | Yes |  | 2023-01-31 |  | Copper | 1986 | Yes |  | 2023-01-31 |  | Non-lead
036658 | UNIT 411 1500 ATLANTIC BLVD |  | PVC | Yes |  | 2023-08-17 |  | Copper | 1986 | Yes |  | 2023-08-17 |  | Non-lead
036659 | UNIT 412 1500 ATLANTIC BLVD |  | Polytube | Yes |  | 2024-10-03 |  | PVC | 1986 | Yes |  | 2024-10-03 |  | Non-lead
036660 | UNIT 413 1500 ATLANTIC BLVD |  | PVC | Yes |  | 2022-08-25 |  | Copper | 1986 | Yes |  | 2022-08-25 |  | Non-lead
036661 | UNIT 414 1500 ATLANTIC BLVD |  | PVC | Yes |  | 2022-08-25 |  | Copper | 1986 | Yes |  | 2022-08-25 |  | Non-lead
036662 | UNIT 415 1500 ATLANTIC BLVD |  | PVC | Yes |  | 2022-08-25 |  | Copper | 1986 | Yes |  | 2022-08-25 |  | Non-lead
036663 | 601 FRONT ST |  | Unknown, Non-Lead | Yes |  | 2024-03-04 |  | PVC | 1988 | Yes |  | 2024-03-04 |  | Non-lead
036664 | CDFMD4 MASTER TAP 197 TRUMBO POINT ANNEX |  | Unknown | Yes |  | 2024-01-18 |  | Unknown | 1965 | Yes |  | 2024-01-18 |  | Lead Status Unknown
036665 | MASTER TAP 196 SIGSBEE ANNEX TANK PIT |  | Unknown | Yes |  | 2023-08-07 |  | Unknown | 1965 | Yes |  | 2023-08-07 |  | Lead Status Unknown
036666 | 1100 SIMONTON ST |  | Polytube | Yes |  | 2022-10-31 |  | PVC | 1923 | Yes |  | 2022-10-31 |  | Non-lead
036667 | 1315 WHITE ST |  | Unknown, Non-Lead | Yes |  | 2021-10-08 |  | Unknown, Non-Lead | 2005 | Yes |  | 2021-10-08 |  | Non-lead
036672 | 29556 FORRESTAL AVE |  | Polytube | Yes |  | 2022-12-05 |  | PVC | 1987 | Yes |  | 2022-12-05 |  | Non-lead
036674 | CONNECTION 'A' MIDWAY US NAVY STORAGE TANK |  | Unknown | Yes |  | 2023-08-29 |  | Unknown |  | Yes |  | 2023-08-29 |  | Lead Status Unknown
036675 | CONNECTION 'B' FUEL FARM NAS BOCA CHICA |  | Unknown | Yes |  | 2023-07-14 |  | Galvanized |  | Yes |  | 2023-07-14 |  | Galvanized Requiring Replacement
036676 | CONNECTION 'C' . MIDWAY ACROSS FROM A980 |  | Unknown | Yes |  | 2023-07-14 |  | Unknown |  | Yes |  | 2023-07-14 |  | Lead Status Unknown
036677 | U.S. ARMY 300 BOCA CHICA RD |  | Unknown | Yes |  | 2023-08-09 |  | Unknown | 1951 | Yes |  | 2023-08-09 |  | Lead Status Unknown
036678 | AIR FORCE MISSILE SITE 1800 BLIMP RD |  | Polytube | Yes |  | 2024-08-05 |  | PVC |  | Yes |  | 2024-08-05 |  | Non-lead
036679 | 1800 OVERSEAS HWY COAST GUARD |  | Unknown | Yes |  | 2024-05-31 |  | Unknown | 1966 | Yes |  | 2024-05-31 |  | Lead Status Unknown
036680 | COAST GUARD 183 PALERMO DR |  | Polytube | Yes |  | 2023-03-20 |  | PVC | 1981 | Yes |  | 2023-03-20 |  | Non-lead
036681 | 27035 DOLPHIN L-26 B-5 RD |  | Polytube | Yes |  | 2024-09-30 |  | PVC | 1987 | Yes |  | 2024-09-30 |  | Non-lead
036682 | 221 10TH ST |  | Polytube | Yes |  | 2022-10-22 |  | PVC | 1970 | Yes |  | 2022-10-22 |  | Non-lead
036683 | 432 HARBOUR DR |  | Polytube | Yes |  | 2022-10-22 |  | PVC | 1987 | Yes |  | 2022-10-22 |  | Non-lead
036684 | 19 TREASURE RD |  | Unknown, Non-Lead | Yes |  | 2024-08-20 |  | PVC | 1988 | Yes |  | 2024-08-20 |  | Non-lead
036685 | 196 PELICAN LN |  | Polytube | Yes |  | 2022-12-12 |  | PVC | 1987 | Yes |  | 2022-12-12 |  | Non-lead
036686 | OCEAN 538 69TH ST |  | Polytube | Yes |  | 2022-08-15 |  | PVC | 1984 | Yes |  | 2022-08-15 |  | Non-lead
036687 | 30646 OVERSEAS HWY |  | Polytube | Yes |  | 2024-07-22 |  | PVC | 1987 | Yes |  | 2024-07-22 |  | Non-lead
036688 | 1164 LOGGERHEAD LANE |  | Polytube | Yes |  | 2024-04-02 |  | PVC | 1987 | Yes |  | 2024-04-02 |  | Non-lead
036689 | 800 62ND OCEAN ST |  | Polytube | Yes |  | 2023-04-27 |  | PVC | 1987 | Yes |  | 2023-04-27 |  | Non-lead
036690 | 30883 GRANADA AVENUE |  | Polytube | Yes |  | 2024-04-16 |  | PVC | 1987 | Yes |  | 2024-04-16 |  | Non-lead
036691 | OCEAN 600 62ND ST |  | Polytube | Yes |  | 2023-03-17 |  | PVC | 1987 | Yes |  | 2023-03-17 |  | Non-lead
036692 | 327 SOMBRERO BEACH RD |  | Polytube | Yes |  | 2024-05-22 |  | PVC | 1987 | Yes |  | 2024-05-22 |  | Non-lead
036693 | 325 SOMBRERO BEACH RD |  | Polytube | Yes |  | 2024-05-22 |  | PVC | 1987 | Yes |  | 2024-05-22 |  | Non-lead
036694 | 124 PIRATES COVE DR |  | Polytube | Yes |  | 2023-02-02 |  | PVC | 1987 | Yes |  | 2023-02-02 |  | Non-lead
036695 | 394 23RD OCEAN ST |  | Polytube | Yes |  | 2022-12-07 |  | PVC | 1987 | Yes |  | 2022-12-07 |  | Non-lead
036696 | 110 W CHANNEL DR |  | Polytube | Yes |  | 2023-11-01 |  | PVC | 1986 | Yes |  | 2023-11-01 |  | Non-lead
036698 | 262 6TH ST |  | Unknown, Non-Lead | No |  |  |  | Unknown, Non-Lead | 2006 | No |  |  |  | Non-lead
036699 | 912 COPA D'ORO |  | Unknown, Non-Lead | Yes |  | 2023-11-01 |  | Unknown, Non-Lead | 1988 | Yes |  | 2023-11-01 |  | Non-lead
036700 | N 295 ANGLERS DR |  | Polytube | Yes |  | 2022-05-31 |  | PVC | 1987 | Yes |  | 2022-05-31 |  | Non-lead
036701 | LSIDE 621 12TH ST |  | Polytube | Yes |  | 2023-08-08 |  | PVC | 1987 | Yes |  | 2023-08-08 |  | Non-lead
036702 | RSIDE 200 10TH ST |  | Polytube | Yes |  | 2022-10-22 |  | PVC | 1972 | Yes |  | 2022-10-22 |  | Non-lead
036703 | LSIDE 210 10TH ST |  | Polytube | Yes |  | 2022-10-22 |  | PVC | 1972 | Yes |  | 2022-10-22 |  | Non-lead
036704 | 1199 COPA D'ORO |  | Polytube | Yes |  | 2024-02-27 |  | PVC | 1987 | Yes |  | 2024-02-27 |  | Non-lead
036705 | 106 SNAPPER CREEK RD |  | Unknown, Non-Lead | Yes |  | 2021-11-24 |  | Unknown, Non-Lead | 2006 | Yes |  | 2021-11-24 |  | Non-lead
036706 | 720 62ND OCEAN ST |  | Polytube | Yes |  | 2023-03-02 |  | PVC | 1987 | Yes |  | 2023-03-02 |  | Non-lead
036707 | 712 COPA D'ORO |  | Copper | Yes |  | 2024-06-11 |  | Copper | 1987 | Yes |  | 2024-06-11 |  | Non-lead
036708 | 361 9TH ST |  | Polytube | Yes |  | 2022-10-22 |  | PVC | 1987 | Yes |  | 2022-10-22 |  | Non-lead
036709 | 580 9TH ST |  | Unknown, Non-Lead | Yes |  | 2020-06-23 |  | Unknown, Non-Lead | 1988 | Yes |  | 2020-06-23 |  | Non-lead
036710 | 29162 ASTER LANE |  | Polytube | Yes |  | 2024-04-16 |  | PVC | 1987 | Yes |  | 2024-04-16 |  | Non-lead
036711 | 3656 BLUE LAGOON ST |  | Polytube | Yes |  | 2024-09-20 |  | PVC | 1987 | Yes |  | 2024-09-20 |  | Non-lead
036712 | 3964 HALL RD |  | Polytube | Yes |  | 2023-05-02 |  | PVC | 1988 | Yes |  | 2023-05-02 |  | Non-lead
036713 | UNIT 302 1500 ATLANTIC BLVD |  | PVC | Yes |  | 2022-09-19 |  | Copper | 1984 | Yes |  | 2022-09-19 |  | Non-lead
036714 | L58 B19 681 W INDIES DR |  | Polytube | Yes |  | 2022-11-08 |  | PVC | 1987 | Yes |  | 2022-11-08 |  | Non-lead
036715 | 1668 BUTTONWOOD DR |  | Polytube | Yes |  | 2022-12-22 |  | PVC | 1987 | Yes |  | 2022-12-22 |  | Non-lead
036716 | 1660 BUTTONWOOD DR |  | Polytube | Yes |  | 2022-12-15 |  | PVC | 1987 | Yes |  | 2022-12-15 |  | Non-lead
036717 | 21026 3RD AVE |  | Polytube | Yes |  | 2022-10-31 |  | PVC | 1987 | Yes |  | 2022-10-31 |  | Non-lead
036718 | 17158 BONEFISH LN W |  | Unknown, Non-Lead | Yes |  | 2024-03-29 |  | Unknown, Non-Lead | 1988 | Yes |  | 2024-03-29 |  | Non-lead
036719 | 22510 LA FITTE RD |  | Polytube | Yes |  | 2022-11-09 |  | PVC | 1987 | Yes |  | 2022-11-09 |  | Non-lead
036720 | 595 CARIBBEAN DR |  | Polytube | Yes |  | 2022-09-19 |  | PVC | 1979 | Yes |  | 2022-09-19 |  | Non-lead
036721 | 22815 PORT ROYAL LN |  | Polytube | Yes |  | 2023-07-26 |  | PVC | 1995 | Yes |  | 2023-07-26 |  | Non-lead
036722 | 132 CRANE BLVD |  | Polytube | Yes |  | 2023-01-13 |  | PVC | 1986 | Yes |  | 2023-01-13 |  | Non-lead
036723 | 42 FLORAL AVE |  | Unknown, Non-Lead | Yes |  | 2018-08-31 |  | Unknown, Non-Lead | 1988 | Yes |  | 2018-08-31 |  | Non-lead
036724 | 5707 COLLEGE RESOURCE RECOVER RD |  | Unknown, Non-Lead | No |  |  |  | Unknown, Non-Lead | 2015 | No |  |  |  | Non-lead
036725 | 112 SAWYER DR |  | Unknown, Non-Lead | No |  |  |  | Unknown, Non-Lead | 1989 | No |  |  |  | Non-lead
036726 | 158 E CARRIBEAN DR |  | Polytube | Yes |  | 2023-04-24 |  | PVC | 1987 | Yes |  | 2023-04-24 |  | Non-lead
036727 | 29130 WATSON BLVD |  | Polytube | Yes |  | 2023-02-28 |  | PVC | 1987 | Yes |  | 2023-02-28 |  | Non-lead
036728 | APT 4 1016 FLEMING ST |  | Polytube | Yes |  | 2022-12-02 |  | PVC | 1933 | Yes |  | 2022-12-02 |  | Non-lead
036729 | APT 3 1016 FLEMING ST |  | Polytube | Yes |  | 2024-06-03 |  | PVC | 1933 | Yes |  | 2024-06-03 |  | Non-lead
036730 | UNIT B 29644 ENTERPRISE AVE |  | Unknown, Non-Lead | Yes |  | 2019-02-25 |  | Unknown, Non-Lead | 2020 | Yes |  | 2019-02-25 |  | Non-lead
036731 | UNIT A 29644 ENTERPRISE AVE |  | Unknown, Non-Lead | Yes |  | 2018-03-05 |  | PVC | 2020 | Yes |  | 2018-03-05 |  | Non-lead
036732 | 175 SHORE DR |  | Unknown, Non-Lead | Yes |  | 2017-07-28 |  | PVC | 1991 | Yes |  | 2017-07-28 |  | Non-lead
036733 | 206 ABERDEEN CT |  | Unknown, Non-Lead | Yes |  | 2018-12-12 |  | PVC | 1991 | Yes |  | 2018-12-12 |  | Non-lead
036734 | 167 INDIAN MOUND TRL |  | Unknown, Non-Lead | Yes |  | 2020-01-22 |  | Unknown, Non-Lead | 1988 | Yes |  | 2020-01-22 |  | Non-lead
036735 | 18 CENTER LANE |  | Unknown, Non-Lead | Yes |  | 2020-08-18 |  | PVC | 1988 | Yes |  | 2020-08-18 |  | Non-lead
036736 | 41 S BOUNTY LN |  | Polytube | Yes |  | 2023-01-31 |  | PVC | 1987 | Yes |  | 2023-01-31 |  | Non-lead
036737 | 614 R SANTA ANITA LN |  | Polytube | Yes |  | 2023-05-04 |  | PVC | 1970 | Yes |  | 2023-05-04 |  | Non-lead
036738 | 545 N TINA PL |  | Polytube | Yes |  | 2023-02-08 |  | PVC | 1987 | Yes |  | 2023-02-08 |  | Non-lead
036739 | 22 ROBERT ST |  | Unknown, Non-Lead | Yes |  | 2021-12-15 |  | Unknown, Non-Lead | 1988 | Yes |  | 2021-12-15 |  | Non-lead
036740 | 106 ARTIC AVE |  | Polytube | Yes |  | 2022-07-19 |  | PVC | 1987 | Yes |  | 2022-07-19 |  | Non-lead
036741 | 121 CONTESSA CT |  | Polytube | Yes |  | 2022-06-30 |  | PVC | 1987 | Yes |  | 2022-06-30 |  | Non-lead
036742 | 222 BRISTOL CT |  | Polytube | Yes |  | 2022-07-11 |  | PVC | 1987 | Yes |  | 2022-07-11 |  | Non-lead
036743 | 38 CARDINAL LN |  | Polytube | Yes |  | 2022-09-21 |  | PVC | 1987 | Yes |  | 2022-09-21 |  | Non-lead
036744 | 428 COLLINS AVE |  | Polytube | Yes |  | 2024-09-05 |  | PVC | 1987 | Yes |  | 2024-09-05 |  | Non-lead
036745 | 103900B OVERSEAS Hwy |  | Polytube | Yes |  | 2023-03-30 |  | PVC | 1958 | Yes |  | 2023-03-30 |  | Non-lead
036746 | 298 WOODS AVE |  | Polytube | Yes |  | 2024-07-15 |  | PVC | 1987 | Yes |  | 2024-07-15 |  | Non-lead
036747 | 540 PLANTE ST |  | Polytube | Yes |  | 2022-10-31 |  | PVC | 1986 | Yes |  | 2022-10-31 |  | Non-lead
036748 | 1040 GIBRALTAR RD |  | Polytube | Yes |  | 2022-08-25 |  | PVC | 1987 | Yes |  | 2022-08-25 |  | Non-lead
036749 | APT BACK 181 E CARROLL ST |  | PVC | Yes |  | 2022-06-28 |  | PVC | 1952 | Yes |  | 2022-06-28 |  | Non-lead
036750 | 183 CORRINE PLACE |  | Unknown, Non-Lead | Yes |  | 2019-01-29 |  | Unknown, Non-Lead | 1988 | Yes |  | 2019-01-29 |  | Non-lead
036751 | 501 BARRACUDA BLVD |  | Polytube | Yes |  | 2023-12-08 |  | PVC | 1987 | Yes |  | 2023-12-08 |  | Non-lead
036752 | 251 BOUGANVILLA ST |  | Polytube | Yes |  | 2024-02-02 |  | PVC | 1987 | Yes |  | 2024-02-02 |  | Non-lead
036753 | 324 WOODS AVE |  | Polytube | Yes |  | 2022-06-02 |  | PVC | 1987 | Yes |  | 2022-06-02 |  | Non-lead
036754 | 169 PLANTATION DR |  | Polytube | Yes |  | 2022-06-14 |  | PVC | 1987 | Yes |  | 2022-06-14 |  | Non-lead
036755 | 246 W INDIES RD |  | Polytube | Yes |  | 2022-07-21 |  | PVC | 1987 | Yes |  | 2022-07-21 |  | Non-lead
036756 | 122 OCEAN VIEW DR |  | Polytube | Yes |  | 2023-01-30 |  | PVC | 1987 | Yes |  | 2023-01-30 |  | Non-lead
036757 | 702 BARCELONA RD |  | Polytube | Yes |  | 2023-02-08 |  | PVC | 1987 | Yes |  | 2023-02-08 |  | Non-lead
036758 | 171 S OCEAN SHORES DR |  | PVC | Yes |  | 2023-02-02 |  | PVC | 1987 | Yes |  | 2023-02-02 |  | Non-lead
036759 | 116 GULFSIDE DR |  | Polytube | Yes |  | 2022-08-12 |  | PVC | 1989 | Yes |  | 2022-08-12 |  | Non-lead
036760 | 174 NEWFOUND BLVD |  | Polytube | Yes |  | 2023-10-04 |  | PVC | 1987 | Yes |  | 2023-10-04 |  | Non-lead
036761 | 24822 OVERSEAS 1/2 LOT-11 12 13 HWY |  | Polytube | Yes |  | 2023-11-29 |  | PVC | 1960 | Yes |  | 2023-11-29 |  | Non-lead
036762 | 24818 W OVERSEAS HWY |  | Unknown, Non-Lead | No |  |  |  | No Piping | 1960 | No |  |  |  | Non-lead
036763 | 621 GRINNELL ST |  | Polytube | Yes |  | 2023-02-10 |  | PVC | 1933 | Yes |  | 2023-02-10 |  | Non-lead
036764 | 29756 SPRINGTIME RD |  | Polytube | Yes |  | 2022-12-05 |  | PVC | 1987 | Yes |  | 2022-12-05 |  | Non-lead
036765 | 726 JAMAICA Ln |  | Polytube | Yes |  | 2023-01-25 |  | PVC | 1987 | Yes |  | 2023-01-25 |  | Non-lead
036766 | 2056 MATTHEWS |  | Polytube | Yes |  | 2024-09-23 |  | PVC | 1987 | Yes |  | 2024-09-23 |  | Non-lead
036767 | 27316 TOBAGO LN |  | Polytube | Yes |  | 2023-05-04 |  | PVC | 1987 | Yes |  | 2023-05-04 |  | Non-lead
036768 | MASTER TAP 198 TRUMAN ANNEX MASTER METER |  | Ductile Iron | Yes |  | 2024-01-18 |  | Ductile Iron | 1987 | Yes |  | 2024-01-18 |  | Non-lead
036769 | 31330 AVE B |  | Polytube | Yes |  | 2022-07-15 |  | PVC | 1968 | Yes |  | 2022-07-15 |  | Non-lead
036771 | 1232 FERN AVE |  | Polytube | Yes |  | 2022-10-06 |  | PVC | 1987 | Yes |  | 2022-10-06 |  | Non-lead
036772 | DRIVE 1012 BAY |  | Polytube | Yes |  | 2023-10-18 |  | PVC | 1987 | Yes |  | 2023-10-18 |  | Non-lead
036773 | 361 CARIBBEAN DR E |  | Polytube | Yes |  | 2022-11-16 |  | PVC | 1977 | Yes |  | 2022-11-16 |  | Non-lead
036774 | 136 MARACAIBO LN |  | Polytube | Yes |  | 2024-02-26 |  | PVC | 1987 | Yes |  | 2024-02-26 |  | Non-lead
036775 | 53 VENETIAN WAY |  | Polytube | Yes |  | 2022-07-11 |  | PVC | 1987 | Yes |  | 2022-07-11 |  | Non-lead
036776 | 29710 JOURNEYS END RD |  | Polytube | Yes |  | 2022-12-05 |  | PVC | 1987 | Yes |  | 2022-12-05 |  | Non-lead
036777 | 341 W INDIES DR |  | Polytube | Yes |  | 2023-07-25 |  | PVC | 1987 | Yes |  | 2023-07-25 |  | Non-lead
036778 | 760 WASHINGTON ST |  | Polytube | Yes |  | 2023-04-24 |  | PVC | 1987 | Yes |  | 2023-04-24 |  | Non-lead
036779 | 27383 ANGUILA LN |  | Unknown, Non-Lead | Yes |  | 2019-03-07 |  | Unknown, Non-Lead | 2013 | Yes |  | 2019-03-07 |  | Non-lead
036780 | 3635 FLAGLER AVE |  | Polytube | Yes |  | 2023-05-04 |  | PVC | 1938 | Yes |  | 2023-05-04 |  | Non-lead
036781 | 1066 LOGGERHEAD LN |  | Polytube | Yes |  | 2023-10-10 |  | PVC | 1987 | Yes |  | 2023-10-10 |  | Non-lead
036782 | 1052 SPANISH MAIN DR |  | Polytube | Yes |  | 2023-11-30 |  | PVC | 1987 | Yes |  | 2023-11-30 |  | Non-lead
036783 | 94680 OVERSEAS HWY |  | Unknown | Yes |  | 2022-07-20 |  | PVC | 1977 | Yes |  | 2022-07-20 |  | Lead Status Unknown
036784 | 48 S BLACKWATER LN |  | Polytube | Yes |  | 2023-12-19 |  | PVC | 2018 | Yes |  | 2023-12-19 |  | Non-lead
036785 | 760 DOLPHIN AVE |  | Polytube | Yes |  | 2023-03-06 |  | PVC | 1987 | Yes |  | 2023-03-06 |  | Non-lead
036786 | 109 PEARL AVE |  | Unknown, Non-Lead | Yes |  | 2020-09-08 |  | Unknown, Non-Lead | 1989 | Yes |  | 2020-09-08 |  | Non-lead
036787 | 116 COCONUT LN |  | Unknown, Non-Lead | Yes |  | 2021-10-25 |  | Unknown, Non-Lead | 1992 | Yes |  | 2021-10-25 |  | Non-lead
036788 | 46 MUTINY PLACE |  | Polytube | Yes |  | 2023-01-30 |  | PVC | 1987 | Yes |  | 2023-01-30 |  | Non-lead
036789 | 107 TAVERN DR |  | Polytube | Yes |  | 2023-01-30 |  | PVC | 1944 | Yes |  | 2023-01-30 |  | Non-lead
036790 | 1004 CRANE ST |  | Unknown, Non-Lead | Yes |  | 2018-12-21 |  | PVC | 1988 | Yes |  | 2018-12-21 |  | Non-lead
036791 | 161 EL CAPITAN DR |  | Polytube | Yes |  | 2022-06-30 |  | PVC | 1987 | Yes |  | 2022-06-30 |  | Non-lead
036792 | 139 ATLANTIC AVE |  | Polytube | Yes |  | 2022-07-20 |  | PVC | 1987 | Yes |  | 2022-07-20 |  | Non-lead
036793 | 141 ATLANTIC AVE |  | Polytube | Yes |  | 2022-07-20 |  | PVC | 1987 | Yes |  | 2022-07-20 |  | Non-lead
036794 | 133 THIRD LN |  | Polytube | Yes |  | 2023-02-08 |  | PVC | 1986 | Yes |  | 2023-02-08 |  | Non-lead
036795 | 11 STILLWRIGHT WAY |  | Polytube | Yes |  | 2024-01-19 |  | PVC | 1965 | Yes |  | 2024-01-19 |  | Non-lead
036796 | 107 HARBOR DR |  | Polytube | Yes |  | 2022-06-14 |  | PVC | 1987 | Yes |  | 2022-06-14 |  | Non-lead
036797 | 108 COCONUT LN |  | Polytube | Yes |  | 2023-01-05 |  | PVC | 1992 | Yes |  | 2023-01-05 |  | Non-lead
036798 | 131 BAYVIEW ISLE DR |  | Polytube | Yes |  | 2023-03-07 |  | PVC | 1987 | Yes |  | 2023-03-07 |  | Non-lead
036799 | 805 BLUE HERON LN |  | Unknown, Non-Lead | Yes |  | 2024-02-13 |  | PVC | 1988 | Yes |  | 2024-02-13 |  | Non-lead
036800 | 226 BRISTOL CT |  | Unknown, Non-Lead | Yes |  | 2021-02-11 |  | Unknown, Non-Lead | 1988 | Yes |  | 2021-02-11 |  | Non-lead
036801 | 146 VENETIAN DR |  | Unknown, Non-Lead | Yes |  | 2018-08-24 |  | Unknown, Non-Lead | 2013 | Yes |  | 2018-08-24 |  | Non-lead
036802 | 222 MOHAWK ST |  | Unknown, Non-Lead | No |  |  |  | Unknown, Non-Lead | 1997 | No |  |  |  | Non-lead
036803 | 171 GALLEON RD |  | Polytube | Yes |  | 2023-10-18 |  | PVC | 1987 | Yes |  | 2023-10-18 |  | Non-lead
036804 | 68 BONEFISH AVE |  | Polytube | Yes |  | 2023-09-19 |  | PVC | 1987 | Yes |  | 2023-09-19 |  | Non-lead
036805 | 245 NORMANDY DR |  | Polytube | Yes |  | 2023-02-02 |  | PVC | 1974 | Yes |  | 2023-02-02 |  | Non-lead
036806 | 87 TARPON BASIN DR |  | Polytube | Yes |  | 2023-01-05 |  | PVC | 1974 | Yes |  | 2023-01-05 |  | Non-lead
036807 | 236 TARPON ST |  | Unknown, Non-Lead | No |  |  |  | Unknown, Non-Lead | 1998 | No |  |  |  | Non-lead
036808 | 1522 AQUEDUCT LN |  | Unknown, Non-Lead | Yes |  | 2018-06-08 |  | PVC | 2009 | Yes |  | 2018-06-08 |  | Non-lead
036809 | 200 POMPANO DR |  | Unknown, Non-Lead | Yes |  | 2021-04-12 |  | Unknown, Non-Lead | 1988 | Yes |  | 2021-04-12 |  | Non-lead
036810 | APT C 1009 SOUTHARD ST |  | Unknown | Yes |  | 2023-01-04 |  | PVC | 1933 | Yes |  | 2023-01-04 |  | Lead Status Unknown
036811 | #A 812 SIMONTON ST |  | Polytube | Yes |  | 2022-10-31 |  | PVC | 1933 | Yes |  | 2022-10-31 |  | Non-lead
036813 | UNIT 2 6799 OVERSEAS HWY |  | Copper | Yes |  | 2023-03-10 |  | Copper | 1987 | Yes |  | 2023-03-10 |  | Non-lead
036814 | 17172 SEAGRAPE LN |  | Polytube | Yes |  | 2023-05-04 |  | PVC | 1987 | Yes |  | 2023-05-04 |  | Non-lead
036815 | B-L26 1055 FLAGSHIP DR |  | Polytube | Yes |  | 2023-09-28 |  | PVC | 1976 | Yes |  | 2023-09-28 |  | Non-lead
036816 | 1537 LONG BEACH RD |  | Unknown, Non-Lead | Yes |  | 2017-12-21 |  | Unknown, Non-Lead | 1988 | Yes |  | 2017-12-21 |  | Non-lead
036817 | 29789 JOURNEYS END RD |  | Polytube | Yes |  | 2022-12-06 |  | PVC | 1987 | Yes |  | 2022-12-06 |  | Non-lead
036818 | 34 BASS AVENUE |  | Polytube | Yes |  | 2022-10-27 |  | PVC | 1986 | Yes |  | 2022-10-27 |  | Non-lead
036819 | 27311 ST CROIX LANE |  | Polytube | Yes |  | 2023-05-04 |  | PVC | 1987 | Yes |  | 2023-05-04 |  | Non-lead
036820 | APT A 419 AMELIA ST |  | Polytube | Yes |  | 2022-06-17 |  | PVC | 1909 | Yes |  | 2022-06-17 |  | Non-lead
036821 | 421 AMELIA ST |  | Polytube | Yes |  | 2024-09-18 |  | PVC | 1909 | Yes |  | 2024-09-18 |  | Non-lead
036822 | APT B 423 AMELIA ST |  | Polytube | Yes |  | 2022-06-21 |  | PVC | 1913 | Yes |  | 2022-06-21 |  | Non-lead
036823 | APT A 423 AMELIA ST |  | Polytube | Yes |  | 2024-09-18 |  | PVC | 1909 | Yes |  | 2024-09-18 |  | Non-lead
036824 | 29093 CEDAR DR |  | Polytube | Yes |  | 2022-12-21 |  | PVC | 1987 | Yes |  | 2022-12-21 |  | Non-lead
036825 | 3912 EUGENE RD |  | Polytube | Yes |  | 2023-01-12 |  | PVC | 1987 | Yes |  | 2023-01-12 |  | Non-lead
036827 | 30384 PALM AKA 503-C DR |  | Polytube | Yes |  | 2022-03-22 |  | PVC | 1987 | Yes |  | 2022-03-22 |  | Non-lead
036828 | 576 E CARRIBEAN DR |  | Polytube | Yes |  | 2023-04-24 |  | PVC | 1987 | Yes |  | 2023-04-24 |  | Non-lead
036829 | WEST 20786 5TH AVE |  | Polytube | Yes |  | 2022-10-31 |  | PVC | 1987 | Yes |  | 2022-10-31 |  | Non-lead
036830 | L13 B3 29186 ASTER LANE |  | Polytube | Yes |  | 2022-12-14 |  | PVC | 1987 | Yes |  | 2022-12-14 |  | Non-lead
036831 | 674 CANDICE AVE |  | Polytube | Yes |  | 2023-01-25 |  | PVC | 1987 | Yes |  | 2023-01-25 |  | Non-lead
036832 | 29536 INDEPENDENCE AVE |  | Unknown, Non-Lead | No |  |  |  | Unknown, Non-Lead | 1988 | No |  |  |  | Non-lead
036833 | 22936 BLUEGILL LANE |  | Polytube | Yes |  | 2022-11-18 |  | PVC | 1987 | Yes |  | 2022-11-18 |  | Non-lead
036834 | UNIT 204 1500 ATLANTIC BLVD |  | PVC | Yes |  | 2022-08-25 |  | Copper | 1984 | Yes |  | 2022-08-25 |  | Non-lead
036835 | UNIT 304 1500 ATLANTIC BLVD |  | PVC | Yes |  | 2023-11-17 |  | Copper | 1984 | Yes |  | 2023-11-17 |  | Non-lead
036836 | UNIT 404 1500 ATLANTIC BLVD |  | PVC | Yes |  | 2022-08-25 |  | Copper | 1984 | Yes |  | 2022-08-25 |  | Non-lead
036837 | UNIT 403 1500 ATLANTIC BLVD |  | PVC | Yes |  | 2022-08-25 |  | Copper | 1984 | Yes |  | 2022-08-25 |  | Non-lead
036838 | UNIT 401 1500 ATLANTIC BLVD |  | PVC | Yes |  | 2022-08-25 |  | Copper | 1984 | Yes |  | 2022-08-25 |  | Non-lead
036839 | 27349 HAITI LN |  | Polytube | Yes |  | 2023-05-04 |  | PVC | 1987 | Yes |  | 2023-05-04 |  | Non-lead
036840 | 247 LAFITTE RD |  | Polytube | Yes |  | 2024-04-16 |  | PVC | 1973 | Yes |  | 2024-04-16 |  | Non-lead
036841 | 1024 LAGOON DR |  | Unknown, Non-Lead | Yes |  | 2021-09-22 |  | PVC | 2000 | Yes |  | 2021-09-22 |  | Non-lead
036842 | 22971 HAWKINS LN |  | Polytube | Yes |  | 2022-12-28 |  | PVC | 1987 | Yes |  | 2022-12-28 |  | Non-lead
036843 | 17326 JAMAICA DR |  | Polytube | Yes |  | 2023-05-04 |  | PVC | 1987 | Yes |  | 2023-05-04 |  | Non-lead
036844 | 1634 LANTANA LN |  | Polytube | Yes |  | 2022-12-19 |  | PVC | 1987 | Yes |  | 2022-12-19 |  | Non-lead
036845 | 3718 COCONUT PALM ST |  | Unknown, Non-Lead | Yes |  | 2019-07-22 |  | Unknown, Non-Lead | 2008 | Yes |  | 2019-07-22 |  | Non-lead
036846 | 2 FLORAL AVE |  | Polytube | Yes |  | 2022-11-09 |  | PVC | 1987 | Yes |  | 2022-11-09 |  | Non-lead
036847 | 29158 HIBISCUS LN |  | Unknown | Yes |  | 2024-04-30 |  | Unknown | 1987 | Yes |  | 2024-04-30 |  | Lead Status Unknown
036848 | 23049 BONITO LN |  | Polytube | Yes |  | 2022-11-18 |  | PVC | 1987 | Yes |  | 2022-11-18 |  | Non-lead
036849 | 367 BLACKBEARD RD |  | Polytube | Yes |  | 2023-01-24 |  | PVC | 1987 | Yes |  | 2023-01-24 |  | Non-lead
036850 | 3905 MARY RD |  | Polytube | Yes |  | 2023-01-11 |  | PVC | 1987 | Yes |  | 2023-01-11 |  | Non-lead
036851 | 22833 BLUEGILL LN |  | Polytube | Yes |  | 2024-08-01 |  | PVC | 1987 | Yes |  | 2024-08-01 |  | Non-lead
036852 | 645 LAFITTE RD |  | Polytube | Yes |  | 2024-09-10 |  | PVC | 1987 | Yes |  | 2024-09-10 |  | Non-lead
036853 | APT 131 3314 NORTHSIDE DR |  | Polytube | Yes |  | 2022-06-13 |  | PVC | 1987 | Yes |  | 2022-06-13 |  | Non-lead
036854 | APT 132 3314 NORTHSIDE DR |  | Polytube | Yes |  | 2022-06-13 |  | PVC | 1987 | Yes |  | 2022-06-13 |  | Non-lead
036855 | APT 133 3314 NORTHSIDE DR |  | Polytube | Yes |  | 2022-06-13 |  | PVC | 1987 | Yes |  | 2022-06-13 |  | Non-lead
036856 | APT 134 3314 NORTHSIDE DR |  | Polytube | Yes |  | 2024-05-31 |  | PVC | 1987 | Yes |  | 2024-05-31 |  | Non-lead
036857 | APT 135 3314 NORTHSIDE DR |  | Polytube | Yes |  | 2022-06-13 |  | PVC | 1987 | Yes |  | 2022-06-13 |  | Non-lead
036858 | APT 136 3314 NORTHSIDE DR |  | Polytube | Yes |  | 2022-06-13 |  | PVC | 1987 | Yes |  | 2022-06-13 |  | Non-lead
036859 | 17151 MARLIN DR |  | Unknown, Non-Lead | Yes |  | 2018-12-11 |  | Unknown, Non-Lead | 1988 | Yes |  | 2018-12-11 |  | Non-lead
036860 | 3723 DRIFTWOOD ST |  | Unknown, Non-Lead | Yes |  | 2019-09-23 |  | PVC | 2019 | Yes |  | 2019-09-23 |  | Non-lead
036861 | 7 BONITA AVE |  | Polytube | Yes |  | 2022-07-25 |  | PVC | 1986 | Yes |  | 2022-07-25 |  | Non-lead
036862 | 190 BUTTONWOOD LN |  | Polytube | Yes |  | 2022-06-28 |  | PVC | 1974 | Yes |  | 2022-06-28 |  | Non-lead
036863 | 6 SUNSET CAY RD |  | Polytube | Yes |  | 2022-09-30 |  | PVC | 1987 | Yes |  | 2022-09-30 |  | Non-lead
036864 | 146 BISCAYNE BLVD |  | Unknown, Non-Lead | Yes |  | 2019-09-23 |  | Unknown, Non-Lead | 2020 | Yes |  | 2019-09-23 |  | Non-lead
036865 | 758 DOLPHIN AVE |  | Polytube | Yes |  | 2023-09-06 |  | PVC | 1987 | Yes |  | 2023-09-06 |  | Non-lead
036866 | 128 GULFSIDE DR |  | Unknown, Non-Lead | Yes |  | 2019-01-24 |  | PVC | 1989 | Yes |  | 2019-01-24 |  | Non-lead
036867 | 28 BAHAMA AVE |  | Unknown, Non-Lead | Yes |  | 2021-01-25 |  | Unknown, Non-Lead | 1989 | Yes |  | 2021-01-25 |  | Non-lead
036868 | 112 BAYVIEW ISLE Dr |  | Polytube | Yes |  | 2024-06-18 |  | PVC | 1983 | Yes |  | 2024-06-18 |  | Non-lead
036869 | 122 PALO DE ORO DR |  | Unknown, Non-Lead | Yes |  | 2018-09-19 |  | Unknown, Non-Lead | 1988 | Yes |  | 2018-09-19 |  | Non-lead
036870 | 110 GIARDINO DR |  | Unknown, Non-Lead | Yes |  | 2023-08-11 |  | PVC | 1990 | Yes |  | 2023-08-11 |  | Non-lead
036871 | 10 MAHOGANY LN |  | Unknown, Non-Lead | Yes |  | 2021-10-08 |  | Unknown, Non-Lead | 1988 | Yes |  | 2021-10-08 |  | Non-lead
036872 | 75190 OVERSEAS HWY |  | Unknown, Non-Lead | Yes |  | 2018-11-14 |  | PVC | 1988 | Yes |  | 2018-11-14 |  | Non-lead
036873 | 137 LAKE LT 32 RD |  | Polytube | Yes |  | 2022-06-16 |  | PVC | 1987 | Yes |  | 2022-06-16 |  | Non-lead
036874 | 50 N MARLIN AVE |  | Polytube | Yes |  | 2022-07-25 |  | PVC | 1987 | Yes |  | 2022-07-25 |  | Non-lead
036875 | 13 N PELICAN DR |  | Unknown, Non-Lead | Yes |  | 2021-04-09 |  | Polytube | 1988 | Yes |  | 2021-04-09 |  | Non-lead
036876 | . S PELICAN DR |  | Unknown, Non-Lead | Yes |  | 2020-10-08 |  | Unknown, Non-Lead | 2013 | Yes |  | 2020-10-08 |  | Non-lead
036877 | 1000 SHAW DR |  | Polytube | Yes |  | 2023-02-08 |  | PVC | 1987 | Yes |  | 2023-02-08 |  | Non-lead
036878 | 360 MAHOGANY DR |  | Unknown, Non-Lead | Yes |  | 2019-12-18 |  | Unknown, Non-Lead | 1988 | Yes |  | 2019-12-18 |  | Non-lead
036879 | 27 S HARBOR DR |  | Polytube | Yes |  | 2022-09-22 |  | PVC | 1987 | Yes |  | 2022-09-22 |  | Non-lead
036880 | UNIT C 628 WILLIAM ST |  | Polytube | Yes |  | 2023-01-04 |  | PVC | 1928 | Yes |  | 2023-01-04 |  | Non-lead
036881 | 176 MARACAIBO LN |  | Polytube | Yes |  | 2024-01-03 |  | PVC | 1987 | Yes |  | 2024-01-03 |  | Non-lead
036882 | 116 MARACAIBO LT 5 B LANE |  | Polytube | Yes |  | 2022-11-09 |  | PVC | 1987 | Yes |  | 2022-11-09 |  | Non-lead
036883 | 106 SIMONTON ST |  | Polytube | Yes |  | 2023-10-10 |  | PVC | 1968 | Yes |  | 2023-10-10 |  | Non-lead
036884 | 17043 GREEN TURTLE LN |  | Polytube | Yes |  | 2022-04-28 |  | PVC | 1986 | Yes |  | 2022-04-28 |  | Non-lead
036885 | UNIT A 201 DAVID LN |  | Unknown, Non-Lead | Yes |  | 2022-02-10 |  | Unknown, Non-Lead | 1988 | Yes |  | 2022-02-10 |  | Non-lead
036886 | B 201 DAVID LANE |  | Unknown, Non-Lead | Yes |  | 2024-07-17 |  | Unknown, Non-Lead | 1988 | Yes |  | 2024-07-17 |  | Non-lead
036887 | 630 9TH ST |  | Unknown, Non-Lead | Yes |  | 2023-09-07 |  | Unknown, Non-Lead | 1988 | Yes |  | 2023-09-07 |  | Non-lead
036888 | 620 9TH ST |  | Polytube | Yes |  | 2023-09-07 |  | PVC | 1986 | Yes |  | 2023-09-07 |  | Non-lead
036889 | 590 9TH ST |  | Unknown, Non-Lead | Yes |  | 2019-09-27 |  | Unknown, Non-Lead | 1988 | Yes |  | 2019-09-27 |  | Non-lead
036890 | 131 G AVE |  | Polytube | Yes |  | 2023-11-06 |  | PVC | 1987 | Yes |  | 2023-11-06 |  | Non-lead
036891 | 141 AVE G |  | Polytube | Yes |  | 2022-10-22 |  | PVC | 1987 | Yes |  | 2022-10-22 |  | Non-lead
036892 | 721 11TH ST |  | Unknown, Non-Lead | Yes |  | 2024-07-26 |  | Unknown, Non-Lead | 2019 | Yes |  | 2024-07-26 |  | Non-lead
036893 | 86 COCO PLUM DR |  | Polytube | Yes |  | 2022-10-22 |  | PVC | 1986 | Yes |  | 2022-10-22 |  | Non-lead
036894 | OCEAN 534 11TH ST |  | Polytube | Yes |  | 2022-11-30 |  | Polytube | 1963 | Yes |  | 2022-11-30 |  | Non-Lead
036895 | UNIT 3 6799 OVERSEAS HWY |  | Copper | Yes |  | 2023-03-10 |  | PVC | 1987 | Yes |  | 2023-03-10 |  | Non-lead
036896 | 86 CALLE ENSUENO |  | Unknown, Non-Lead | Yes |  | 2024-09-20 |  | Unknown, Non-Lead | 1988 | Yes |  | 2024-09-20 |  | Non-lead
036897 | UNIT B 138 N INDIES DR |  | Polytube | Yes |  | 2022-10-22 |  | PVC | 1987 | Yes |  | 2022-10-22 |  | Non-lead
036898 | UNIT A 138 N INDIES DR |  | Polytube | Yes |  | 2023-05-19 |  | PVC | 1987 | Yes |  | 2023-05-19 |  | Non-lead
036899 | UNIT 1 6799 OVERSEAS HWY |  | Copper | Yes |  | 2023-03-10 |  | PVC | 1987 | Yes |  | 2023-03-10 |  | Non-lead
036900 | 29186 ROSE DR |  | Polytube | Yes |  | 2022-12-21 |  | PVC | 1987 | Yes |  | 2022-12-21 |  | Non-lead
036901 | 1112 W SHORE DR |  | Unknown, Non-Lead | Yes |  | 2019-05-23 |  | Unknown, Non-Lead | 1988 | Yes |  | 2019-05-23 |  | Non-lead
036902 | 27914 TARPON TER |  | Polytube | Yes |  | 2024-07-02 |  | PVC | 1986 | Yes |  | 2024-07-02 |  | Non-lead
036903 | 17237 BONITA LN |  | Polytube | Yes |  | 2022-07-11 |  | PVC | 1987 | Yes |  | 2022-07-11 |  | Non-lead
036904 | 22354 LA FITTE DR |  | Polytube | Yes |  | 2022-11-09 |  | PVC | 1987 | Yes |  | 2022-11-09 |  | Non-lead
036905 | 17 BEECHWOOD DR |  | Polytube | Yes |  | 2022-05-05 |  | PVC | 1987 | Yes |  | 2022-05-05 |  | Non-lead
036906 | APT 2 UP 506 ELIZABETH ST |  | Polytube | Yes |  | 2023-10-18 |  | PVC | 1938 | Yes |  | 2023-10-18 |  | Non-lead
036907 | 16863 E POINT DR |  | Polytube | Yes |  | 2024-04-23 |  | PVC | 1987 | Yes |  | 2024-04-23 |  | Non-lead
036908 | 16 EMERALD DR |  | Polytube | Yes |  | 2024-04-29 |  | PVC | 1987 | Yes |  | 2024-04-29 |  | Non-lead
036909 | 29063 PALMETTO |  | Unknown, Non-Lead | Yes |  | 2022-02-24 |  | Unknown, Non-Lead | 1988 | Yes |  | 2022-02-24 |  | Non-lead
036910 | 145 LEONI DR |  | Polytube | Yes |  | 2021-10-29 |  | PVC | 1988 | Yes |  | 2021-10-29 |  | Non-lead
036911 | 319 SOUND DR |  | Polytube | Yes |  | 2023-05-04 |  | PVC | 1987 | Yes |  | 2023-05-04 |  | Non-lead
036912 | 817 EGRET LN |  | Unknown, Non-Lead | Yes |  | 2020-06-04 |  | PVC | 1988 | Yes |  | 2020-06-04 |  | Non-lead
036913 | 124 VILLA BELLA DR |  | Polytube | Yes |  | 2022-06-10 |  | PVC | 1987 | Yes |  | 2022-06-10 |  | Non-lead
036914 | 123 SOUTH DR |  | Polytube | Yes |  | 2022-05-23 |  | PVC | 1988 | Yes |  | 2022-05-23 |  | Non-lead
036915 | 218 CROMWELL CT |  | Polytube | Yes |  | 2023-08-25 |  | PVC | 1988 | Yes |  | 2023-08-25 |  | Non-lead
036916 | 165 BAHAMA AVE |  | Unknown, Non-Lead | No |  |  |  | Unknown, Non-Lead | 1988 | No |  |  |  | Non-lead
036917 | 106010 OVERSEAS HWY |  | Unknown, Non-Lead | No |  |  |  | Unknown, Non-Lead | 1996 | No |  |  |  | Non-lead
036918 | 201 LA PALOMA RD |  | Unknown, Non-Lead | Yes |  | 2019-07-23 |  | PVC | 2012 | Yes |  | 2019-07-23 |  | Non-lead
036919 | 144 FIRST RD |  | Polytube | Yes |  | 2022-10-17 |  | PVC | 1987 | Yes |  | 2022-10-17 |  | Non-lead
036920 | 206 BRISTOL CT |  | Unknown, Non-Lead | Yes |  | 2024-03-19 |  | Unknown, Non-Lead | 1992 | Yes |  | 2024-03-19 |  | Non-lead
036921 | 202 BRISTOL CT |  | Unknown, Non-Lead | Yes |  | 2018-10-18 |  | Unknown, Non-Lead | 1992 | Yes |  | 2018-10-18 |  | Non-lead
036922 | 214 BRISTOL CT |  | Unknown, Non-Lead | Yes |  | 2024-03-11 |  | PVC | 1991 | Yes |  | 2024-03-11 |  | Non-lead
036923 | 218 BRISTOL CT |  | Unknown | Yes |  | 2023-12-18 |  | Unknown | 1987 | Yes |  | 2023-12-18 |  | Lead Status Unknown
036924 | 72 BAHAMA AVE |  | Polytube | Yes |  | 2022-11-29 |  | PVC | 1987 | Yes |  | 2022-11-29 |  | Non-lead
036925 | 148 HARBOR LN |  | Polytube | Yes |  | 2022-06-15 |  | PVC | 1987 | Yes |  | 2022-06-15 |  | Non-lead
036926 | 133 SEASHORE DR |  | Unknown, Non-Lead | Yes |  | 2019-09-18 |  | Unknown, Non-Lead | 1993 | Yes |  | 2019-09-18 |  | Non-lead
036927 | 432 SUNSHINE BLVD |  | Unknown, Non-Lead | Yes |  | 2020-01-13 |  | Unknown, Non-Lead | 1988 | Yes |  | 2020-01-13 |  | Non-lead
036928 | 15 MERIDIAN AVE |  | Polytube | Yes |  | 2022-07-20 |  | PVC | 1987 | Yes |  | 2022-07-20 |  | Non-lead
036929 | 10 MERIDIAN AVE |  | Polytube | Yes |  | 2023-06-02 |  | PVC | 1987 | Yes |  | 2023-06-02 |  | Non-lead
036930 | 201 OCEAN DRIVE TR/L |  | Polytube | Yes |  | 2024-02-16 |  | PVC | 1987 | Yes |  | 2024-02-16 |  | Non-lead
036931 | 315 AVE A |  | Polytube | Yes |  | 2023-05-22 |  | PVC | 1987 | Yes |  | 2023-05-22 |  | Non-lead
036932 | 568 POWELL AVE |  | Polytube | Yes |  | 2023-01-25 |  | PVC | 1987 | Yes |  | 2023-01-25 |  | Non-lead
036933 | #6 791 CAROLYN L-16 B-3 AVE |  | Unknown, Non-Lead | Yes |  | 2024-09-19 |  | PVC | 1988 | Yes |  | 2024-09-19 |  | Non-lead
036934 | 1300 MANOR LN |  | Polytube | Yes |  | 2023-03-23 |  | PVC | 1987 | Yes |  | 2023-03-23 |  | Non-lead
036935 | 144 N INDIES DR |  | Polytube | Yes |  | 2024-05-16 |  | PVC | 1966 | Yes |  | 2024-05-16 |  | Non-lead
036936 | 143 BIMINI DRIVE |  | Unknown, Non-Lead | Yes |  | 2021-11-19 |  | Unknown, Non-Lead | 1988 | Yes |  | 2021-11-19 |  | Non-lead
036937 | 868 COPA D'ORO |  | Polytube | Yes |  | 2024-09-19 |  | PVC | 1987 | Yes |  | 2024-09-19 |  | Non-lead
036938 | 312 N ANGLERS DR |  | Polytube | Yes |  | 2024-08-19 |  | PVC | 1986 | Yes |  | 2024-08-19 |  | Non-lead
036939 | 621 9TH ST |  | Polytube | Yes |  | 2023-05-08 |  | PVC | 1987 | Yes |  | 2023-05-08 |  | Non-lead
036940 | NSIDE 631 9TH ST |  | Polytube | Yes |  | 2023-06-15 |  | PVC | 1987 | Yes |  | 2023-06-15 |  | Non-lead
036941 | 364 STIRRUP KEY BLVD |  | Polytube | Yes |  | 2023-10-10 |  | PVC | 1983 | Yes |  | 2023-10-10 |  | Non-lead
036942 | 946 E 75TH ST |  | Polytube | Yes |  | 2024-01-10 |  | PVC | 1987 | Yes |  | 2024-01-10 |  | Non-lead
036943 | 139 ZANE GREY CREEK DR |  | Polytube | Yes |  | 2022-09-12 |  | PVC | 1987 | Yes |  | 2022-09-12 |  | Non-lead
036944 | 9 CLARA BLVD |  | PVC | Yes |  | 2022-10-22 |  | PVC | 1987 | Yes |  | 2022-10-22 |  | Non-lead
036945 | 11 CLARA Blvd |  | PVC | Yes |  | 2022-10-22 |  | PVC | 1987 | Yes |  | 2022-10-22 |  | Non-lead
036946 | 174 26TH OCEAN (4APT ST |  | Polytube | Yes |  | 2023-01-10 |  | PVC | 1968 | Yes |  | 2023-01-10 |  | Non-lead
036947 | 111 WINDY POINT CIR |  | Unknown, Non-Lead | Yes |  | 2023-06-13 |  | PVC | 2004 | Yes |  | 2023-06-13 |  | Non-lead
036948 | 372 LEMON AVE |  | Polytube | Yes |  | 2022-10-22 |  | PVC | 1987 | Yes |  | 2022-10-22 |  | Non-lead
036949 | 197 S INDIES DR |  | Polytube | Yes |  | 2022-10-22 |  | PVC | 1987 | Yes |  | 2022-10-22 |  | Non-lead
036950 | 15730 OLD STATE 4-A RD |  | Unknown, Non-Lead | Yes |  | 2020-01-10 |  | PVC | 1988 | Yes |  | 2020-01-10 |  | Non-lead
036951 | 810 3RD ST |  | Polytube | Yes |  | 2023-07-05 |  | PVC | 1987 | Yes |  | 2023-07-05 |  | Non-lead
036952 | 51 BARACOA RD |  | Polytube | Yes |  | 2022-11-09 |  | PVC | 1987 | Yes |  | 2022-11-09 |  | Non-lead
036953 | 3730 EAGLE AVE |  | Polytube | Yes |  | 2022-05-11 |  | PVC | 1987 | Yes |  | 2022-05-11 |  | Non-lead
036954 | 1 MERIDIAN AVE |  | Polytube | Yes |  | 2022-07-20 |  | PVC | 1987 | Yes |  | 2022-07-20 |  | Non-lead
036955 | 66 CENTRAL AVE |  | Unknown | Yes |  | 2022-07-21 |  | PVC | 1987 | Yes |  | 2022-07-21 |  | Lead Status Unknown
036956 | 31 GUMBO LIMBO AVE |  | Unknown, Non-Lead | Yes |  | 2021-04-19 |  | PVC | 1988 | Yes |  | 2021-04-19 |  | Non-lead
036957 | 325 BAYVIEW AVE |  | Unknown | Yes |  | 2022-07-21 |  | PVC | 1987 | Yes |  | 2022-07-21 |  | Lead Status Unknown
036958 | 324 BAYVIEW AVE |  | Unknown | Yes |  | 2022-07-21 |  | PVC | 1987 | Yes |  | 2022-07-21 |  | Lead Status Unknown
036959 | 323 BAYVIEW AVE |  | Unknown | Yes |  | 2022-07-21 |  | PVC | 1987 | Yes |  | 2022-07-21 |  | Lead Status Unknown
036960 | 410 MAHOGANY AVE |  | Polytube | Yes |  | 2022-07-21 |  | PVC | 1987 | Yes |  | 2022-07-21 |  | Non-lead
036961 | 422 MAHOGANY AVE |  | Unknown | Yes |  | 2022-07-21 |  | PVC | 1987 | Yes |  | 2022-07-21 |  | Lead Status Unknown
036962 | 100 N DR /MANGROVE L-1 AVE |  | None | Yes |  | 2022-07-21 |  | None |  | Yes |  | 2022-07-21 |  | Non-lead
036964 | 15 N PELICAN DR |  | Polytube | Yes |  | 2022-09-21 |  | PVC | 1987 | Yes |  | 2022-09-21 |  | Non-lead
036965 | 169 EL CAPITAN DR |  | Polytube | Yes |  | 2022-07-01 |  | PVC | 1991 | Yes |  | 2022-07-01 |  | Non-lead
036966 | 6 COUNTRY CLUB RD |  | Polytube | Yes |  | 2023-02-14 |  | PVC | 1987 | Yes |  | 2023-02-14 |  | Non-lead
036967 | 954 SHAW DR |  | Polytube | Yes |  | 2022-10-31 |  | PVC | 1988 | Yes |  | 2022-10-31 |  | Non-lead
036968 | 1032 ADAMS DR |  | Polytube | Yes |  | 2023-02-08 |  | PVC | 1987 | Yes |  | 2023-02-08 |  | Non-lead
036969 | 129 BUENA VISTA CT |  | Unknown, Non-Lead | Yes |  | 2021-03-23 |  | PVC | 1988 | Yes |  | 2021-03-23 |  | Non-lead
036970 | 22370 LA FITTE RD |  | Polytube | Yes |  | 2022-11-09 |  | PVC | 1987 | Yes |  | 2022-11-09 |  | Non-lead
036971 | SLIP D10 1801 N ROOSEVELT BLVD |  | PVC | Yes |  | 2023-08-18 |  | PVC | 1983 | Yes |  | 2023-08-18 |  | Non-lead
036972 | 1609 WATSON BLVD |  | Polytube | Yes |  | 2022-11-16 |  | PVC | 1986 | Yes |  | 2022-11-16 |  | Non-lead
036973 | MASTER 799 W OCEAN Dr 1 |  | Unknown, Non-Lead | Yes |  | 2023-09-29 |  | PVC | 1990 | Yes |  | 2023-09-29 |  | Non-lead
036974 | 42 BAY DR |  | Polytube | Yes |  | 2023-08-29 |  | PVC | 1987 | Yes |  | 2023-08-29 |  | Non-lead
036975 | 23066 LOOKDOWN LANE |  | Polytube | Yes |  | 2022-11-09 |  | PVC | 1987 | Yes |  | 2022-11-09 |  | Non-lead
036976 | 29521 CORAL RD |  | Polytube | Yes |  | 2024-08-19 |  | PVC | 1980 | Yes |  | 2024-08-19 |  | Non-lead
036977 | 30329 HERON LANE |  | Polytube | Yes |  | 2022-11-16 |  | PVC | 1987 | Yes |  | 2022-11-16 |  | Non-lead
036978 | 220 TOLLGATE SHRES L BLVD |  | Polytube | Yes |  | 2022-06-29 |  | PVC | 1965 | Yes |  | 2022-06-29 |  | Non-lead
036979 | 109 LONG BEN DR |  | Polytube | Yes |  | 2024-03-27 |  | PVC | 1987 | Yes |  | 2024-03-27 |  | Non-lead
036980 | 28 ROBERT ST |  | Polytube | Yes |  | 2022-10-17 |  | PVC | 1987 | Yes |  | 2022-10-17 |  | Non-lead
036981 | 6 S PELICAN DR |  | Unknown, Non-Lead | Yes |  | 2022-03-25 |  | Unknown, Non-Lead | 2009 | Yes |  | 2022-03-25 |  | Non-lead
036982 | 34 POMPANO AVE |  | Polytube | Yes |  | 2022-06-10 |  | PVC | 1988 | Yes |  | 2022-06-10 |  | Non-lead
036983 | 1 GARDEN COVE DR |  | Polytube | Yes |  | 2022-07-11 |  | PVC | 1987 | Yes |  | 2022-07-11 |  | Non-lead
036984 | 17 GARDEN COVE DR |  | Polytube | Yes |  | 2022-10-03 |  | PVC | 1987 | Yes |  | 2022-10-03 |  | Non-lead
036985 | 19 GARDEN COVE DR |  | Polytube | Yes |  | 2022-10-03 |  | PVC | 1987 | Yes |  | 2022-10-03 |  | Non-lead
036986 | 116 GUMBO LIMBO |  | Polytube | Yes |  | 2023-02-08 |  | PVC | 1987 | Yes |  | 2023-02-08 |  | Non-lead
036987 | L4 B10 1042 GIBRALTAR RD |  | Polytube | Yes |  | 2023-02-07 |  | PVC | 1987 | Yes |  | 2023-02-07 |  | Non-lead
036988 | 103 PIRATES DR |  | Unknown, Non-Lead | Yes |  | 2021-04-06 |  | Unknown, Non-Lead | 1988 | Yes |  | 2021-04-06 |  | Non-lead
036989 | 339 WINDLEY RD |  | Polytube | Yes |  | 2022-08-09 |  | PVC | 1969 | Yes |  | 2022-08-09 |  | Non-lead
036990 | 29362 FORRESTAL AVE |  | Polytube | Yes |  | 2022-12-05 |  | PVC | 1987 | Yes |  | 2022-12-05 |  | Non-lead
036991 | 17156 BONITA WEST LN |  | Polytube | Yes |  | 2022-07-11 |  | PVC | 1987 | Yes |  | 2022-07-11 |  | Non-lead
036992 | 17136 BONITA LN W |  | Polytube | Yes |  | 2022-07-11 |  | PVC | 1987 | Yes |  | 2022-07-11 |  | Non-lead
036993 | 3605 BAHAMA ST |  | Polytube | Yes |  | 2024-04-08 |  | PVC | 1987 | Yes |  | 2024-04-08 |  | Non-lead
036994 | 73 E CAHILL RD |  | Polytube | Yes |  | 2022-06-27 |  | PVC | 1987 | Yes |  | 2022-06-27 |  | Non-lead
036995 | 581 SUGARLOAF BLVD |  | Polytube | Yes |  | 2023-05-04 |  | PVC | 1987 | Yes |  | 2023-05-04 |  | Non-lead
036996 | 17026 BONITA LN W |  | Unknown, Non-Lead | Yes |  | 2017-08-25 |  | PVC | 1989 | Yes |  | 2017-08-25 |  | Non-lead
036997 | 27438 HAITI LN |  | Polytube | Yes |  | 2023-05-04 |  | PVC | 1987 | Yes |  | 2023-05-04 |  | Non-lead
036998 | 101 SEASHORE DR |  | Unknown, Non-Lead | Yes |  | 2019-07-16 |  | Unknown, Non-Lead | 1988 | Yes |  | 2019-07-16 |  | Non-lead
036999 | 3 N BLACKWATER LN |  | Polytube | Yes |  | 2023-05-01 |  | PVC | 1970 | Yes |  | 2023-05-01 |  | Non-lead
037000 | 1006 DOVE RD |  | Polytube | Yes |  | 2022-07-21 |  | PVC | 1987 | Yes |  | 2022-07-21 |  | Non-lead
037001 | 128 SAN REMO DR |  | Polytube | Yes |  | 2021-10-28 |  | PVC | 1988 | Yes |  | 2021-10-28 |  | Non-lead
037002 | 100360 OVERSEAS HWY |  | Polytube | Yes |  | 2023-02-03 |  | PVC | 1987 | Yes |  | 2023-02-03 |  | Non-lead
037003 | 100360 OVERSEAS (SCHOOL) HWY |  | Ductile Iron | Yes |  | 2024-06-26 |  | Ductile Iron | 1987 | Yes |  | 2024-06-26 |  | Non-lead
037010 | 10 OCEAN REEF DR |  | Polytube | Yes |  | 2024-08-22 |  | PVC | 1987 | Yes |  | 2024-08-22 |  | Non-lead
037011 | 12 MAHOGANY LN |  | Unknown, Non-Lead | Yes |  | 2017-08-29 |  | PVC | 1988 | Yes |  | 2017-08-29 |  | Non-lead
037012 | 27 LYCALOMA AVE |  | Polytube | Yes |  | 2022-07-20 |  | PVC | 1985 | Yes |  | 2022-07-20 |  | Non-lead
037013 | 125 LAKE RD |  | Unknown, Non-Lead | Yes |  | 2020-10-14 |  | Unknown, Non-Lead | 1988 | Yes |  | 2020-10-14 |  | Non-lead
037014 | 117 ZANE GREY CREEK DR |  | Polytube | Yes |  | 2022-05-20 |  | PVC | 1986 | Yes |  | 2022-05-20 |  | Non-lead
037015 | 120 REDWING RD |  | Polytube | Yes |  | 2022-06-09 |  | PVC | 1987 | Yes |  | 2022-06-09 |  | Non-lead
037016 | 119 W PLAZA DEL SOL |  | Polytube | Yes |  | 2023-05-19 |  | PVC | 1988 | Yes |  | 2023-05-19 |  | Non-lead
037017 | 289 WOODS AVE |  | Polytube | Yes |  | 2022-06-14 |  | PVC | 1987 | Yes |  | 2022-06-14 |  | Non-lead
037018 | 31 SILVER SPRINGS DR |  | Polytube | Yes |  | 2022-11-22 |  | PVC | 1987 | Yes |  | 2022-11-22 |  | Non-lead
037019 | 87951 N OLD W 180' BY E RD |  | Unknown, Non-Lead | No |  |  |  | Unknown, Non-Lead | 1988 | No |  |  |  | Non-lead
037020 | 589 PINE LANE |  | Unknown, Non-Lead | Yes |  | 2024-07-22 |  | PVC | 1993 | Yes |  | 2024-07-22 |  | Non-lead
037021 | 29777 NEWFOUND BLVD |  | Polytube | Yes |  | 2022-12-08 |  | PVC | 1987 | Yes |  | 2022-12-08 |  | Non-lead
037022 | 35 ATLANTIC DR |  | Unknown, Non-Lead | Yes |  | 2022-04-26 |  | PVC | 1999 | Yes |  | 2022-04-26 |  | Non-lead
037023 | 29448 FORRESTAL AVE |  | Polytube | Yes |  | 2022-12-19 |  | PVC | 1987 | Yes |  | 2022-12-19 |  | Non-lead
037024 | 22920 JOHN AVERY RD |  | Polytube | Yes |  | 2022-12-28 |  | PVC | 1987 | Yes |  | 2022-12-28 |  | Non-lead
037025 | #A 213 TELEGRAPH LN |  | Polytube | Yes |  | 2022-12-29 |  | PVC | 1943 | Yes |  | 2022-12-29 |  | Non-lead
037026 | APT B 213 TELEGRAPH LN |  | Polytube | Yes |  | 2023-06-06 |  | PVC | 1943 | Yes |  | 2023-06-06 |  | Non-lead
037027 | B2L2 922 LAGOON DR |  | Polytube | Yes |  | 2023-04-25 |  | PVC | 1987 | Yes |  | 2023-04-25 |  | Non-lead
037028 | FKAA MASTER FOR |  | Polytube | Yes |  | 2022-06-08 |  | PVC | 1959 | Yes |  | 2022-06-08 |  | Non-lead
037029 | FKAA MASTER FOR |  | Polytube | Yes |  | 2022-06-08 |  | PVC | 1959 | Yes |  | 2022-06-08 |  | Non-lead
037030 | 27341 BARBADOS LANE |  | Polytube | Yes |  | 2023-05-04 |  | PVC | 1987 | Yes |  | 2023-05-04 |  | Non-lead
037031 | 400 48TH OCEAN ST |  | Polytube | Yes |  | 2024-01-25 |  | PVC | 1987 | Yes |  | 2024-01-25 |  | Non-lead
037032 | 621 10TH ST |  | Polytube | Yes |  | 2022-09-08 |  | PVC | 1972 | Yes |  | 2022-09-08 |  | Non-lead
037033 | 720 9TH ST |  | Polytube | Yes |  | 2023-02-21 |  | PVC | 1975 | Yes |  | 2023-02-21 |  | Non-lead
037034 | 402 48TH OCEAN ST |  | Polytube | Yes |  | 2023-02-14 |  | PVC | 1987 | Yes |  | 2023-02-14 |  | Non-lead
037035 | UNIT 5 6799 OVERSEAS HWY |  | Copper | Yes |  | 2023-03-10 |  | PVC | 1987 | Yes |  | 2023-03-10 |  | Non-lead
037036 | UNIT 7 6799 OVERSEAS HWY |  | Copper | Yes |  | 2023-03-10 |  | PVC | 1987 | Yes |  | 2023-03-10 |  | Non-lead
037037 | 69 HORVATH RD |  | Polytube | Yes |  | 2022-12-12 |  | PVC | 1987 | Yes |  | 2022-12-12 |  | Non-lead
037038 | 203 CAMINO REAL |  | Polytube | Yes |  | 2022-09-19 |  | PVC | 1987 | Yes |  | 2022-09-19 |  | Non-lead
037039 | 302 BANYAN STREET |  | Polytube | Yes |  | 2023-05-12 |  | PVC | 1987 | Yes |  | 2023-05-12 |  | Non-lead
037040 | 184 S INDIES DR |  | Polytube | Yes |  | 2022-10-22 |  | PVC | 1987 | Yes |  | 2022-10-22 |  | Non-lead
037041 | 760 122ND OCEAN ST |  | Polytube | Yes |  | 2022-08-26 |  | PVC | 1987 | Yes |  | 2022-08-26 |  | Non-lead
037042 | APT A 136 N INDIES DR |  | Polytube | Yes |  | 2023-06-08 |  | PVC | 1987 | Yes |  | 2023-06-08 |  | Non-lead
037044 | 292 ANGLERS NORTH DR |  | Polytube | Yes |  | 2022-06-28 |  | PVC | 1987 | Yes |  | 2022-06-28 |  | Non-lead
037045 | 294 N ANGLERS DR |  | Polytube | Yes |  | 2022-06-28 |  | PVC | 1987 | Yes |  | 2022-06-28 |  | Non-lead
037046 | 23 F AVE |  | Unknown, Non-Lead | Yes |  | 2022-10-11 |  | Unknown, Non-Lead | 1988 | Yes |  | 2022-10-11 |  | Non-lead
037047 | 554 70TH GULF ST |  | Polytube | Yes |  | 2023-03-02 |  | PVC | 1979 | Yes |  | 2023-03-02 |  | Non-lead
037048 | 159 N INDIES DR |  | Polytube | Yes |  | 2022-10-22 |  | PVC | 1987 | Yes |  | 2022-10-22 |  | Non-lead
037049 | 11187 OVERSEAS HWY |  | Polytube | Yes |  | 2022-08-29 |  | PVC | 1987 | Yes |  | 2022-08-29 |  | Non-lead
037050 | 1700 AVENUE H |  | Polytube | Yes |  | 2024-08-22 |  | PVC | 1987 | Yes |  | 2024-08-22 |  | Non-lead
037051 | APT A 134 N INDIES DR |  | Unknown, Non-Lead | No |  |  |  | Unknown, Non-Lead | 1990 | No |  |  |  | Non-lead
037052 | B 134 N INDIES DR |  | Polytube | Yes |  | 2023-05-18 |  | PVC | 1987 | Yes |  | 2023-05-18 |  | Non-lead
037053 | 117 S INDIES DR |  | Unknown, Non-Lead | Yes |  | 2021-04-09 |  | Unknown, Non-Lead | 1988 | Yes |  | 2021-04-09 |  | Non-lead
037054 | 3675 SOUTH SEAS ST |  | Polytube | No |  |  |  | PVC | 1987 | No |  |  |  | Non-lead
037055 | #204 130 COCO PLUM DR |  | PVC | Yes |  | 2024-07-22 |  | PVC | 1984 | Yes |  | 2024-07-22 |  | Non-lead
037056 | SUITE 5 30200 OVERSEAS HWY |  | Polytube | Yes |  | 2022-12-08 |  | PVC | 1970 | Yes |  | 2022-12-08 |  | Non-lead
037057 | 12 AQUAMARINE DR |  | Polytube | Yes |  | 2022-09-26 |  | PVC | 1987 | Yes |  | 2022-09-26 |  | Non-lead
037058 | 3694 TROPIC STREET |  | Polytube | Yes |  | 2024-09-18 |  | PVC | 1987 | Yes |  | 2024-09-18 |  | Non-lead
037059 | APT B 700 ELIZABETH ST |  | Polytube | Yes |  | 2023-06-07 |  | PVC | 1923 | Yes |  | 2023-06-07 |  | Non-lead
037060 | 29129 CEDAR DR |  | Unknown, Non-Lead | No |  |  |  | Unknown, Non-Lead | 1988 | No |  |  |  | Non-lead
037061 | 29169 CEDAR DR |  | Polytube | Yes |  | 2022-12-21 |  | PVC | 1985 | Yes |  | 2022-12-21 |  | Non-lead
037062 | 138 GULFVIEW DR |  | Polytube | Yes |  | 2022-06-29 |  | PVC | 1987 | Yes |  | 2022-06-29 |  | Non-lead
037063 | 107 HARBOR LN |  | Unknown, Non-Lead | Yes |  | 2019-01-22 |  | Unknown, Non-Lead | 1991 | Yes |  | 2019-01-22 |  | Non-lead
037064 | 88601 OVERSEAS HWY |  | Polytube | Yes |  | 2022-06-14 |  | PVC | 1963 | Yes |  | 2022-06-14 |  | Non-lead
037065 | UP 1302 ALMAY ST |  | Unknown, Non-Lead | Yes |  | 2018-11-30 |  | Unknown, Non-Lead | 1988 | Yes |  | 2018-11-30 |  | Non-lead
037066 | DOWN 1302 ALMAY ST |  | Unknown, Non-Lead | Yes |  | 2022-11-10 |  | Unknown, Non-Lead | 1988 | Yes |  | 2022-11-10 |  | Non-lead
037067 | 196 BUTTONWOOD LN |  | Unknown, Non-Lead | Yes |  | 2020-02-12 |  | Unknown, Non-Lead | 1988 | Yes |  | 2020-02-12 |  | Non-lead
037068 | 157 VALENCIA DR |  | Polytube | Yes |  | 2022-07-06 |  | PVC | 1993 | Yes |  | 2022-07-06 |  | Non-lead
037069 | 115 ANCHOR DR |  | Unknown, Non-Lead | Yes |  | 2021-12-13 |  | PVC | 2002 | Yes |  | 2021-12-13 |  | Non-lead
037070 | 106 1ST ST |  | Polytube | Yes |  | 2023-02-01 |  | PVC | 1987 | Yes |  | 2023-02-01 |  | Non-lead
037071 | 85968 OVERSEAS HWY |  | Unknown, Non-Lead | Yes |  | 2023-12-04 |  | Steel | 2015 | Yes |  | 2023-12-04 |  | Non-lead
037072 | 75611 OVERSEAS HWY |  | Polytube | Yes |  | 2022-07-11 |  | PVC | 1987 | Yes |  | 2022-07-11 |  | Non-lead
037073 | 125 GUMBO LIMBO ST |  | Polytube | Yes |  | 2023-02-08 |  | PVC | 1987 | Yes |  | 2023-02-08 |  | Non-lead
037074 | 126 SEA LN |  | Unknown, Non-Lead | Yes |  | 2022-04-25 |  | Unknown, Non-Lead | 1991 | Yes |  | 2022-04-25 |  | Non-lead
037075 | 813 S JADE DR |  | Polytube | Yes |  | 2024-09-11 |  | PVC | 1987 | Yes |  | 2024-09-11 |  | Non-lead
037076 | 63 BASS AVE |  | Polytube | Yes |  | 2021-08-12 |  | PVC | 1988 | Yes |  | 2021-08-12 |  | Non-lead
037077 | 22 CALOOSA RD |  | Unknown, Non-Lead | Yes |  | 2019-08-23 |  | PVC | 1988 | Yes |  | 2019-08-23 |  | Non-lead
037078 | 1023 SNAPPER LN |  | Polytube | Yes |  | 2022-07-21 |  | PVC | 1987 | Yes |  | 2022-07-21 |  | Non-lead
037079 | 1036 GIBRALTAR RD |  | Polytube | Yes |  | 2023-02-07 |  | PVC | 1987 | Yes |  | 2023-02-07 |  | Non-lead
037080 | 3970 DIANE RD |  | Polytube | Yes |  | 2022-09-12 |  | PVC | 1987 | Yes |  | 2022-09-12 |  | Non-lead
037081 | 916 LOGGERHEAD LN |  | Polytube | Yes |  | 2023-01-13 |  | PVC | 1987 | Yes |  | 2023-01-13 |  | Non-lead
037082 | 200 GREENE ST |  | Polytube | Yes |  | 2022-06-08 |  | PVC | 1942 | Yes |  | 2022-06-08 |  | Non-lead
037083 | 1082 SPANISH MAIN DR |  | Polytube | Yes |  | 2022-12-28 |  | PVC | 1987 | Yes |  | 2022-12-28 |  | Non-lead
037084 | 112 BAHAMA RD |  | Unknown, Non-Lead | No |  |  |  | Unknown, Non-Lead | 1991 | No |  |  |  | Non-lead
037085 | 11 MAHOGANY LN |  | Unknown, Non-Lead | No |  |  |  | Unknown, Non-Lead | 1988 | No |  |  |  | Non-lead
037086 | 22 SUNSET CAY RD |  | Unknown, Non-Lead | Yes |  | 2019-04-03 |  | PVC | 2018 | Yes |  | 2019-04-03 |  | Non-lead
037087 | 15 CANAL DR |  | Unknown, Non-Lead | Yes |  | 2020-01-08 |  | Unknown, Non-Lead | 1988 | Yes |  | 2020-01-08 |  | Non-lead
037088 | 10 SEASIDE AVE |  | Polytube | Yes |  | 2022-12-14 |  | PVC | 1988 | Yes |  | 2022-12-14 |  | Non-lead
037089 | 116 OLEANDER CIR |  | Polytube | Yes |  | 2023-02-02 |  | PVC | 1965 | Yes |  | 2023-02-02 |  | Non-lead
037090 | 23 TAMARIND LN |  | Unknown, Non-Lead | No |  |  |  | Unknown, Non-Lead | 1988 | No |  |  |  | Non-lead
037091 | 14 OSPREY LN |  | Polytube | Yes |  | 2022-06-21 |  | PVC | 1988 | Yes |  | 2022-06-21 |  | Non-lead
037092 | 75 W PLAZA DEL SOL |  | Unknown, Non-Lead | No |  |  |  | Unknown, Non-Lead | 1988 | No |  |  |  | Non-lead
037093 | 133 VALENCIA DR |  | Unknown, Non-Lead | No |  |  |  | Unknown, Non-Lead | 1988 | No |  |  |  | Non-lead
037094 | 96311 OVERSEAS HWY |  | Polytube | Yes |  | 2022-10-04 |  | PVC | 1966 | Yes |  | 2022-10-04 |  | Non-lead
037095 | 27387 MARTINIQUE LN |  | Unknown, Non-Lead | Yes |  | 2024-07-26 |  | Unknown, Non-Lead | 2019 | Yes |  | 2024-07-26 |  | Non-lead
037096 | 30917 MALAGA LANE |  | Unknown, Non-Lead | Yes |  | 2022-01-12 |  | PVC | 2019 | Yes |  | 2022-01-12 |  | Non-lead
037097 | 155 SEASIDE AVE |  | Polytube | Yes |  | 2023-06-13 |  | PVC | 1988 | Yes |  | 2023-06-13 |  | Non-lead
037098 | 17199 AMBERJACK LN |  | Unknown, Non-Lead | Yes |  | 2021-08-24 |  | Unknown, Non-Lead | 1993 | Yes |  | 2021-08-24 |  | Non-lead
037099 | 29542 RANGER AVE |  | Unknown, Non-Lead | Yes |  | 2022-07-20 |  | Unknown, Non-Lead | 1988 | Yes |  | 2022-07-20 |  | Non-lead
037101 | 3328 EAGLE AVE |  | Polytube | Yes |  | 2022-06-15 |  | PVC | 1987 | Yes |  | 2022-06-15 |  | Non-lead
037102 | 3330 EAGLE AVE |  | Polytube | Yes |  | 2022-06-15 |  | PVC | 1987 | Yes |  | 2022-06-15 |  | Non-lead
037103 | 111 DOUBLOON LN |  | Polytube | Yes |  | 2022-11-07 |  | PVC | 1987 | Yes |  | 2022-11-07 |  | Non-lead
037104 | 530 SEMINOLE DR |  | Polytube | Yes |  | 2022-11-09 |  | PVC | 1985 | Yes |  | 2022-11-09 |  | Non-lead
037105 | 2273 SAN SEBASTIAN DR |  | Polytube | Yes |  | 2022-11-30 |  | PVC | 1987 | Yes |  | 2022-11-30 |  | Non-lead
037106 | 22736 JOLLY ROGER DR |  | Polytube | Yes |  | 2022-09-30 |  | PVC | 1988 | Yes |  | 2022-09-30 |  | Non-lead
037107 | DWN 530 WHITE FRNT ST |  | Polytube | Yes |  | 2023-01-04 |  | PVC | 1930 | Yes |  | 2023-01-04 |  | Non-lead
037108 | 3-UP 530 WHITE ST |  | Polytube | Yes |  | 2023-01-04 |  | PVC | 1930 | Yes |  | 2023-01-04 |  | Non-lead
037109 | SLIP D01 1801 N ROOSEVELT BLVD |  | PVC | Yes |  | 2023-08-18 |  | PVC | 1983 | Yes |  | 2023-08-18 |  | Non-lead
037110 | 22914 JOHN AVERY LN |  | Unknown, Non-Lead | Yes |  | 2024-09-27 |  | Unknown, Non-Lead | 1988 | Yes |  | 2024-09-27 |  | Non-lead
037111 | 734 CANDICE AVE |  | Polytube | Yes |  | 2023-01-25 |  | PVC | 1988 | Yes |  | 2023-01-25 |  | Non-lead
037112 | 22974 ANNE BONNY LANE |  | Polytube | Yes |  | 2022-11-09 |  | PVC | 1987 | Yes |  | 2022-11-09 |  | Non-lead
037113 | L15/B8 LAFITTE DR |  | Polytube | Yes |  | 2022-11-09 |  | PVC | 1976 | Yes |  | 2022-11-09 |  | Non-lead
037114 | 752 DIANE AVE |  | Polytube | Yes |  | 2023-01-25 |  | PVC | 1987 | Yes |  | 2023-01-25 |  | Non-lead
037115 | 250 CORAL AVE |  | Unknown, Non-Lead | Yes |  | 2018-12-13 |  | Unknown, Non-Lead | 1988 | Yes |  | 2018-12-13 |  | Non-lead
037116 | 1600 AVENUE H |  | Polytube | Yes |  | 2024-08-22 |  | PVC | 1987 | Yes |  | 2024-08-22 |  | Non-lead
037117 | 133 MOCKINGBIRD LANE |  | Unknown, Non-Lead | Yes |  | 2024-05-21 |  | PVC | 1988 | Yes |  | 2024-05-21 |  | Non-lead
037118 | 250 AVE G |  | Unknown, Non-Lead | Yes |  | 2017-05-15 |  | Unknown, Non-Lead | 1988 | Yes |  | 2017-05-15 |  | Non-lead
037119 | 311 N ANGLERS DR |  | Polytube | Yes |  | 2022-06-24 |  | PVC | 1987 | Yes |  | 2022-06-24 |  | Non-lead
037120 | 311 N ANGLERS DR - IRRIGATION |  | Polytube | Yes |  | 2022-06-24 |  | PVC | 1987 | Yes |  | 2022-06-24 |  | Non-lead
037121 | 866 FERN |  | Polytube | Yes |  | 2022-12-14 |  | PVC | 1987 | Yes |  | 2022-12-14 |  | Non-lead
037122 | 57966 MORTON ST |  | Polytube | Yes |  | 2022-10-22 |  | PVC | 1987 | Yes |  | 2022-10-22 |  | Non-lead
037123 | 1700 MANOR LN |  | Unknown, Non-Lead | Yes |  | 2023-07-10 |  | PVC | 1988 | Yes |  | 2023-07-10 |  | Non-lead
037124 | 31041 HOLLERICH |  | Unknown, Non-Lead | Yes |  | 2018-03-05 |  | PVC | 1988 | Yes |  | 2018-03-05 |  | Non-lead
037125 | 151 3RD ST |  | Polytube | Yes |  | 2024-03-05 |  | PVC | 1988 | Yes |  | 2024-03-05 |  | Non-lead
037126 | 141 3RD STREET |  | Unknown, Non-Lead | Yes |  | 2023-06-07 |  | Unknown, Non-Lead | 1988 | Yes |  | 2023-06-07 |  | Non-lead
037127 | 382 E SEAVIEW DR |  | Polytube | Yes |  | 2024-01-08 |  | PVC | 1987 | Yes |  | 2024-01-08 |  | Non-lead
037128 | 320 E SEAVIEW DR |  | Polytube | Yes |  | 2023-05-18 |  | PVC | 1970 | Yes |  | 2023-05-18 |  | Non-lead
037129 | 4 OCEAN EAST DR |  | Unknown, Non-Lead | Yes |  | 2020-11-23 |  | Unknown, Non-Lead | 1988 | Yes |  | 2020-11-23 |  | Non-lead
037130 | 507 CORTE DE LUNA |  | Polytube | Yes |  | 2024-04-17 |  | PVC | 1987 | Yes |  | 2024-04-17 |  | Non-lead
037131 | 50 CHAMBERS ST |  | Polytube | Yes |  | 2022-12-08 |  | PVC | 1986 | Yes |  | 2022-12-08 |  | Non-lead
037132 | 444 CALLE DE LUNA |  | Polytube | Yes |  | 2023-03-23 |  | PVC | 1986 | Yes |  | 2023-03-23 |  | Non-lead
037133 | 270 W SEAVIEW DR |  | Polytube | Yes |  | 2022-10-22 |  | PVC | 1987 | Yes |  | 2022-10-22 |  | Non-lead
037134 | 965 OCOTILLO LANE |  | Unknown, Non-Lead | Yes |  | 2021-12-21 |  | Unknown, Non-Lead | 1988 | Yes |  | 2021-12-21 |  | Non-lead
037135 | 1400 H AVE |  | Polytube | Yes |  | 2022-10-22 |  | PVC | 1987 | Yes |  | 2022-10-22 |  | Non-lead
037136 | BLDG 5615 5601 3RD AVE |  | Polytube | Yes |  | 2024-09-12 |  | PVC | 1981 | Yes |  | 2024-09-12 |  | Non-lead
037137 | 42 VENETIAN WAY |  | Polytube | Yes |  | 2022-07-11 |  | PVC | 1987 | Yes |  | 2022-07-11 |  | Non-lead
037138 | 980 CARIBBEAN DR E |  | Unknown, Non-Lead | Yes |  | 2019-11-04 |  | Unknown, Non-Lead | 1991 | Yes |  | 2019-11-04 |  | Non-lead
037139 | 701 1ST ST |  | Unknown | Yes |  | 2023-05-04 |  | Unknown | 1987 | Yes |  | 2023-05-04 |  | Lead Status Unknown
037140 | 29170 GUAVA LANE |  | Polytube | Yes |  | 2023-01-26 |  | PVC | 1987 | Yes |  | 2023-01-26 |  | Non-lead
037141 | 438 BLACKBEARD RD |  | Polytube | Yes |  | 2023-01-24 |  | PVC | 1987 | Yes |  | 2023-01-24 |  | Non-lead
037142 | 418 BLACKBEARD RD |  | Polytube | Yes |  | 2024-09-16 |  | PVC | 1987 | Yes |  | 2024-09-16 |  | Non-lead
037143 | 127 SHORE DR |  | Polytube | Yes |  | 2022-12-01 |  | PVC | 1990 | Yes |  | 2022-12-01 |  | Non-lead
037144 | 8 BONEFISH AVE |  | Polytube | Yes |  | 2022-10-31 |  | PVC | 1987 | Yes |  | 2022-10-31 |  | Non-lead
037145 | 187 CORAL AVE |  | Polytube | Yes |  | 2022-06-13 |  | PVC | 1972 | Yes |  | 2022-06-13 |  | Non-lead
037146 | BACK 19 N OCEAN DR |  | Unknown, Non-Lead | Yes |  | 2019-05-08 |  | PVC | 1988 | Yes |  | 2019-05-08 |  | Non-lead
037147 | 138 ARBOR LN |  | Polytube | Yes |  | 2023-02-13 |  | PVC | 1970 | Yes |  | 2023-02-13 |  | Non-lead
037148 | 214 DEXTER CT |  | Polytube | Yes |  | 2022-07-12 |  | PVC | 1986 | Yes |  | 2022-07-12 |  | Non-lead
037149 | 121 MOCKINGBIRD RD |  | Polytube | Yes |  | 2022-06-09 |  | PVC | 1987 | Yes |  | 2022-06-09 |  | Non-lead
037150 | 164 HARBORVIEW DR |  | Unknown, Non-Lead | Yes |  | 2022-04-22 |  | Unknown, Non-Lead | 1990 | Yes |  | 2022-04-22 |  | Non-lead
037151 | 116 7TH LANE |  | Unknown, Non-Lead | Yes |  | 2021-12-17 |  | PVC | 1991 | Yes |  | 2021-12-17 |  | Non-lead
037152 | 190 NAUTILUS DR |  | Polytube | Yes |  | 2022-06-29 |  | PVC | 1984 | Yes |  | 2022-06-29 |  | Non-lead
037153 | 150 BAYVIEW DR |  | Unknown, Non-Lead | Yes |  | 2022-05-11 |  | PVC | 2021 | Yes |  | 2022-05-11 |  | Non-lead
037154 | 2 OSPREY LN |  | Unknown, Non-Lead | Yes |  | 2018-12-13 |  | Unknown, Non-Lead | 1988 | Yes |  | 2018-12-13 |  | Non-lead
037155 | 102970 OVERSEAS HWY |  | Unknown, Non-Lead | No |  |  |  | Unknown, Non-Lead | 2020 | No |  |  |  | Non-lead
037156 | 121 PALM LN |  | Unknown, Non-Lead | No |  |  |  | Unknown, Non-Lead | 1997 | No |  |  |  | Non-lead
037157 | 134 LOWE ST |  | Polytube | Yes |  | 2023-01-30 |  | PVC | 1987 | Yes |  | 2023-01-30 |  | Non-lead
037158 | 117 PONCE DE LEON |  | Unknown, Non-Lead | Yes |  | 2018-11-26 |  | PVC | 1989 | Yes |  | 2018-11-26 |  | Non-lead
037159 | 103 BEE ST |  | Polytube | Yes |  | 2022-06-10 |  | PVC | 1987 | Yes |  | 2022-06-10 |  | Non-lead
037160 | 22951 HAWKINS LN |  | Unknown, Non-Lead | Yes |  | 2019-01-31 |  | Unknown, Non-Lead | 1988 | Yes |  | 2019-01-31 |  | Non-lead
037161 | 733 TRINIDAD LANE |  | Polytube | Yes |  | 2023-01-25 |  | PVC | 1958 | Yes |  | 2023-01-25 |  | Non-lead
037162 | 743 E SHORE DR |  | Polytube | Yes |  | 2023-12-27 |  | PVC | 1958 | Yes |  | 2023-12-27 |  | Non-lead
037163 | 675 LAFITTE RD |  | Unknown, Non-Lead | Yes |  | 2021-09-22 |  | Unknown, Non-Lead | 2020 | Yes |  | 2021-09-22 |  | Non-lead
037164 | 17055 W KINGFISH LN |  | Unknown, Non-Lead | Yes |  | 2024-03-28 |  | PVC | 1988 | Yes |  | 2024-03-28 |  | Non-lead
037165 | 29677 RANGER AVE |  | Polytube | Yes |  | 2022-12-01 |  | PVC | 1987 | Yes |  | 2022-12-01 |  | Non-lead
037166 | APT 141 3314 NORTHSIDE DR |  | Polytube | Yes |  | 2022-06-13 |  | PVC | 1987 | Yes |  | 2022-06-13 |  | Non-lead
037167 | APT 142 3314 NORTHSIDE DR |  | Polytube | Yes |  | 2022-06-13 |  | PVC | 1987 | Yes |  | 2022-06-13 |  | Non-lead
037168 | APT 143 3314 NORTHSIDE DR |  | Polytube | Yes |  | 2022-06-13 |  | PVC | 1987 | Yes |  | 2022-06-13 |  | Non-lead
037169 | APT 144 3314 NORTHSIDE DR |  | Polytube | Yes |  | 2022-06-13 |  | PVC | 1987 | Yes |  | 2022-06-13 |  | Non-lead
037170 | APT 145 3314 NORTHSIDE DR |  | Polytube | Yes |  | 2022-06-14 |  | PVC | 1987 | Yes |  | 2022-06-14 |  | Non-lead
037171 | APT 146 3314 NORTHSIDE DR |  | Polytube | Yes |  | 2022-06-14 |  | PVC | 1987 | Yes |  | 2022-06-14 |  | Non-lead
037172 | APT 151 3314 NORTHSIDE DR |  | Polytube | Yes |  | 2023-01-26 |  | PVC | 1987 | Yes |  | 2023-01-26 |  | Non-lead
037173 | APT 152 3314 NORTHSIDE DR |  | Polytube | Yes |  | 2023-08-01 |  | PVC | 1987 | Yes |  | 2023-08-01 |  | Non-lead
037174 | APT 153 3314 NORTHSIDE DR |  | Polytube | Yes |  | 2022-06-14 |  | PVC | 1987 | Yes |  | 2022-06-14 |  | Non-lead
037175 | APT 154 3314 NORTHSIDE DR |  | PVC | Yes |  | 2024-09-06 |  | Polytube | 1987 | Yes |  | 2024-09-06 |  | Non-lead
037176 | LYTTON WAY |  | Polytube | Yes |  | 2022-11-15 |  | PVC | 1987 | Yes |  | 2022-11-15 |  | Non-lead
037177 | 11 DRIFTWOOD DR |  | Unknown, Non-Lead | Yes |  | 2024-01-25 |  | Unknown, Non-Lead | 1989 | Yes |  | 2024-01-25 |  | Non-lead
037178 | APT 2 UP 917 GRINNELL ST |  | Polytube | Yes |  | 2023-03-16 |  | PVC | 1934 | Yes |  | 2023-03-16 |  | Non-lead
037179 | 2162 MATTHEWS RD |  | Polytube | Yes |  | 2022-11-17 |  | PVC | 1987 | Yes |  | 2022-11-17 |  | Non-lead
037180 | 3420 NORTHSIDE DR |  | Unknown, Non-Lead | Yes |  | 2023-08-22 |  | Unknown, Non-Lead | 1988 | Yes |  | 2023-08-22 |  | Non-lead
037181 | 12 SAPPHIRE DR |  | Polytube | Yes |  | 2024-05-30 |  | PVC | 1988 | Yes |  | 2024-05-30 |  | Non-lead
037182 | 30 CALLE UNO |  | Polytube | Yes |  | 2022-07-06 |  | PVC | 1987 | Yes |  | 2022-07-06 |  | Non-lead
037183 | 29 CALLE UNO |  | Polytube | Yes |  | 2022-07-06 |  | PVC | 1987 | Yes |  | 2022-07-06 |  | Non-lead
037184 | 118 W PLAZA DEL LAGO L |  | Polytube | Yes |  | 2022-06-30 |  | PVC | 1974 | Yes |  | 2022-06-30 |  | Non-lead
037185 | 177 GULFVIEW DR |  | Unknown, Non-Lead | Yes |  | 2021-02-22 |  | Unknown, Non-Lead | 1989 | Yes |  | 2021-02-22 |  | Non-lead
037186 | 126 LISBON CT |  | Polytube | Yes |  | 2022-05-20 |  | PVC | 1988 | Yes |  | 2022-05-20 |  | Non-lead
037187 | 443 LIME DR |  | Polytube | Yes |  | 2023-02-02 |  | PVC | 1985 | Yes |  | 2023-02-02 |  | Non-lead
037188 | 908 LOBSTER LN |  | Polytube | Yes |  | 2022-07-21 |  | PVC | 1987 | Yes |  | 2022-07-21 |  | Non-lead
037189 | 114 ZANE GREY CREEK DR |  | Unknown, Non-Lead | Yes |  | 2023-02-08 |  | Unknown, Non-Lead | 1988 | Yes |  | 2023-02-08 |  | Non-lead
037190 | 117 PORTO VISTA CT |  | Unknown, Non-Lead | Yes |  | 2019-09-17 |  | PVC | 1989 | Yes |  | 2019-09-17 |  | Non-lead
037191 | 75071 OVERSEAS HWY |  | Unknown, Non-Lead | Yes |  | 2022-04-19 |  | Polytube | 1988 | Yes |  | 2022-04-19 |  | Non-lead
037192 | 48 N MARLIN AVE |  | Polytube | Yes |  | 2022-07-25 |  | PVC | 1987 | Yes |  | 2022-07-25 |  | Non-lead
037193 | 48 SUNRISE CAY DR |  | Unknown, Non-Lead | Yes |  | 2021-08-11 |  | Unknown, Non-Lead | 1988 | Yes |  | 2021-08-11 |  | Non-lead
037194 | 11 MUTINY PL |  | Polytube | Yes |  | 2023-01-30 |  | PVC | 1987 | Yes |  | 2023-01-30 |  | Non-lead
037195 | 65 TARPON LN |  | Polytube | Yes |  | 2022-09-21 |  | PVC | 1985 | Yes |  | 2022-09-21 |  | Non-lead
037196 | COTTAGE 126 COCONUT ROW |  | Polytube | Yes |  | 2023-01-30 |  | PVC | 1981 | Yes |  | 2023-01-30 |  | Non-lead
037197 | 108 1ST ST |  | Unknown, Non-Lead | No |  |  |  | Unknown, Non-Lead | 1988 | No |  |  |  | Non-lead
037198 | APT B 165 BAHAMA AVE |  | Unknown, Non-Lead | Yes |  | 2023-04-13 |  | Unknown, Non-Lead | 1995 | Yes |  | 2023-04-13 |  | Non-lead
037199 | 96 W PLAZA DEL LAGO L |  | Polytube | Yes |  | 2022-07-22 |  | PVC | 1987 | Yes |  | 2022-07-22 |  | Non-lead
037200 | 276 ST THOMAS AVE |  | Polytube | Yes |  | 2023-02-02 |  | PVC | 1973 | Yes |  | 2023-02-02 |  | Non-lead
037201 | 196 LORELANE PL |  | Polytube | Yes |  | 2023-01-31 |  | PVC | 1985 | Yes |  | 2023-01-31 |  | Non-lead
037202 | 120 LAPALOMA RD |  | Polytube | Yes |  | 2024-01-03 |  | PVC | 1985 | Yes |  | 2024-01-03 |  | Non-lead
037203 | 121 BUENA VISTA CT |  | Unknown, Non-Lead | Yes |  | 2021-10-18 |  | Unknown, Non-Lead | 1988 | Yes |  | 2021-10-18 |  | Non-lead
037204 | LN 166 PELICAN |  | Unknown, Non-Lead | No |  |  |  | Unknown, Non-Lead | 1988 | No |  |  |  | Non-lead
037205 | 29860 FROSTPROOF RD |  | Polytube | Yes |  | 2022-12-06 |  | PVC | 1987 | Yes |  | 2022-12-06 |  | Non-lead
037206 | 538 OCEAN CAY |  | Polytube | Yes |  | 2023-02-15 |  | PVC | 1987 | Yes |  | 2023-02-15 |  | Non-lead
037207 | 2291 SAN REMO |  | Unknown, Non-Lead | Yes |  | 2018-10-19 |  | Unknown, Non-Lead | 1990 | Yes |  | 2018-10-19 |  | Non-lead
037208 | 3316 EAGLE AVE |  | Polytube | Yes |  | 2022-09-30 |  | PVC | 1987 | Yes |  | 2022-09-30 |  | Non-lead
037209 | 3318 EAGLE AVE |  | Polytube | Yes |  | 2023-03-09 |  | PVC | 1987 | Yes |  | 2023-03-09 |  | Non-lead
037210 | 3320 EAGLE AVE |  | Polytube | Yes |  | 2022-06-15 |  | PVC | 1987 | Yes |  | 2022-06-15 |  | Non-lead
037211 | 3322 EAGLE AVE |  | Polytube | Yes |  | 2024-03-26 |  | PVC | 1987 | Yes |  | 2024-03-26 |  | Non-lead
037212 | 3324 EAGLE AVE |  | Polytube | Yes |  | 2022-06-15 |  | PVC | 1987 | Yes |  | 2022-06-15 |  | Non-lead
037213 | 3326 EAGLE AVE |  | Polytube | Yes |  | 2022-06-15 |  | PVC | 1987 | Yes |  | 2022-06-15 |  | Non-lead
037214 | 3915 GORDON RD |  | Unknown, Non-Lead | Yes |  | 2024-05-23 |  | Unknown, Non-Lead | 1988 | Yes |  | 2024-05-23 |  | Non-lead
037215 | 817 BAY DR |  | Polytube | Yes |  | 2023-04-24 |  | PVC | 1987 | Yes |  | 2023-04-24 |  | Non-lead
037216 | 551 ELMA AVE |  | Unknown, Non-Lead | Yes |  | 2018-04-30 |  | Unknown, Non-Lead | 1988 | Yes |  | 2018-04-30 |  | Non-lead
037217 | 224 KEY HAVEN RD |  | Polytube | Yes |  | 2022-08-02 |  | PVC | 2002 | Yes |  | 2022-08-02 |  | Non-lead
037218 | 29437 RANGER AVE |  | Polytube | Yes |  | 2022-12-01 |  | PVC | 1980 | Yes |  | 2022-12-01 |  | Non-lead
037219 | 2407 N ROOSEVELT BLVD |  | Unknown | Yes |  | 2024-07-01 |  | Unknown | 1987 | Yes |  | 2024-07-01 |  | Lead Status Unknown
037220 | LOT 6 565 BARRY AVE |  | Polytube | Yes |  | 2023-01-25 |  | PVC | 1953 | Yes |  | 2023-01-25 |  | Non-lead
037221 | APT 9 32 HILTON HAVEN RD |  | Unknown, Non-Lead | Yes |  | 2021-02-10 |  | Unknown, Non-Lead | 1990 | Yes |  | 2021-02-10 |  | Non-lead
037222 | 32 HILTON HAVEN |  | Unknown, Non-Lead | Yes |  | 2019-05-06 |  | PVC | 1990 | Yes |  | 2019-05-06 |  | Non-lead
037223 | 3704 PEARLMAN CT |  | Polytube | Yes |  | 2022-06-17 |  | PVC | 1987 | Yes |  | 2022-06-17 |  | Non-lead
037224 | 149 N INDIES DR |  | Unknown, Non-Lead | Yes |  | 2023-12-27 |  | Unknown, Non-Lead | 1988 | Yes |  | 2023-12-27 |  | Non-lead
037225 | 255 G AVE |  | Unknown, Non-Lead | Yes |  | 2023-11-07 |  | Unknown, Non-Lead | 1989 | Yes |  | 2023-11-07 |  | Non-lead
037226 | 239-E 29166 PRIMROSE LANE |  | Polytube | Yes |  | 2024-07-03 |  | PVC | 1975 | Yes |  | 2024-07-03 |  | Non-lead
037227 | OCEAN 1018 E 75TH ST |  | Polytube | Yes |  | 2022-05-13 |  | PVC | 1988 | Yes |  | 2022-05-13 |  | Non-lead
037228 | 561 9TH ST |  | Polytube | Yes |  | 2022-10-22 |  | PVC | 1969 | Yes |  | 2022-10-22 |  | Non-lead
037229 | 571 9TH ST |  | Polytube | Yes |  | 2022-10-22 |  | PVC | 1969 | Yes |  | 2022-10-22 |  | Non-lead
037230 | 366 E SEAVIEW DR |  | Unknown, Non-Lead | Yes |  | 2021-11-12 |  | PVC | 1988 | Yes |  | 2021-11-12 |  | Non-lead
037231 | 57395 MORTON ST |  | Polytube | Yes |  | 2022-10-22 |  | PVC | 1987 | Yes |  | 2022-10-22 |  | Non-lead
037233 | 750 E 63RD OCEAN ST |  | PVC | Yes |  | 2023-06-16 |  | Polytube | 1984 | Yes |  | 2023-06-16 |  | Non-lead
037234 | 103 E AVE |  | Polytube | Yes |  | 2024-03-06 |  | PVC | 1983 | Yes |  | 2024-03-06 |  | Non-lead
037235 | 384 E SEAVIEW DR |  | Polytube | Yes |  | 2024-01-19 |  | PVC | 1990 | Yes |  | 2024-01-19 |  | Non-lead
037236 | 176 S INDIES DR |  | Unknown, Non-Lead | Yes |  | 2024-06-25 |  | Unknown, Non-Lead | 1988 | Yes |  | 2024-06-25 |  | Non-lead
037237 | 76 PELICAN RD |  | Polytube | Yes |  | 2022-07-05 |  | PVC | 1988 | Yes |  | 2022-07-05 |  | Non-lead
037238 | 58316 OVERSEAS HWY |  | Polytube | Yes |  | 2023-08-10 |  | PVC | 1987 | Yes |  | 2023-08-10 |  | Non-lead
037239 | 399 50TH GULF ST |  | Polytube | Yes |  | 2021-08-19 |  | PVC | 1976 | Yes |  | 2021-08-19 |  | Non-lead
037240 | 29819 NEW FOUND HARBOR RD |  | Polytube | Yes |  | 2017-05-04 |  | PVC | 1987 | Yes |  | 2017-05-04 |  | Non-lead
037241 | 371 9TH ST |  | Polytube | Yes |  | 2022-10-22 |  | PVC | 1987 | Yes |  | 2022-10-22 |  | Non-lead
037242 | 57580 OVERSEAS HWY |  | Polytube | Yes |  | 2022-10-22 |  | PVC | 1987 | Yes |  | 2022-10-22 |  | Non-lead
037244 | 1570 DOLPHIN DR |  | Unknown, Non-Lead | Yes |  | 2019-07-18 |  | Unknown, Non-Lead | 1988 | Yes |  | 2019-07-18 |  | Non-lead
037245 | RSIDE 291 8TH ST |  | Polytube | Yes |  | 2023-12-08 |  | PVC | 1987 | Yes |  | 2023-12-08 |  | Non-lead
037246 | 14 S KYLE WAY |  | Polytube | Yes |  | 2022-12-19 |  | PVC | 1987 | Yes |  | 2022-12-19 |  | Non-lead
037247 | 16 S KYLE WAY |  | Polytube | Yes |  | 2024-09-23 |  | PVC | 1987 | Yes |  | 2024-09-23 |  | Non-lead
037249 | 105 PIRATES COVE RD |  | Unknown, Non-Lead | Yes |  | 2023-10-13 |  | Unknown, Non-Lead | 1988 | Yes |  | 2023-10-13 |  | Non-lead
037250 | 116 OCEAN SHORES DR |  | Unknown, Non-Lead | No |  |  |  | Unknown, Non-Lead | 2008 | No |  |  |  | Non-lead
037251 | 974 GIBRALTAR RD |  | Polytube | Yes |  | 2023-02-08 |  | PVC | 1986 | Yes |  | 2023-02-08 |  | Non-lead
037252 | 148 PLANTATION SHRS DR |  | Polytube | Yes |  | 2022-06-15 |  | PVC | 1987 | Yes |  | 2022-06-15 |  | Non-lead
037253 | 18 SUNRISE CAY DR |  | Unknown, Non-Lead | Yes |  | 2020-08-14 |  | PVC | 1990 | Yes |  | 2020-08-14 |  | Non-lead
037254 | 418 THIRD ST |  | Polytube | Yes |  | 2022-10-17 |  | PVC | 1987 | Yes |  | 2022-10-17 |  | Non-lead
037255 | O/S 75811 HWY |  | Polytube | Yes |  | 2022-07-07 |  | PVC | 1987 | Yes |  | 2022-07-07 |  | Non-lead
037256 | ROCK ROAD 81200 OVERSEAS HWY |  | Unknown, Non-Lead | Yes |  | 2022-02-23 |  | PVC | 1988 | Yes |  | 2022-02-23 |  | Non-lead
037258 | 356 S COCONUT PALM BLVD |  | Unknown, Non-Lead | Yes |  | 2024-08-29 |  | Unknown, Non-Lead | 1989 | Yes |  | 2024-08-29 |  | Non-lead
037259 | 115 PUEBLO ST |  | Polytube | Yes |  | 2022-06-17 |  | PVC | 1987 | Yes |  | 2022-06-17 |  | Non-lead
037260 | 5 CANNON POINT RD |  | Unknown, Non-Lead | Yes |  | 2019-12-13 |  | PVC | 1988 | Yes |  | 2019-12-13 |  | Non-lead
037261 | 35 GUMBO LIMBO AVE |  | Unknown, Non-Lead | Yes |  | 2019-11-13 |  | Unknown, Non-Lead | 1988 | Yes |  | 2019-11-13 |  | Non-lead
037262 | 80 CENTRAL AVE |  | Polytube | Yes |  | 2022-05-09 |  | PVC | 1987 | Yes |  | 2022-05-09 |  | Non-lead
037263 | 76 CENTRAL AVE |  | Unknown | Yes |  | 2022-07-21 |  | PVC | 1987 | Yes |  | 2022-07-21 |  | Lead Status Unknown
037264 | 64 CENTRAL AVE |  | Unknown | Yes |  | 2022-07-21 |  | PVC | 1987 | Yes |  | 2022-07-21 |  | Lead Status Unknown
037265 | 104 MANGROVE AVE |  | Unknown, Non-Lead | Yes |  | 2017-05-05 |  | Unknown, Non-Lead | 1988 | Yes |  | 2017-05-05 |  | Non-lead
037266 | 417 MAHOGANY AVE |  | Unknown | Yes |  | 2024-07-09 |  | PVC | 1987 | Yes |  | 2024-07-09 |  | Lead Status Unknown
037267 | 2 MERIDIAN AVE |  | Polytube | Yes |  | 2024-06-25 |  | PVC | 1987 | Yes |  | 2024-06-25 |  | Non-lead
037268 | 3 MERIDIAN AVE |  | Polytube | Yes |  | 2022-08-18 |  | PVC | 1987 | Yes |  | 2022-08-18 |  | Non-lead
037269 | 5 MERIDIAN AVE |  | Unknown, Non-Lead | Yes |  | 2018-08-20 |  | Unknown, Non-Lead | 1988 | Yes |  | 2018-08-20 |  | Non-lead
037271 | MASTER TAP 209 FKAA ST JAMES TAP |  | Unknown | Yes |  | 2022-06-21 |  | Other |  | Yes |  | 2022-06-21 |  | Unknown
037272 | 652 SAWYER DR |  | Polytube | Yes |  | 2023-08-31 |  | PVC | 1986 | Yes |  | 2023-08-31 |  | Non-lead
037273 | UNIT 6 542 TRUMAN AVE |  | PVC | Yes |  | 2022-11-17 |  | Polytube | 1964 | Yes |  | 2022-11-17 |  | Non-lead
037274 | 540 TRUMAN AVE |  | PVC | Yes |  | 2023-08-10 |  | Polytube | 1964 | Yes |  | 2023-08-10 |  | Non-lead
037275 | UNIT 7 530 TRUMAN AVE |  | PVC | Yes |  | 2022-10-31 |  | Polytube | 1964 | Yes |  | 2022-10-31 |  | Non-lead
037276 | UNIT 4 540 TRUMAN AVE |  | PVC | Yes |  | 2023-08-10 |  | Copper | 1964 | Yes |  | 2023-08-10 |  | Non-lead
037277 | 538 TRUMAN AVE |  | PVC | Yes |  | 2024-06-05 |  | Polytube | 1987 | Yes |  | 2024-06-05 |  | Non-lead
037278 | 536 TRUMAN AVE |  | PVC | Yes |  | 2023-04-06 |  | Polytube | 1987 | Yes |  | 2023-04-06 |  | Non-lead
037279 | 530 TRUMAN AVE |  | PVC | Yes |  | 2022-10-31 |  | Polytube | 1987 | Yes |  | 2022-10-31 |  | Non-lead
037280 | 27368 JAMAICA LN |  | Polytube | Yes |  | 2024-08-29 |  | PVC |  | Yes |  | 2024-08-29 |  | Non-lead
037281 | 27411 BARBADOS |  | Unknown, Non-Lead | Yes |  | 2022-02-14 |  | Unknown, Non-Lead | 1988 | Yes |  | 2022-02-14 |  | Non-lead
037282 | 16725 TAMARIND RD |  | Unknown, Non-Lead | Yes |  | 2024-04-24 |  | Unknown, Non-Lead | 1989 | Yes |  | 2024-04-24 |  | Non-lead
037283 | MASTER 101463 OVERSEAS HWY |  | Unknown | Yes |  | 2023-02-08 |  | Unknown | 1987 | Yes |  | 2023-02-08 |  | Lead Status Unknown
037284 | #13 606 TRUMAN AVE |  | Unknown, Non-Lead | No |  |  |  | Unknown, Non-Lead | 1988 | No |  |  |  | Non-lead
037285 | UNIT 7 606 TRUMAN AVE |  | Unknown, Non-Lead | No |  |  |  | Unknown, Non-Lead | 1988 | No |  |  |  | Non-lead
037286 | UNIT 08 606 TRUMAN AVE |  | Unknown, Non-Lead | No |  |  |  | Unknown, Non-Lead | 1988 | No |  |  |  | Non-lead
037287 | UNIT 9 606 TRUMAN AVE |  | Unknown, Non-Lead | No |  |  |  | Unknown, Non-Lead | 1988 | No |  |  |  | Non-lead
037288 | UNIT 10 606 TRUMAN AVE |  | Unknown, Non-Lead | No |  |  |  | Unknown, Non-Lead | 1988 | No |  |  |  | Non-lead
037289 | #11 606 TRUMAN AVE |  | Unknown, Non-Lead | Yes |  | 2019-03-18 |  | Unknown, Non-Lead | 1988 | Yes |  | 2019-03-18 |  | Non-lead
037290 | UNIT 12 606 TRUMAN AVE |  | Polytube | Yes |  | 2023-03-28 |  | PVC | 1987 | Yes |  | 2023-03-28 |  | Non-lead
037291 | UNIT 06 606 TRUMAN AVE |  | Unknown, Non-Lead | No |  |  |  | Unknown, Non-Lead | 1988 | No |  |  |  | Non-lead
037292 | UNIT 5 606 TRUMAN AVE |  | Unknown, Non-Lead | Yes |  | 2019-04-15 |  | Unknown, Non-Lead | 1988 | Yes |  | 2019-04-15 |  | Non-lead
037293 | UNIT 4 606 TRUMAN AVE |  | Unknown, Non-Lead | No |  |  |  | Unknown, Non-Lead | 1988 | No |  |  |  | Non-lead
037294 | APT 3 606 TRUMAN AVE |  | Unknown, Non-Lead | Yes |  | 2023-09-25 |  | Unknown, Non-Lead | 1988 | Yes |  | 2023-09-25 |  | Non-lead
037295 | UNIT 02 606 TRUMAN AVE |  | Unknown, Non-Lead | Yes |  | 2020-03-23 |  | Unknown, Non-Lead | 1988 | Yes |  | 2020-03-23 |  | Non-lead
037296 | UNIT 01 606 TRUMAN AVE |  | Unknown, Non-Lead | No |  |  |  | Unknown, Non-Lead | 1988 | No |  |  |  | Non-lead
037297 | 22 BAY DRIVE |  | Polytube | Yes |  | 2023-08-21 |  | PVC | 1987 | Yes |  | 2023-08-21 |  | Non-lead
037298 | 4 MERIDIAN AVE |  | Unknown, Non-Lead | Yes |  | 2021-11-17 |  | Unknown, Non-Lead | 1988 | Yes |  | 2021-11-17 |  | Non-lead
037299 | 6 MERIDIAN AVE |  | Polytube | Yes |  | 2022-07-20 |  | PVC | 1987 | Yes |  | 2022-07-20 |  | Non-lead
037300 | 7 MERIDIAN AVE |  | Polytube | Yes |  | 2022-07-20 |  | PVC | 1987 | Yes |  | 2022-07-20 |  | Non-lead
037301 | 8 MERIDIAN AVE |  | Unknown, Non-Lead | Yes |  | 2020-06-17 |  | PVC | 1988 | Yes |  | 2020-06-17 |  | Non-lead
037302 | 11 MERIDIAN AVE |  | Unknown, Non-Lead | No |  |  |  | Unknown, Non-Lead | 1988 | No |  |  |  | Non-lead
037303 | 17 MERIDIAN AVE |  | Polytube | Yes |  | 2022-07-20 |  | PVC | 1987 | Yes |  | 2022-07-20 |  | Non-lead
037304 | 116 SOUTH DR |  | Unknown, Non-Lead | No |  |  |  | Unknown, Non-Lead | 1988 | No |  |  |  | Non-lead
037305 | 110 SOUTH DR |  | Unknown, Non-Lead | Yes |  | 2020-05-19 |  | PVC | 1988 | Yes |  | 2020-05-19 |  | Non-lead
037306 | 100 5TH LN |  | Unknown, Non-Lead | Yes |  | 2023-08-04 |  | Unknown, Non-Lead | 1995 | Yes |  | 2023-08-04 |  | Non-lead
037307 | 21 SUNRISE CAY DR |  | Unknown, Non-Lead | Yes |  | 2017-07-21 |  | PVC | 2014 | Yes |  | 2017-07-21 |  | Non-lead
037308 | 192 INDIAN MOUND TRL |  | Polytube | Yes |  | 2022-05-20 |  | PVC | 1988 | Yes |  | 2022-05-20 |  | Non-lead
037309 | 519 PIRATES RD |  | Polytube | Yes |  | 2023-03-08 |  | PVC | 1987 | Yes |  | 2023-03-08 |  | Non-lead
037310 | 29539 SARATOGA AVE |  | Polytube | Yes |  | 2024-04-22 |  | PVC | 1984 | Yes |  | 2024-04-22 |  | Non-lead
037311 | 74 PELICAN LN |  | Unknown, Non-Lead | Yes |  | 2024-09-18 |  | Unknown, Non-Lead | 1988 | Yes |  | 2024-09-18 |  | Non-lead
037312 | 1650 HELLENGA LN |  | Unknown, Non-Lead | Yes |  | 2017-06-21 |  | Unknown, Non-Lead | 1988 | Yes |  | 2017-06-21 |  | Non-lead
037313 | 29191 IRIS DR |  | Polytube | Yes |  | 2022-12-21 |  | PVC | 1987 | Yes |  | 2022-12-21 |  | Non-lead
037314 | 9 JADE DR |  | Unknown, Non-Lead | Yes |  | 2020-01-21 |  | PVC | 1988 | Yes |  | 2020-01-21 |  | Non-lead
037315 | 157 MARS LN |  | Unknown, Non-Lead | Yes |  | 2023-07-31 |  | Unknown, Non-Lead | 2005 | Yes |  | 2023-07-31 |  | Non-lead
037316 | 3641 BAHAMA ST |  | Polytube | Yes |  | 2023-06-21 |  | PVC | 1987 | Yes |  | 2023-06-21 |  | Non-lead
037317 | 3846 GEORGE RD |  | Unknown, Non-Lead | Yes |  | 2021-03-01 |  | Unknown, Non-Lead | 1988 | Yes |  | 2021-03-01 |  | Non-lead
037318 | 29065 ROSE DR |  | Polytube | Yes |  | 2024-04-22 |  | PVC | 1987 | Yes |  | 2024-04-22 |  | Non-lead
037319 | 134 CUTTHROAT DR |  | Polytube | Yes |  | 2022-12-28 |  | PVC | 1987 | Yes |  | 2022-12-28 |  | Non-lead
037320 | 489 BLACKBEARD RD |  | Polytube | Yes |  | 2023-01-24 |  | PVC | 1986 | Yes |  | 2023-01-24 |  | Non-lead
037321 | 1210 VIRGINIA ST |  | Polytube | Yes |  | 2022-08-31 |  | PVC | 1938 | Yes |  | 2022-08-31 |  | Non-lead
037322 | 100 COUNTY RD |  | Polytube | Yes |  | 2022-11-09 |  | PVC | 1987 | Yes |  | 2022-11-09 |  | Non-lead
037323 | 312 E CARRIBEAN DR |  | Polytube | Yes |  | 2023-04-24 |  | PVC | 1985 | Yes |  | 2023-04-24 |  | Non-lead
037324 | 3644 BLUE LAGOON ST |  | Unknown, Non-Lead | No |  |  |  | Unknown, Non-Lead | 1988 | No |  |  |  | Non-lead
037325 | 561 BLACKBEARD RD |  | Unknown, Non-Lead | Yes |  | 2021-09-29 |  | Unknown, Non-Lead | 2019 | Yes |  | 2021-09-29 |  | Non-lead
037326 | 1063 LABAT LANE |  | Polytube | Yes |  | 2022-08-26 |  | PVC |  | Yes |  | 2022-08-26 |  | Non-lead
037327 | 868 BAY DR |  | Polytube | Yes |  | 2023-04-24 |  | PVC | 1987 | Yes |  | 2023-04-24 |  | Non-lead
037328 | STORE 2 501 FRONT ST |  | Polytube | Yes |  | 2022-11-04 |  | PVC | 1975 | Yes |  | 2022-11-04 |  | Non-lead
037329 | 30336 WATSON BLVD |  | Polytube | Yes |  | 2022-11-16 |  | PVC | 1987 | Yes |  | 2022-11-16 |  | Non-lead
037330 | 29624 CONSTITUTION AVE |  | Polytube | Yes |  | 2022-08-26 |  | PVC | 1988 | Yes |  | 2022-08-26 |  | Non-lead
037331 | 151 GULFVIEW DR |  | Unknown, Non-Lead | No |  |  |  | Unknown, Non-Lead | 1988 | No |  |  |  | Non-lead
037332 | 145 S HARBOR Dr |  | Unknown, Non-Lead | Yes |  | 2022-03-23 |  | Unknown, Non-Lead | 1988 | Yes |  | 2022-03-23 |  | Non-lead
037333 | 143 AZALEA ST |  | Polytube | Yes |  | 2022-10-17 |  | PVC | 1988 | Yes |  | 2022-10-17 |  | Non-lead
037334 | 15 GARDEN COVE DR |  | Polytube | Yes |  | 2022-10-03 |  | PVC | 1987 | Yes |  | 2022-10-03 |  | Non-lead
037335 | 37 LAKE SHORE DR |  | Polytube | Yes |  | 2023-02-06 |  | PVC | 1961 | Yes |  | 2023-02-06 |  | Non-lead
037336 | 229 ABERDEEN CT |  | Unknown, Non-Lead | No |  |  |  | Unknown, Non-Lead | 1989 | No |  |  |  | Non-lead
037337 | 147 GULFVIEW DR |  | Polytube | Yes |  | 2023-02-17 |  | PVC | 1988 | Yes |  | 2023-02-17 |  | Non-lead
037338 | 120 RIVIERA DR |  | Polytube | Yes |  | 2022-06-13 |  | PVC | 1980 | Yes |  | 2022-06-13 |  | Non-lead
037339 | 104 6TH LN |  | Polytube | Yes |  | 2023-02-07 |  | PVC | 1987 | Yes |  | 2023-02-07 |  | Non-lead
037340 | 9800 LEEWARD AVE |  | Unknown | Yes |  | 2023-05-04 |  | Copper | 1981 | Yes |  | 2023-05-04 |  | Lead Status Unknown
037341 | MASTER TAP 210 FKAA HUNGRY TARPON TAP |  | Stainless | Yes |  | 2023-02-02 |  | Stainless |  | Yes |  | 2023-02-02 |  | Non-lead
037342 | 1445 HAVELKA LN |  | Unknown, Non-Lead | Yes |  | 2018-07-20 |  | Unknown, Non-Lead | 1988 | Yes |  | 2018-07-20 |  | Non-lead
037343 | 29132 ROSE DR |  | Unknown, Non-Lead | No |  |  |  | Unknown, Non-Lead | 1988 | No |  |  |  | Non-lead
037344 | 3704 POINCIANA ST |  | Unknown, Non-Lead | Yes |  | 2024-07-19 |  | Unknown, Non-Lead | 1988 | Yes |  | 2024-07-19 |  | Non-lead
037346 | 29672 SARATOGA AVE |  | Unknown, Non-Lead | Yes |  | 2019-07-22 |  | Unknown, Non-Lead | 1988 | Yes |  | 2019-07-22 |  | Non-lead
037347 | 154 CUTTHROAT DR |  | Polytube | Yes |  | 2022-12-28 |  | PVC | 1987 | Yes |  | 2022-12-28 |  | Non-lead
037348 | 543 DOGWOOD LN |  | Unknown, Non-Lead | Yes |  | 2018-03-15 |  | PVC | 1988 | Yes |  | 2018-03-15 |  | Non-lead
037349 | 144 CUTTHROAT DR |  | Polytube | Yes |  | 2022-12-28 |  | PVC | 1987 | Yes |  | 2022-12-28 |  | Non-lead
037350 | 29549 FLYING CLOUD AVE |  | Polytube | Yes |  | 2022-12-01 |  | PVC | 1987 | Yes |  | 2022-12-01 |  | Non-lead
037351 | 3628 BAHAMA ST |  | Polytube | Yes |  | 2023-01-11 |  | PVC | 1987 | Yes |  | 2023-01-11 |  | Non-lead
037352 | 3300 EAGLE AVE |  | Polytube | Yes |  | 2022-06-15 |  | PVC | 1987 | Yes |  | 2022-06-15 |  | Non-lead
037353 | 3302 EAGLE AVE |  | Polytube | Yes |  | 2022-06-15 |  | PVC | 1987 | Yes |  | 2022-06-15 |  | Non-lead
037354 | 3304 EAGLE AVE |  | Polytube | Yes |  | 2022-06-15 |  | PVC | 1987 | Yes |  | 2022-06-15 |  | Non-lead
037355 | 3306 EAGLE AVE |  | Polytube | Yes |  | 2022-06-15 |  | PVC | 1987 | Yes |  | 2022-06-15 |  | Non-lead
037357 | 29148 CACTUS LANE |  | Unknown, Non-Lead | Yes |  | 2020-09-21 |  | Unknown, Non-Lead | 1988 | Yes |  | 2020-09-21 |  | Non-lead
037358 | 23026 LOOKDOWN LANE |  | Polytube | Yes |  | 2022-11-09 |  | PVC | 1987 | Yes |  | 2022-11-09 |  | Non-lead
037359 | L38 B1 250 CARIBBEAN DR E |  | Unknown, Non-Lead | Yes |  | 2018-08-31 |  | Unknown, Non-Lead | 1988 | Yes |  | 2018-08-31 |  | Non-lead
037360 | L1/B4 875 GULF DR |  | Unknown, Non-Lead | No |  |  |  | Unknown, Non-Lead | 1989 | No |  |  |  | Non-lead
037361 | APT M1 328 WHITEHEAD ST |  | Unknown | Yes |  | 2024-05-22 |  | Unknown | 1942 | Yes |  | 2024-05-22 |  | Lead Status Unknown
037362 | 326 WHITEHEAD ST |  | Polytube | Yes |  | 2022-06-08 |  | PVC | 1942 | Yes |  | 2022-06-08 |  | Non-lead
037363 | 527 CARIBBEAN DR |  | Polytube | Yes |  | 2022-07-08 |  | PVC | 1986 | Yes |  | 2022-07-08 |  | Non-lead
037365 | APT A 1909 BLANCHE ST |  | Polytube | Yes |  | 2022-11-04 |  | PVC | 1987 | Yes |  | 2022-11-04 |  | Non-lead
037366 | APT B 1909 BLANCHE ST |  | Unknown, Non-Lead | No |  |  |  | Unknown, Non-Lead | 1992 | No |  |  |  | Non-lead
037367 | 23026 TARPON LN |  | Unknown, Non-Lead | Yes |  | 2020-09-10 |  | Unknown, Non-Lead | 1988 | Yes |  | 2020-09-10 |  | Non-lead
037369 | 20924 7TH WEST AVE |  | Polytube | Yes |  | 2023-11-30 |  | PVC | 1992 | Yes |  | 2023-11-30 |  | Non-lead
037370 | STE B 419 DUVAL ST |  | Unknown, Non-Lead | Yes |  | 2022-12-06 |  | Unknown, Non-Lead | 1988 | Yes |  | 2022-12-06 |  | Non-lead
037371 | STE A 419 DUVAL ST |  | Polytube | Yes |  | 2022-12-02 |  | PVC | 1929 | Yes |  | 2022-12-02 |  | Non-lead
037372 | STORE D 419 DUVAL ST |  | Polytube | Yes |  | 2018-01-11 |  | PVC | 1988 | Yes |  | 2018-01-11 |  | Non-lead
037373 | 31 CALLE UNO |  | Unknown, Non-Lead | Yes |  | 2024-08-23 |  | Unknown, Non-Lead | 1988 | Yes |  | 2024-08-23 |  | Non-lead
037374 | 32 CALLE UNO |  | Unknown, Non-Lead | Yes |  | 2021-08-05 |  | Unknown, Non-Lead | 1988 | Yes |  | 2021-08-05 |  | Non-lead
037375 | 33 CALLE UNO |  | Unknown, Non-Lead | Yes |  | 2016-11-08 |  | Unknown, Non-Lead | 1988 | Yes |  | 2016-11-08 |  | Non-lead
037376 | 1 CASA ROMA LN |  | Unknown | Yes |  | 2024-06-10 |  | PVC | 1963 | Yes |  | 2024-06-10 |  | Non-lead
037377 | STORE DOWN 730 DUVAL ST |  | Polytube | Yes |  | 2022-09-26 |  | PVC | 1918 | Yes |  | 2022-09-26 |  | Non-lead
037378 | APT A 730 DUVAL ST |  | Polytube | Yes |  | 2022-09-26 |  | PVC | 1918 | Yes |  | 2022-09-26 |  | Non-lead
037379 | UP 728 DUVAL ST |  | Polytube | Yes |  | 2022-09-26 |  | PVC | 1918 | Yes |  | 2022-09-26 |  | Non-lead
037380 | 29049 GERANIUM DR |  | Polytube | Yes |  | 2023-01-10 |  | PVC | 1968 | Yes |  | 2023-01-10 |  | Non-lead
037382 | #1 142 OCEAN BAY DR |  | Unknown, Non-Lead | No |  |  |  | Unknown, Non-Lead | 1988 | No |  |  |  | Non-lead
037383 | #2 142 OCEAN BAY DR |  | Unknown, Non-Lead | Yes |  | 2020-04-27 |  | Unknown, Non-Lead | 1988 | Yes |  | 2020-04-27 |  | Non-lead
037384 | #3 142 OCEAN BAY DR |  | Unknown, Non-Lead | Yes |  | 2018-10-29 |  | Unknown, Non-Lead | 1988 | Yes |  | 2018-10-29 |  | Non-lead
037385 | #4 142 OCEAN BAY DR |  | Unknown, Non-Lead | Yes |  | 2017-06-21 |  | Unknown, Non-Lead | 1988 | Yes |  | 2017-06-21 |  | Non-lead
037386 | 9802 LEEWARD AVE |  | Unknown | Yes |  | 2023-05-04 |  | Copper | 1981 | Yes |  | 2023-05-04 |  | Lead Status Unknown
037387 | 9804 LEEWARD AVENUE |  | Unknown | Yes |  | 2023-05-04 |  | Copper | 1981 | Yes |  | 2023-05-04 |  | Lead Status Unknown
037388 | 9806 LEEWARD AVENUE |  | Unknown | Yes |  | 2023-05-04 |  | Copper | 1981 | Yes |  | 2023-05-04 |  | Lead Status Unknown
037389 | 9808 LEEWARD AVE |  | Unknown | Yes |  | 2023-05-04 |  | Copper | 1981 | Yes |  | 2023-05-04 |  | Lead Status Unknown
037390 | 9810 LEEWARD AVENUE |  | Unknown | Yes |  | 2023-05-04 |  | Copper | 1981 | Yes |  | 2023-05-04 |  | Lead Status Unknown
037391 | 9812 LEEWARD AVENUE |  | Unknown | Yes |  | 2023-03-13 |  | Copper | 1981 | Yes |  | 2023-03-13 |  | Lead Status Unknown
037392 | 9814 LEEWARD AVE |  | Unknown | Yes |  | 2023-05-04 |  | Copper | 1981 | Yes |  | 2023-05-04 |  | Lead Status Unknown
037393 | 9859 LEEWARD AVE |  | Copper | Yes |  | 2023-05-04 |  | Copper | 1981 | Yes |  | 2023-05-04 |  | Non-lead
037394 | 9861 LEEWARD AVE |  | Copper | Yes |  | 2023-05-04 |  | Copper | 1981 | Yes |  | 2023-05-04 |  | Non-lead
037395 | 9863 LEEWARD AVE |  | Copper | Yes |  | 2023-05-04 |  | Copper | 1981 | Yes |  | 2023-05-04 |  | Non-lead
037396 | 9865 LEEWARD AVENUE |  | Copper | Yes |  | 2023-04-10 |  | Copper | 1981 | Yes |  | 2023-04-10 |  | Non-lead
037397 | 9867 LEEWARD AVE |  | Copper | Yes |  | 2023-08-14 |  | Copper | 1981 | Yes |  | 2023-08-14 |  | Non-lead
037398 | 9869 LEEWARD AVENUE |  | Copper | Yes |  | 2023-05-04 |  | PVC | 1981 | Yes |  | 2023-05-04 |  | Non-lead
037399 | 9871 LEEWARD AVE |  | Copper | Yes |  | 2023-05-04 |  | Copper | 1981 | Yes |  | 2023-05-04 |  | Non-lead
037400 | 9873 LEEWARD AVE |  | Copper | Yes |  | 2023-05-24 |  | Copper | 1981 | Yes |  | 2023-05-24 |  | Non-lead
037401 | 9875 LEEWARD AVENUE |  | Copper | Yes |  | 2024-07-17 |  | Copper | 1981 | Yes |  | 2024-07-17 |  | Non-lead
037402 | 9877 LEEWARD AVENUE |  | Copper | Yes |  | 2023-05-04 |  | Copper | 1981 | Yes |  | 2023-05-04 |  | Non-lead
037403 | 9826 MARINERS AVE |  | Copper | Yes |  | 2023-02-13 |  | Copper | 1981 | Yes |  | 2023-02-13 |  | Non-lead
037404 | 9828 MARINERS AVENUE |  | Copper | Yes |  | 2023-05-04 |  | Copper | 1981 | Yes |  | 2023-05-04 |  | Non-lead
037405 | 9830 MARINERS AVENUE |  | Copper | Yes |  | 2023-05-04 |  | Copper | 1981 | Yes |  | 2023-05-04 |  | Non-lead
037406 | 9832 MARINERS AVENUE |  | Copper | Yes |  | 2023-05-04 |  | Copper | 1981 | Yes |  | 2023-05-04 |  | Non-lead
037407 | 9834 MARINERS AVE |  | Copper | Yes |  | 2023-05-04 |  | Copper | 1981 | Yes |  | 2023-05-04 |  | Non-lead
037408 | 9836 MARINERS AVENUE |  | PVC | Yes |  | 2023-05-24 |  | Unknown | 1981 | Yes |  | 2023-05-24 |  | Lead Status Unknown
037409 | 9838 MARINERS AVE |  | Copper | Yes |  | 2023-05-04 |  | PVC | 1981 | Yes |  | 2023-05-04 |  | Non-lead
037410 | 9840 MARINERS AVENUE |  | Copper | Yes |  | 2023-05-04 |  | PVC | 1981 | Yes |  | 2023-05-04 |  | Non-lead
037411 | 33 N BOUNTY LANE |  | Unknown, Non-Lead | Yes |  | 2020-06-29 |  | PVC | 1998 | Yes |  | 2020-06-29 |  | Non-lead
037412 | 424 SUNSHINE BLVD |  | Unknown, Non-Lead | Yes |  | 2021-05-17 |  | Unknown, Non-Lead | 1988 | Yes |  | 2021-05-17 |  | Non-lead
037413 | 27064 SHANAHAN RD |  | Polytube | Yes |  | 2022-09-26 |  | PVC | 1987 | Yes |  | 2022-09-26 |  | Non-lead
037414 | 25240 MARGARET ST |  | Unknown, Non-Lead | No |  |  |  | Unknown, Non-Lead | 1988 | No |  |  |  | Non-lead
037415 | 109 PALO DE ORO DR |  | Unknown, Non-Lead | Yes |  | 2021-10-28 |  | Unknown, Non-Lead | 1988 | Yes |  | 2021-10-28 |  | Non-lead
037416 | 128 PEARL AVE |  | Polytube | Yes |  | 2022-06-09 |  | PVC | 1987 | Yes |  | 2022-06-09 |  | Non-lead
037417 | 278 BURGUNDY DR |  | Polytube | Yes |  | 2023-02-09 |  | PVC | 1982 | Yes |  | 2023-02-09 |  | Non-lead
037418 | 15 SWALLOW RD |  | Unknown, Non-Lead | Yes |  | 2023-09-06 |  | Unknown, Non-Lead | 1989 | Yes |  | 2023-09-06 |  | Non-lead
037419 | 338 E SEAVIEW DR |  | Polytube | Yes |  | 2023-05-22 |  | PVC | 1973 | Yes |  | 2023-05-22 |  | Non-lead
037420 | 640 9TH ST |  | Polytube | Yes |  | 2022-10-04 |  | PVC | 1987 | Yes |  | 2022-10-04 |  | Non-lead
037421 | 650 9TH ST |  | Polytube | Yes |  | 2023-03-06 |  | PVC | 2019 | Yes |  | 2023-03-06 |  | Non-lead
037422 | 2829 VENETIAN DR |  | Polytube | Yes |  | 2023-04-24 |  | PVC | 1987 | Yes |  | 2023-04-24 |  | Non-lead
037423 | 70 BAHAMA AVE |  | Polytube | Yes |  | 2023-09-13 |  | PVC | 1988 | Yes |  | 2023-09-13 |  | Non-lead
037424 | 90130 OLD HWY |  | Unknown, Non-Lead | Yes |  | 2021-03-09 |  | PVC | 1989 | Yes |  | 2021-03-09 |  | Non-lead
037425 | 216 LA PALOMA RD |  | Polytube | Yes |  | 2023-02-07 |  | PVC | 1980 | Yes |  | 2023-02-07 |  | Non-lead
037426 | 165 S HARBOR DR |  | Polytube | Yes |  | 2022-09-22 |  | PVC | 1987 | Yes |  | 2022-09-22 |  | Non-lead
037427 | L11&12B1 88721 OLD STATE RD 4A |  | Polytube | Yes |  | 2023-08-31 |  | PVC | 1992 | Yes |  | 2023-08-31 |  | Non-lead
037428 | 29367 SARATOGA AVE |  | Polytube | Yes |  | 2022-12-05 |  | PVC | 1985 | Yes |  | 2022-12-05 |  | Non-lead
037429 | WEST 17183 GREEN TURTLE LN |  | Unknown, Non-Lead | Yes |  | 2018-07-31 |  | Unknown, Non-Lead | 1988 | Yes |  | 2018-07-31 |  | Non-lead
037430 | 29636 FORRESTRAL AVE |  | Unknown, Non-Lead | Yes |  | 2021-12-15 |  | Unknown, Non-Lead | 1992 | Yes |  | 2021-12-15 |  | Non-lead
037431 | 271 5TH ST |  | Polytube | Yes |  | 2023-05-31 |  | PVC | 1959 | Yes |  | 2023-05-31 |  | Non-lead
037432 | #C6 95 COCO PLUM DR |  | Unknown | Yes |  | 2022-10-22 |  | None | 1985 | Yes |  | 2022-10-22 |  | No Service Line
037433 | 119 BRIAN RD |  | Unknown, Non-Lead | Yes |  | 2021-06-10 |  | Unknown, Non-Lead | 1988 | Yes |  | 2021-06-10 |  | Non-lead
037434 | 448 80TH OCEAN ST |  | Unknown, Non-Lead | Yes |  | 2022-03-02 |  | PVC | 1989 | Yes |  | 2022-03-02 |  | Non-lead
037435 | 117 COCO PLUM DR |  | Unknown, Non-Lead | Yes |  | 2023-12-05 |  | PVC | 1988 | Yes |  | 2023-12-05 |  | Non-lead
037436 | 17346 KEY STONE RD |  | Unknown, Non-Lead | Yes |  | 2019-02-01 |  | PVC | 2019 | Yes |  | 2019-02-01 |  | Non-lead
037437 | 17100 AMBERJACK LN |  | Unknown, Non-Lead | Yes |  | 2020-08-26 |  | Unknown, Non-Lead | 1988 | Yes |  | 2020-08-26 |  | Non-lead
037438 | 284 SCORPIO LN |  | Polytube | Yes |  | 2022-09-26 |  | PVC | 1987 | Yes |  | 2022-09-26 |  | Non-lead
037439 | 1004 ADAMS DR |  | Polytube | Yes |  | 2024-02-15 |  | PVC | 1987 | Yes |  | 2024-02-15 |  | Non-lead
037440 | 1024 ADAMS DR |  | Unknown, Non-Lead | Yes |  | 2023-01-26 |  | Unknown, Non-Lead | 1988 | Yes |  | 2023-01-26 |  | Non-lead
037441 | 262 NORMANDY DR |  | Unknown, Non-Lead | No |  |  |  | Unknown, Non-Lead | 1990 | No |  |  |  | Non-lead
037442 | 328 WOODS AVE |  | Unknown, Non-Lead | Yes |  | 2024-07-25 |  | Unknown, Non-Lead | 1993 | Yes |  | 2024-07-25 |  | Non-lead
037443 | 35 EAGLE DR |  | Polytube | Yes |  | 2023-05-04 |  | PVC | 1984 | Yes |  | 2023-05-04 |  | Non-lead
037444 | 223 WILLIAM ST |  | Unknown, Non-Lead | No |  |  |  | Unknown, Non-Lead | 2014 | No |  |  |  | Non-lead
037445 | 550 PARK DR |  | Polytube | Yes |  | 2023-06-27 |  | PVC | 1970 | Yes |  | 2023-06-27 |  | Non-lead
037446 | 29837 JOURNEYS END RD |  | Unknown, Non-Lead | Yes |  | 2022-01-24 |  | Unknown, Non-Lead | 1988 | Yes |  | 2022-01-24 |  | Non-lead
037447 | 1587 NARCISSUS LANE |  | Unknown, Non-Lead | Yes |  | 2020-01-31 |  | PVC | 1995 | Yes |  | 2020-01-31 |  | Non-lead
037448 | 867 E CARRIBEAN DR |  | Polytube | Yes |  | 2023-04-24 |  | PVC | 1977 | Yes |  | 2023-04-24 |  | Non-lead
037449 | 161 ARICA LN |  | Polytube | Yes |  | 2022-05-31 |  | PVC | 1988 | Yes |  | 2022-05-31 |  | Non-lead
037450 | 121 FONTAINE DR |  | Unknown, Non-Lead | No |  |  |  | Unknown, Non-Lead | 1988 | No |  |  |  | Non-lead
037451 | L193 193 ATLANTIC BLVD |  | Polytube | Yes |  | 2024-07-22 |  | PVC | 1979 | Yes |  | 2024-07-22 |  | Non-lead
037452 | 23 DISPATCH CREEK CT |  | Polytube | Yes |  | 2022-09-22 |  | PVC | 1986 | Yes |  | 2022-09-22 |  | Non-lead
037453 | 8 CANNON POINT |  | Unknown, Non-Lead | Yes |  | 2018-02-15 |  | Unknown, Non-Lead | 1989 | Yes |  | 2018-02-15 |  | Non-lead
037454 | 141 EL CAPITAN DR |  | Unknown, Non-Lead | Yes |  | 2019-03-15 |  | Unknown, Non-Lead | 1988 | Yes |  | 2019-03-15 |  | Non-lead
037455 | 101 SIMONTON ST |  | Polytube | Yes |  | 2022-10-31 |  | PVC | 1953 | Yes |  | 2022-10-31 |  | Non-lead
037456 | 30463 HAWK LN |  | Unknown, Non-Lead | No |  |  |  | Unknown, Non-Lead | 1989 | No |  |  |  | Non-lead
037457 | 29546 SARATOGA AVE |  | Polytube | Yes |  | 2022-06-16 |  | PVC | 1988 | Yes |  | 2022-06-16 |  | Non-lead
037458 | 1088 CALICO JACK CIRC |  | Unknown, Non-Lead | Yes |  | 2020-08-31 |  | Unknown, Non-Lead | 2004 | Yes |  | 2020-08-31 |  | Non-lead
037459 | 31372 AVE C |  | Polytube | Yes |  | 2024-02-28 |  | PVC | 1986 | Yes |  | 2024-02-28 |  | Non-lead
037460 | 19540 INDIAN MOUND DR |  | Polytube | Yes |  | 2023-01-13 |  | PVC | 1987 | Yes |  | 2023-01-13 |  | Non-lead
037461 | LEFT DUPLEX 293 ST THOMAS AVE |  | Polytube | Yes |  | 2023-01-30 |  | PVC | 1988 | Yes |  | 2023-01-30 |  | Non-lead
037462 | RIGHT "B" 293 ST THOMAS AVE |  | Unknown, Non-Lead | Yes |  | 2021-09-30 |  | PVC | 1988 | Yes |  | 2021-09-30 |  | Non-lead
037463 | 197 BURGUNDY DR |  | Polytube | Yes |  | 2023-02-09 |  | PVC | 1987 | Yes |  | 2023-02-09 |  | Non-lead
037464 | 161 BAHAMA AVE |  | Unknown, Non-Lead | Yes |  | 2023-07-13 |  | Unknown, Non-Lead | 1988 | Yes |  | 2023-07-13 |  | Non-lead
037465 | 115 INDIAN AVE |  | Unknown, Non-Lead | Yes |  | 2018-04-16 |  | PVC | 1988 | Yes |  | 2018-04-16 |  | Non-lead
037466 | 195 S HARBOR DR |  | Polytube | Yes |  | 2023-07-06 |  | PVC | 1988 | Yes |  | 2023-07-06 |  | Non-lead
037467 | 218 ABERDEEN Ct |  | Unknown, Non-Lead | Yes |  | 2021-11-04 |  | Unknown, Non-Lead | 2016 | Yes |  | 2021-11-04 |  | Non-lead
037468 | 28 DILLY TREE PARK |  | Unknown, Non-Lead | No |  |  |  | Unknown, Non-Lead | 1989 | No |  |  |  | Non-lead
037469 | 114 GUMBO LIMBO |  | Unknown, Non-Lead | No |  |  |  | Unknown, Non-Lead | 1998 | No |  |  |  | Non-lead
037470 | #24 103400 OVERSEAS HWY |  | Polytube | Yes |  | 2024-05-08 |  | PVC | 1986 | Yes |  | 2024-05-08 |  | Non-lead
037471 | 381 W INDIES DR |  | Unknown, Non-Lead | No |  |  |  | Unknown, Non-Lead | 1988 | No |  |  |  | Non-lead
037472 | 30220 OVERSEAS BY FLEA HWY |  | Polytube | Yes |  | 2023-05-26 |  | PVC | 1983 | Yes |  | 2023-05-26 |  | Non-lead
037473 | 27384 ST LUCIE |  | Unknown, Non-Lead | No |  |  |  | Unknown, Non-Lead | 2006 | No |  |  |  | Non-lead
037474 | 9936 AVIATION BLVD |  | Unknown, Non-Lead | Yes |  | 2022-02-18 |  | Unknown, Non-Lead | 1992 | Yes |  | 2022-02-18 |  | Non-lead
037475 | 481 5TH ST |  | Unknown, Non-Lead | Yes |  | 2017-05-02 |  | Unknown, Non-Lead | 2008 | Yes |  | 2017-05-02 |  | Non-lead
037476 | 491 5TH STREET |  | Unknown, Non-Lead | No |  |  |  | Unknown, Non-Lead | 1990 | No |  |  |  | Non-lead
037477 | 242 W SEAVIEW DR |  | Unknown, Non-Lead | Yes |  | 2023-08-09 |  | Unknown, Non-Lead | 1988 | Yes |  | 2023-08-09 |  | Non-lead
037478 | 308 E SEAVIEW DR |  | Polytube | Yes |  | 2022-10-22 |  | PVC | 1984 | Yes |  | 2022-10-22 |  | Non-lead
037479 | 442 80TH OCEAN ST |  | Polytube | Yes |  | 2023-04-25 |  | PVC | 1987 | Yes |  | 2023-04-25 |  | Non-lead
037480 | 1 TRINIDAD DR |  | Polytube | Yes |  | 2023-05-22 |  | PVC | 1989 | Yes |  | 2023-05-22 |  | Non-lead
037481 | 100 62ND ST |  | Polytube | Yes |  | 2022-12-06 |  | PVC | 1994 | Yes |  | 2022-12-06 |  | Non-lead
037482 | 2600 MANOR LANE |  | Unknown, Non-Lead | Yes |  | 2021-08-11 |  | PVC | 1989 | Yes |  | 2021-08-11 |  | Non-lead
037483 | 306 N ANGLERS DR |  | Unknown, Non-Lead | Yes |  | 2022-04-05 |  | PVC | 1988 | Yes |  | 2022-04-05 |  | Non-lead
037484 | B 306 N ANGLERS DR |  | Unknown, Non-Lead | Yes |  | 2022-02-14 |  | Unknown, Non-Lead | 1988 | Yes |  | 2022-02-14 |  | Non-lead
037485 | 81 TINGLER LANE |  | Unknown, Non-Lead | Yes |  | 2023-06-12 |  | Unknown, Non-Lead | 1988 | Yes |  | 2023-06-12 |  | Non-lead
037486 | 280 3RD ST |  | Unknown, Non-Lead | Yes |  | 2023-06-30 |  | PVC | 1988 | Yes |  | 2023-06-30 |  | Non-lead
037487 | 290 3RD ST |  | Unknown, Non-Lead | Yes |  | 2023-06-28 |  | PVC | 1988 | Yes |  | 2023-06-28 |  | Non-lead
037488 | 8800 OVERSEAS HWY |  | Polytube | Yes |  | 2022-10-12 |  | PVC | 1995 | Yes |  | 2022-10-12 |  | Non-lead
037489 | APT A 11500 2ND OCEAN AVE |  | Polytube | Yes |  | 2022-09-29 |  | PVC | 1952 | Yes |  | 2022-09-29 |  | Non-lead
037490 | 600 FLEMING ST |  | Polytube | Yes |  | 2019-02-04 |  | Polytube | 1884 | Yes |  | 2019-02-04 |  | Non-Lead
037492 | 29540 FLYING CLOUD AVE |  | Unknown, Non-Lead | Yes |  | 2024-03-14 |  | PVC | 1991 | Yes |  | 2024-03-14 |  | Non-lead
037493 | 29541 FLYING CLOUD AVE |  | Unknown, Non-Lead | Yes |  | 2021-09-29 |  | Unknown, Non-Lead | 1988 | Yes |  | 2021-09-29 |  | Non-lead
037494 | 28542 BUCCANEER LN |  | Unknown, Non-Lead | Yes |  | 2020-01-31 |  | PVC | 1988 | Yes |  | 2020-01-31 |  | Non-lead
037495 | 510 SHORE DR |  | Polytube | Yes |  | 2022-07-06 |  | PVC | 1966 | Yes |  | 2022-07-06 |  | Non-lead
037496 | 336 BLACKBEARD RD |  | Unknown, Non-Lead | Yes |  | 2018-05-24 |  | PVC | 1988 | Yes |  | 2018-05-24 |  | Non-lead
037497 | 31051 HIBISCUS DR |  | Polytube | Yes |  | 2024-09-20 |  | PVC | 1977 | Yes |  | 2024-09-20 |  | Non-lead
037498 | 45 BLUEWATER DR |  | Unknown, Non-Lead | No |  |  |  | Unknown, Non-Lead | 1992 | No |  |  |  | Non-lead
037499 | #1 101499 OVERSEAS HWY |  | Polytube | Yes |  | 2023-06-28 |  | None | 1987 | Yes |  | 2023-06-28 |  | Non-lead
037500 | #2 101499 OVERSEAS HWY |  | Polytube | Yes |  | 2023-06-28 |  | None | 1987 | Yes |  | 2023-06-28 |  | Non-lead
037501 | UNIT 3 101455 OVERSEAS HWY |  | Polytube | Yes |  | 2023-01-30 |  | Copper | 1987 | Yes |  | 2023-01-30 |  | Non-lead
037502 | #4 101499 OVERSEAS HWY |  | Polytube | Yes |  | 2023-06-28 |  | Copper | 1987 | Yes |  | 2023-06-28 |  | Non-lead
037503 | UNIT 5 & 6 101487 OVERSEAS HWY |  | Polytube | Yes |  | 2023-01-30 |  | Copper | 1987 | Yes |  | 2023-01-30 |  | Non-lead
037504 | #6 101499 OVERSEAS HWY |  | Polytube | Yes |  | 2023-01-30 |  | Copper | 1987 | Yes |  | 2023-01-30 |  | Non-lead
037505 | UNIT 7 101499 OVERSEAS HWY |  | Polytube | Yes |  | 2023-01-30 |  | Copper | 1987 | Yes |  | 2023-01-30 |  | Non-lead
037506 | #8 101499 OVERSEAS HWY |  | Polytube | Yes |  | 2023-06-28 |  | Polytube | 1987 | Yes |  | 2023-06-28 |  | Non-Lead
037507 | #9 101499 OVERSEAS HWY |  | Polytube | Yes |  | 2023-12-27 |  | Copper | 1987 | Yes |  | 2023-12-27 |  | Non-lead
037508 | #10 101457 OVERSEAS HWY |  | Polytube | Yes |  | 2023-02-27 |  | Copper | 1987 | Yes |  | 2023-02-27 |  | Non-lead
037509 | #11 101499 OVERSEAS HWY |  | Polytube | Yes |  | 2023-10-27 |  | Copper | 1987 | Yes |  | 2023-10-27 |  | Non-lead
037510 | #12 101499 OVERSEAS BEALLS HWY |  | Polytube | Yes |  | 2023-06-28 |  | Polytube | 1987 | Yes |  | 2023-06-28 |  | Non-Lead
037511 | #13 101451 OVERSEAS HWY |  | Polytube | Yes |  | 2023-01-30 |  | Copper | 1987 | Yes |  | 2023-01-30 |  | Non-lead
037512 | #14 101499 OVERSEAS HWY |  | Polytube | Yes |  | 2023-06-28 |  | Polytube | 1987 | Yes |  | 2023-06-28 |  | Non-Lead
037513 | #15 101499 OVERSEAS HWY |  | Polytube | Yes |  | 2023-06-28 |  | Copper | 1987 | Yes |  | 2023-06-28 |  | Non-lead
037514 | #16 101499 OVERSEAS HWY |  | Polytube | Yes |  | 2024-01-22 |  | Copper | 1987 | Yes |  | 2024-01-22 |  | Non-lead
037515 | #17 101441 OVERSEAS HWY |  | Polytube | Yes |  | 2023-01-30 |  | Copper | 1987 | Yes |  | 2023-01-30 |  | Non-lead
037516 | 200 PEARL AVE |  | Unknown, Non-Lead | No |  |  |  | Unknown, Non-Lead | 1988 | No |  |  |  | Non-lead
037517 | 209 ABERDEEN CT |  | Unknown, Non-Lead | No |  |  |  | Unknown, Non-Lead | 1989 | No |  |  |  | Non-lead
037518 | 17115 ALLAMANDA DR W |  | Unknown, Non-Lead | Yes |  | 2018-08-31 |  | Unknown, Non-Lead | 1988 | Yes |  | 2018-08-31 |  | Non-lead
037519 | 3972 HALL RD |  | Unknown, Non-Lead | Yes |  | 2024-06-25 |  | Unknown, Non-Lead | 1988 | Yes |  | 2024-06-25 |  | Non-lead
037520 | 31121 C AVE |  | Unknown, Non-Lead | Yes |  | 2018-12-19 |  | Unknown, Non-Lead | 1988 | Yes |  | 2018-12-19 |  | Non-lead
037521 | 17239 OLEANDER LN |  | Unknown, Non-Lead | Yes |  | 2019-08-16 |  | Unknown, Non-Lead | 1988 | Yes |  | 2019-08-16 |  | Non-lead
037522 | 75710 OVERSEAS HWY |  | Polytube | Yes |  | 2022-07-05 |  | PVC | 1954 | Yes |  | 2022-07-05 |  | Non-lead
037523 | 3625 TREASURE ISLAND ST |  | Unknown, Non-Lead | Yes |  | 2018-09-26 |  | Unknown, Non-Lead | 1988 | Yes |  | 2018-09-26 |  | Non-lead
037524 | 427 PIRATES RD |  | Polytube | Yes |  | 2024-09-17 |  | PVC | 1988 | Yes |  | 2024-09-17 |  | Non-lead
037525 | 217 ABERDEEN CT |  | Unknown, Non-Lead | No |  |  |  | Polytube | 1988 | No |  |  |  | Non-lead
037526 | 173 EL CAPITAN DR |  | Unknown, Non-Lead | Yes |  | 2022-08-15 |  | Polytube | 1988 | Yes |  | 2022-08-15 |  | Non-lead
037527 | 213 CROMWELL CT |  | Unknown, Non-Lead | Yes |  | 2021-07-16 |  | Unknown, Non-Lead | 1990 | Yes |  | 2021-07-16 |  | Non-lead
037528 | L3 B2 104475 OVERSEAS HWY |  | Polytube | Yes |  | 2023-04-24 |  | PVC | 1987 | Yes |  | 2023-04-24 |  | Non-lead
037529 | 212 MOHAWK ST |  | Unknown, Non-Lead | Yes |  | 2024-07-09 |  | Unknown, Non-Lead | 1997 | Yes |  | 2024-07-09 |  | Non-lead
037530 | 763 MUSA DR |  | Polytube | Yes |  | 2023-02-09 |  | PVC | 1986 | Yes |  | 2023-02-09 |  | Non-lead
037531 | 292 ST THOMAS AVE |  | Unknown, Non-Lead | Yes |  | 2019-07-25 |  | PVC | 1988 | Yes |  | 2019-07-25 |  | Non-lead
037532 | 801 BLUE HERON LN |  | Unknown, Non-Lead | Yes |  | 2022-02-28 |  | Unknown, Non-Lead | 1988 | Yes |  | 2022-02-28 |  | Non-lead
037533 | 46 SCHOONER BAY RD |  | Polytube | Yes |  | 2024-04-26 |  | PVC | 1934 | Yes |  | 2024-04-26 |  | Non-lead
037534 | 100 PALO DE ORO DR |  | Unknown, Non-Lead | Yes |  | 2021-02-26 |  | Unknown, Non-Lead | 1988 | Yes |  | 2021-02-26 |  | Non-lead
037535 | 213 BRISTOL CT |  | Polytube | Yes |  | 2022-07-11 |  | Copper | 1987 | Yes |  | 2022-07-11 |  | Non-lead
037536 | 668 N LAKE DR |  | Polytube | Yes |  | 2022-11-23 |  | PVC | 1972 | Yes |  | 2022-11-23 |  | Non-lead
037537 | 60 CENTRAL AVE |  | Unknown, Non-Lead | Yes |  | 2021-03-10 |  | Unknown, Non-Lead | 1988 | Yes |  | 2021-03-10 |  | Non-lead
037538 | 27 GUMBO LIMBO AVE |  | Polytube | Yes |  | 2022-07-20 |  | PVC | 1987 | Yes |  | 2022-07-20 |  | Non-lead
037539 | 17 FLORIDA DR |  | Unknown | No |  |  |  | Unknown | 1988 | No |  |  |  | Lead Status Unknown
037540 | 32 ROCKLAND DR |  | Polytube | Yes |  | 2022-07-06 |  | PVC | 1959 | Yes |  | 2022-07-06 |  | Non-lead
037541 | APT A 1005 UNITED ST |  | Unknown | Yes |  | 2023-03-22 |  | PVC | 1984 | Yes |  | 2023-03-22 |  | Lead Status Unknown
037542 | UNIT B 1005 UNITED ST |  | Unknown | Yes |  | 2023-03-22 |  | PVC | 1984 | Yes |  | 2023-03-22 |  | Lead Status Unknown
037543 | WEST 17144 GREEN TURTLE LN |  | Polytube | Yes |  | 2022-07-11 |  | PVC | 1981 | Yes |  | 2022-07-11 |  | Non-lead
037544 | 22408 LAFITTE DR |  | Polytube | Yes |  | 2022-11-09 |  | PVC | 1980 | Yes |  | 2022-11-09 |  | Non-lead
037545 | 324 WHITEHEAD ST |  | Polytube | Yes |  | 2023-06-14 |  | PVC | 1942 | Yes |  | 2023-06-14 |  | Non-lead
037546 | 27029 OLD STATE 4A LT RD |  | Unknown, Non-Lead | Yes |  | 2023-10-17 |  | Unknown, Non-Lead | 1988 | Yes |  | 2023-10-17 |  | Non-lead
037547 | 581 BLACKBEARD RD |  | Unknown, Non-Lead | Yes |  | 2020-09-17 |  | PVC | 1988 | Yes |  | 2020-09-17 |  | Non-lead
037548 | 21054 7TH AVE |  | Unknown, Non-Lead | Yes |  | 2018-10-26 |  | PVC | 1988 | Yes |  | 2018-10-26 |  | Non-lead
037549 | 17276 JAMAICA LN |  | Unknown, Non-Lead | Yes |  | 2018-09-28 |  | Unknown, Non-Lead | 1990 | Yes |  | 2018-09-28 |  | Non-lead
037550 | 154 COLSON DR |  | Unknown, Non-Lead | No |  |  |  | Unknown, Non-Lead | 2016 | No |  |  |  | Non-lead
037551 | 601 FRONT ST |  | Ductile Iron | Yes |  | 2023-05-31 |  | Ductile Iron | 1988 | Yes |  | 2023-05-31 |  | Non-lead
037552 | 20819 6TH WEST AVE |  | Unknown, Non-Lead | Yes |  | 2023-08-31 |  | Unknown, Non-Lead | 1989 | Yes |  | 2023-08-31 |  | Non-lead
037553 | 17156 ALLAMANDA DR W |  | Unknown, Non-Lead | No |  |  |  | Unknown, Non-Lead | 1988 | No |  |  |  | Non-lead
037554 | 29850 JOURNEYS END RD |  | Unknown, Non-Lead | No |  |  |  | Unknown, Non-Lead | 1988 | No |  |  |  | Non-lead
037555 | 21014 7TH AVE |  | Polytube | Yes |  | 2022-11-15 |  | Copper | 1988 | Yes |  | 2022-11-15 |  | Non-lead
037556 | 820 PALMETTO AVE |  | Polytube | Yes |  | 2023-04-06 |  | PVC | 1989 | Yes |  | 2023-04-06 |  | Non-lead
037557 | 27180 ANGELFISH RD |  | Unknown, Non-Lead | No |  |  |  | Unknown, Non-Lead | 1988 | No |  |  |  | Non-lead
037558 | 3 MADIERA DR |  | Polytube | Yes |  | 2022-11-17 |  | PVC | 1985 | Yes |  | 2022-11-17 |  | Non-lead
037559 | 149 PLANTATION DR |  | Unknown, Non-Lead | Yes |  | 2021-12-16 |  | Unknown, Non-Lead | 1992 | Yes |  | 2021-12-16 |  | Non-lead
037560 | 140 PACIFIC AVE |  | Unknown, Non-Lead | Yes |  | 2023-10-20 |  | Unknown, Non-Lead | 1988 | Yes |  | 2023-10-20 |  | Non-lead
037561 | 96190 OVERSEAS HWY |  | Polytube | Yes |  | 2022-09-20 |  | PVC | 1969 | Yes |  | 2022-09-20 |  | Non-lead
037562 | 161 DUBONNET RD |  | Polytube | Yes |  | 2023-02-09 |  | PVC | 1970 | Yes |  | 2023-02-09 |  | Non-lead
037563 | 25 BAKER RD |  | Unknown, Non-Lead | Yes |  | 2018-10-22 |  | Unknown, Non-Lead | 1988 | Yes |  | 2018-10-22 |  | Non-lead
037564 | 9 OSPREY LN |  | Unknown, Non-Lead | No |  |  |  | Unknown, Non-Lead | 1988 | No |  |  |  | Non-lead
037565 | 460 BAHIA AVE |  | Unknown, Non-Lead | Yes |  | 2019-01-29 |  | Unknown, Non-Lead | 1993 | Yes |  | 2019-01-29 |  | Non-lead
037566 | 105 COCONUT LN |  | Unknown, Non-Lead | Yes |  | 2024-01-18 |  | Unknown, Non-Lead | 1993 | Yes |  | 2024-01-18 |  | Non-lead
037567 | 415 MAHOGANY CIR |  | Polytube | Yes |  | 2023-01-31 |  | Copper | 1986 | Yes |  | 2023-01-31 |  | Non-lead
037568 | 921 LAPALOMA RD |  | Unknown, Non-Lead | No |  |  |  | Unknown, Non-Lead | 1988 | No |  |  |  | Non-lead
037569 | 199 ABERDEEN CT |  | Unknown, Non-Lead | Yes |  | 2021-09-09 |  | PVC | 1991 | Yes |  | 2021-09-09 |  | Non-lead
037570 | 29157 MANGO LN |  | Polytube | Yes |  | 2023-06-01 |  | PVC | 1988 | Yes |  | 2023-06-01 |  | Non-lead
037571 | 455 11TH OCEAN ST |  | Unknown, Non-Lead | Yes |  | 2024-07-08 |  | No Piping |  | Yes |  | 2024-07-08 |  | Non-lead
037574 | 983 OCOTILLO LANE |  | Unknown, Non-Lead | No |  |  |  | Unknown, Non-Lead | 1988 | No |  |  |  | Non-lead
037575 | 142 SANDY AVE |  | Polytube | Yes |  | 2022-08-16 |  | PVC | 1988 | Yes |  | 2022-08-16 |  | Non-lead
037576 | 171 5TH ST |  | Unknown, Non-Lead | Yes |  | 2023-08-28 |  | Unknown, Non-Lead | 1988 | Yes |  | 2023-08-28 |  | Non-lead
037577 | 161 5TH ST |  | Unknown, Non-Lead | Yes |  | 2023-05-24 |  | PVC | 1988 | Yes |  | 2023-05-24 |  | Non-lead
037578 | 321 9TH ST |  | Unknown, Non-Lead | Yes |  | 2023-08-15 |  | Unknown, Non-Lead | 1988 | Yes |  | 2023-08-15 |  | Non-lead
037579 | 331 9TH ST |  | Unknown, Non-Lead | No |  |  |  | Unknown, Non-Lead | 1991 | No |  |  |  | Non-lead
037580 | CITY KCB MTR CORN SADOWSKI & OVERSEAS HWY |  | Polytube | Yes |  | 2022-10-22 |  | PVC |  | Yes |  | 2022-10-22 |  | Non-lead
037581 | 3647 BAHAMA ST |  | Unknown, Non-Lead | Yes |  | 2019-07-11 |  | Unknown, Non-Lead | 1988 | Yes |  | 2019-07-11 |  | Non-lead
037582 | 30620 19TH STREET |  | Unknown, Non-Lead | No |  |  |  | Unknown, Non-Lead | 1988 | No |  |  |  | Non-lead
037583 | 155 CUTLASS LANE |  | Unknown, Non-Lead | Yes |  | 2016-12-30 |  | Unknown, Non-Lead | 1988 | Yes |  | 2016-12-30 |  | Non-lead
037584 | 80 CORAL AVE |  | Unknown, Non-Lead | Yes |  | 2017-08-23 |  | PVC | 1988 | Yes |  | 2017-08-23 |  | Non-lead
037585 | 3667 SOUTH SEAS ST |  | Polytube | Yes |  | 2022-11-30 |  | PVC | 1990 | Yes |  | 2022-11-30 |  | Non-lead
037586 | 1026 TRUMAN AVE |  | Polytube | Yes |  | 2023-03-28 |  | PVC | 1928 | Yes |  | 2023-03-28 |  | Non-lead
037587 | 599 POWELL AVE |  | Unknown, Non-Lead | No |  |  |  | Unknown, Non-Lead | 1991 | No |  |  |  | Non-lead
037588 | 31046 ATLANTIS DR |  | Unknown, Non-Lead | Yes |  | 2018-06-11 |  | PVC | 1988 | Yes |  | 2018-06-11 |  | Non-lead
037589 | 767 LAFITTE RD |  | Polytube | Yes |  | 2022-09-08 |  | PVC | 1988 | Yes |  | 2022-09-08 |  | Non-lead
037590 | 3686 GULFSTREAM ST |  | Polytube | Yes |  | 2019-05-23 |  | PVC | 1989 | Yes |  | 2019-05-23 |  | Non-lead
037591 | L77 SE 17234 LA BRISA LN |  | Polytube | Yes |  | 2023-05-04 |  | PVC | 1987 | Yes |  | 2023-05-04 |  | Non-lead
037592 | 17082 STARFISH LN |  | Unknown, Non-Lead | Yes |  | 2024-03-11 |  | Unknown, Non-Lead | 1988 | Yes |  | 2024-03-11 |  | Non-lead
037593 | 2158 SAN REMO DR |  | Unknown, Non-Lead | No |  |  |  | Unknown, Non-Lead | 1988 | No |  |  |  | Non-lead
037594 | 139 W PLAZA DEL SOL |  | Polytube | Yes |  | 2024-01-16 |  | PVC | 1989 | Yes |  | 2024-01-16 |  | Non-lead
037595 | 90 COCO PLUM DR |  | Unknown, Non-Lead | Yes |  | 2022-05-11 |  | PVC | 1988 | Yes |  | 2022-05-11 |  | Non-lead
037596 | 500 CORTE DE LUNA |  | Unknown, Non-Lead | Yes |  | 2024-05-20 |  | Unknown, Non-Lead | 1989 | Yes |  | 2024-05-20 |  | Non-lead
037597 | 165 NAUTILUS DR |  | Polytube | Yes |  | 2022-06-29 |  | PVC | 1976 | Yes |  | 2022-06-29 |  | Non-lead
037598 | 850 63RD OCEAN ST |  | Polytube | Yes |  | 2023-03-21 |  | PVC | 1975 | Yes |  | 2023-03-21 |  | Non-lead
037599 | 1350 H AVE |  | Polytube | Yes |  | 2024-02-01 |  | PVC | 1987 | Yes |  | 2024-02-01 |  | Non-lead
037600 | 84 CALLE ENSUENO |  | Unknown, Non-Lead | Yes |  | 2021-11-29 |  | Unknown, Non-Lead | 1989 | Yes |  | 2021-11-29 |  | Non-lead
037601 | 105 SANTA BARBARA |  | Unknown, Non-Lead | No |  |  |  | Unknown, Non-Lead | 1990 | No |  |  |  | Non-lead
037602 | 205 26TH OCEAN ST |  | Polytube | Yes |  | 2023-01-10 |  | PVC | 1976 | Yes |  | 2023-01-10 |  | Non-lead
037603 | 760 11TH ST |  | Copper | Yes |  | 2023-02-08 |  | PVC | 1979 | Yes |  | 2023-02-08 |  | Non-lead
037604 | 521 9TH ST |  | Polytube | Yes |  | 2022-11-04 |  | PVC | 1986 | Yes |  | 2022-11-04 |  | Non-lead
037605 | 521 10TH ST |  | Unknown, Non-Lead | No |  |  |  | Unknown, Non-Lead | 1989 | No |  |  |  | Non-lead
037606 | 27 CARDINAL LANE |  | Unknown, Non-Lead | No |  |  |  | Unknown, Non-Lead | 1989 | No |  |  |  | Non-lead
037607 | L265 265 ST THOMAS AVE |  | Polytube | Yes |  | 2022-11-10 |  | PVC | 1972 | Yes |  | 2022-11-10 |  | Non-lead
037608 | 74520 OVERSEAS HWY |  | Unknown, Non-Lead | No |  |  |  | Unknown, Non-Lead | 2003 | No |  |  |  | Non-lead
037609 | 158 SEBRING DR |  | Polytube | Yes |  | 2022-06-13 |  | PVC | 1982 | Yes |  | 2022-06-13 |  | Non-lead
037610 | 14 N PELICAN DR |  | Polytube | Yes |  | 2022-07-26 |  | PVC | 1987 | Yes |  | 2022-07-26 |  | Non-lead
037611 | 236 LAPALOMA RD |  | Polytube | Yes |  | 2023-02-07 |  | PVC | 1985 | Yes |  | 2023-02-07 |  | Non-lead
037612 | 14 MERIDIAN AVE |  | Unknown, Non-Lead | Yes |  | 2021-09-13 |  | Unknown, Non-Lead | 1988 | Yes |  | 2021-09-13 |  | Non-lead
037613 | 32 GUMBO LIMBO AVE |  | Unknown, Non-Lead | No |  |  |  | Unknown, Non-Lead | 1988 | No |  |  |  | Non-lead
037614 | 419 MAHOGANY AVE |  | Unknown, Non-Lead | Yes |  | 2018-12-11 |  | Unknown, Non-Lead | 1988 | Yes |  | 2018-12-11 |  | Non-lead
037615 | 106 MANGROVE AVE |  | Unknown, Non-Lead | Yes |  | 2021-07-08 |  | Unknown, Non-Lead | 1988 | Yes |  | 2021-07-08 |  | Non-lead
037616 | 313 BAYVIEW AVE |  | Unknown, Non-Lead | No |  |  |  | Unknown, Non-Lead | 1999 | No |  |  |  | Non-lead
037617 | 1044 GIBRALTER RD |  | Unknown, Non-Lead | Yes |  | 2022-12-29 |  | PVC | 1988 | Yes |  | 2022-12-29 |  | Non-lead
037618 | 37 EVERGREEN AVE |  | Unknown, Non-Lead | Yes |  | 2023-11-28 |  | Unknown, Non-Lead | 1990 | Yes |  | 2023-11-28 |  | Non-lead
037619 | 1027 RED BIRD RD |  | Polytube | Yes |  | 2022-07-21 |  | PVC | 1967 | Yes |  | 2022-07-21 |  | Non-lead
037620 | 263 SUNRISE RD |  | Polytube | Yes |  | 2023-03-28 |  | PVC | 1988 | Yes |  | 2023-03-28 |  | Non-lead
037621 | 185 N AIRPORT DR |  | Polytube | Yes |  | 2023-04-24 |  | PVC | 1985 | Yes |  | 2023-04-24 |  | Non-lead
037622 | 29332 FORRESTAL AVE |  | Unknown, Non-Lead | Yes |  | 2023-10-31 |  | Unknown, Non-Lead | 1988 | Yes |  | 2023-10-31 |  | Non-lead
037623 | 570 IXORA DRIVE |  | Unknown, Non-Lead | Yes |  | 2023-07-13 |  | Unknown, Non-Lead | 1988 | Yes |  | 2023-07-13 |  | Non-lead
037624 | 139 PACIFIC AVE |  | Unknown, Non-Lead | Yes |  | 2018-05-02 |  | Unknown, Non-Lead | 1988 | Yes |  | 2018-05-02 |  | Non-lead
037625 | 1012 DOVE RD |  | Unknown, Non-Lead | Yes |  | 2019-05-10 |  | Unknown, Non-Lead | 1988 | Yes |  | 2019-05-10 |  | Non-lead
037626 | 19 CENTER LN |  | Unknown, Non-Lead | Yes |  | 2021-04-12 |  | Unknown, Non-Lead | 1988 | Yes |  | 2021-04-12 |  | Non-lead
037627 | 211 CIDY RD |  | PVC | Yes |  | 2022-05-17 |  | PVC | 1975 | Yes |  | 2022-05-17 |  | Non-lead
037628 | 103 DOVECREEK DR |  | Unknown, Non-Lead | Yes |  | 2020-10-02 |  | Unknown, Non-Lead | 1988 | Yes |  | 2020-10-02 |  | Non-lead
037629 | 210 ABERDEEN CT |  | Unknown, Non-Lead | No |  |  |  | Unknown, Non-Lead | 1989 | No |  |  |  | Non-lead
037630 | 91 IROQUOIS DR |  | Unknown, Non-Lead | Yes |  | 2019-11-25 |  | PVC | 1989 | Yes |  | 2019-11-25 |  | Non-lead
037631 | 70 CENTRAL AVE |  | Unknown, Non-Lead | No |  |  |  | Unknown, Non-Lead | 1988 | No |  |  |  | Non-lead
037632 | 1014 DOVE RD |  | Unknown, Non-Lead | Yes |  | 2022-04-07 |  | PVC | 1988 | Yes |  | 2022-04-07 |  | Non-lead
037633 | 221 ABERDEEN CT |  | Unknown, Non-Lead | No |  |  |  | Unknown, Non-Lead | 1988 | No |  |  |  | Non-lead
037634 | 205 DEXTER CT |  | Polytube | Yes |  | 2022-07-12 |  | PVC | 1987 | Yes |  | 2022-07-12 |  | Non-lead
037635 | 40 BONEFISH AVE |  | Unknown, Non-Lead | Yes |  | 2022-02-04 |  | Unknown, Non-Lead | 1988 | Yes |  | 2022-02-04 |  | Non-lead
037636 | 802 BONITO LN |  | Polytube | Yes |  | 2023-01-23 |  | PVC | 1979 | Yes |  | 2023-01-23 |  | Non-lead
037637 | 151 KAHIKI DR |  | Unknown, Non-Lead | Yes |  | 2021-02-12 |  | Unknown, Non-Lead | 1994 | Yes |  | 2021-02-12 |  | Non-lead
037638 | 18 PAMELA ST |  | Unknown, Non-Lead | No |  |  |  | Unknown, Non-Lead | 1988 | No |  |  |  | Non-lead
037639 | 170 BAHAMA AVE |  | Polytube | Yes |  | 2023-02-02 |  | PVC | 1973 | Yes |  | 2023-02-02 |  | Non-lead
037640 | 121 CARRIBEAN DR |  | Polytube | Yes |  | 2022-08-29 |  | PVC | 1998 | Yes |  | 2022-08-29 |  | Non-lead
037641 | 97 N LAKE DR |  | Unknown, Non-Lead | No |  |  |  | Unknown, Non-Lead | 1989 | No |  |  |  | Non-lead
037642 | APT B REAR 823 VIRGINIA ST |  | Polytube | Yes |  | 2023-03-30 |  | PVC | 1938 | Yes |  | 2023-03-30 |  | Non-lead
037643 | 947 GULF DR |  | Unknown, Non-Lead | No |  |  |  | Unknown, Non-Lead | 2008 | No |  |  |  | Non-lead
037644 | 17247 BONITA LN |  | Polytube | Yes |  | 2022-07-11 |  | PVC | 1987 | Yes |  | 2022-07-11 |  | Non-lead
037645 | 295 E CARIBBEAN DR |  | Polytube | Yes |  | 2022-07-25 |  | PVC | 1988 | Yes |  | 2022-07-25 |  | Non-lead
037646 | 3495 S ROOSEVELT BLVD |  | Polytube | Yes |  | 2024-05-21 |  | Copper | 1862 | Yes |  | 2024-05-21 |  | Non-lead
037647 | 17184 GREEN TURTLE LN |  | Polytube | Yes |  | 2022-07-11 |  | PVC | 1970 | Yes |  | 2022-07-11 |  | Non-lead
037648 | L25B18 1971 NARCISSUS AVE |  | Unknown, Non-Lead | Yes |  | 2021-09-29 |  | PVC | 1988 | Yes |  | 2021-09-29 |  | Non-lead
037649 | 366 SAWYER RD |  | Unknown, Non-Lead | Yes |  | 2022-08-25 |  | Unknown, Non-Lead | 1988 | Yes |  | 2022-08-25 |  | Non-lead
037650 | 1454 FERN AVE |  | Unknown, Non-Lead | Yes |  | 2018-11-29 |  | PVC | 1988 | Yes |  | 2018-11-29 |  | Non-lead
037651 | 1601 WHITE ST |  | Polytube | Yes |  | 2021-12-15 |  | PVC | 1988 | Yes |  | 2021-12-15 |  | Non-lead
037652 | 37 BOUNDARY LN |  | Unknown, Non-Lead | Yes |  | 2023-06-26 |  | Unknown, Non-Lead | 1988 | Yes |  | 2023-06-26 |  | Non-lead
037653 | 19576 SEMINOLE ST |  | Unknown, Non-Lead | Yes |  | 2024-08-07 |  | Unknown, Non-Lead | 1988 | Yes |  | 2024-08-07 |  | Non-lead
037654 | 22926 TEACH LN |  | Polytube | Yes |  | 2023-04-25 |  | PVC | 1999 | Yes |  | 2023-04-25 |  | Non-lead
037655 | 29430 CHICKASAW ST |  | Unknown, Non-Lead | Yes |  | 2023-01-06 |  | PVC | 1989 | Yes |  | 2023-01-06 |  | Non-lead
037656 | 3603 BLUE LAGOON ST |  | Unknown, Non-Lead | Yes |  | 2023-10-20 |  | Unknown, Non-Lead | 1994 | Yes |  | 2023-10-20 |  | Non-lead
037657 | 81 CORAL AVE |  | Unknown, Non-Lead | No |  |  |  | Unknown, Non-Lead | 1988 | No |  |  |  | Non-lead
037658 | 811 W INDIES DR |  | Polytube | Yes |  | 2024-09-05 |  | PVC | 2019 | Yes |  | 2024-09-05 |  | Non-lead
037659 | 2295 SAN MARCO DR |  | Polytube | Yes |  | 2023-03-22 |  | PVC | 1988 | Yes |  | 2023-03-22 |  | Non-lead
037660 | 127 LOBSTERTAIL RD |  | Unknown, Non-Lead | No |  |  |  | Unknown, Non-Lead | 1988 | No |  |  |  | Non-lead
037661 | 120 S LAYTON DR |  | Polytube | Yes |  | 2023-10-04 |  | PVC | 1989 | Yes |  | 2023-10-04 |  | Non-lead
037662 | 420 97TH OCEAN ST |  | Unknown, Non-Lead | No |  |  |  | Unknown, Non-Lead | 2002 | No |  |  |  | Non-lead
037663 | 246 W SEAVIEW CIR |  | Unknown, Non-Lead | Yes |  | 2020-08-28 |  | PVC | 1989 | Yes |  | 2020-08-28 |  | Non-lead
037664 | 981 OCOTILLO LN |  | Unknown, Non-Lead | Yes |  | 2021-05-11 |  | Unknown, Non-Lead | 1990 | Yes |  | 2021-05-11 |  | Non-lead
037665 | 13847 Overseas Hwy |  | Unknown, Non-Lead | Yes |  | 2020-11-03 |  | PVC | 1988 | Yes |  | 2020-11-03 |  | Non-lead
037666 | 305 ANGLERS NORTH DR |  | Unknown, Non-Lead | Yes |  | 2024-05-23 |  | Unknown, Non-Lead | 1988 | Yes |  | 2024-05-23 |  | Non-lead
037667 | 159 S BAHAMA DR |  | Polytube | Yes |  | 2022-06-13 |  | PVC | 1988 | Yes |  | 2022-06-13 |  | Non-lead
037668 | 9972 AVIATION BLVD |  | PVC | Yes |  | 2024-06-21 |  | PVC | 1988 | Yes |  | 2024-06-21 |  | Non-lead
037669 | 171 3RD STREET |  | Unknown, Non-Lead | Yes |  | 2019-11-12 |  | Unknown, Non-Lead | 1989 | Yes |  | 2019-11-12 |  | Non-lead
037670 | 161 3RD ST |  | Unknown, Non-Lead | Yes |  | 2024-03-05 |  | Unknown, Non-Lead | 1989 | Yes |  | 2024-03-05 |  | Non-lead
037671 | 98381 WINDWARD BLDG G AVE |  | Copper | Yes |  | 2023-05-04 |  | Copper | 1981 | Yes |  | 2023-05-04 |  | Non-lead
037672 | 98401 WINDWARD BLDG G AVE |  | Copper | Yes |  | 2022-10-26 |  | Copper | 1981 | Yes |  | 2022-10-26 |  | Non-lead
037673 | 98421 WINDWARD AVE |  | Copper | Yes |  | 2023-07-25 |  | PVC | 1981 | Yes |  | 2023-07-25 |  | Non-lead
037674 | 98441 WINDWARD BLDG G AVE |  | Copper | Yes |  | 2023-05-04 |  | PVC | 1981 | Yes |  | 2023-05-04 |  | Non-lead
037675 | 98461 WINDWARD BLDG G AVE |  | Copper | Yes |  | 2023-09-29 |  | PVC | 1981 | Yes |  | 2023-09-29 |  | Non-lead
037676 | BLDG G 98481 WINDWARD AVE |  | Copper | Yes |  | 2022-12-15 |  | PVC | 1981 | Yes |  | 2022-12-15 |  | Non-lead
037677 | 98382 WINDWARD BLDG G AVE |  | Copper | Yes |  | 2022-09-13 |  | Copper | 1981 | Yes |  | 2022-09-13 |  | Non-lead
037678 | 98402 WINDWARD BLDG G AVE |  | Copper | Yes |  | 2023-07-28 |  | Copper | 1981 | Yes |  | 2023-07-28 |  | Non-lead
037679 | 98422 WINDWARD BLDG G AVE |  | Copper | Yes |  | 2023-05-04 |  | PVC | 1981 | Yes |  | 2023-05-04 |  | Non-lead
037680 | 98442 WINDWARD BLDG G AVE |  | Copper | Yes |  | 2023-03-08 |  | PVC | 1981 | Yes |  | 2023-03-08 |  | Non-lead
037681 | 98462 WINDWARD BLDG G AVE |  | Copper | Yes |  | 2022-08-29 |  | PVC | 1981 | Yes |  | 2022-08-29 |  | Non-lead
037682 | 98482 WINDWARD AVE |  | Copper | Yes |  | 2023-05-04 |  | PVC | 1981 | Yes |  | 2023-05-04 |  | Non-lead
037683 | 3881 JOYCE RD |  | Unknown, Non-Lead | Yes |  | 2018-04-27 |  | Unknown, Non-Lead | 1988 | Yes |  | 2018-04-27 |  | Non-lead
037685 | 3824 NO NAME RD |  | Polytube | Yes |  | 2024-01-17 |  | PVC | 1988 | Yes |  | 2024-01-17 |  | Non-lead
037686 | #A 3828 NO NAME RD |  | Unknown, Non-Lead | Yes |  | 2023-09-27 |  | Unknown, Non-Lead | 1988 | Yes |  | 2023-09-27 |  | Non-lead
037687 | 104505 OVERSEAS HWY |  | Polytube | Yes |  | 2022-10-13 |  | PVC | 1980 | Yes |  | 2022-10-13 |  | Non-lead
037688 | 22 TAMARIND LN |  | Unknown, Non-Lead | Yes |  | 2022-02-28 |  | PVC | 1988 | Yes |  | 2022-02-28 |  | Non-lead
037689 | 54 WATERWAYS DR |  | Unknown, Non-Lead | Yes |  | 2020-10-28 |  | Unknown, Non-Lead | 1993 | Yes |  | 2020-10-28 |  | Non-lead
037690 | 6 OLEANDER AVE |  | Unknown, Non-Lead | Yes |  | 2023-05-26 |  | Unknown, Non-Lead | 1988 | Yes |  | 2023-05-26 |  | Non-lead
037691 | 101 S ROLLINGHILL RD |  | Unknown, Non-Lead | Yes |  | 2021-11-18 |  | Unknown, Non-Lead | 1989 | Yes |  | 2021-11-18 |  | Non-lead
037692 | FRONT DUPLEX 15 JANET PL |  | Polytube | Yes |  | 2023-02-02 |  | PVC | 1976 | Yes |  | 2023-02-02 |  | Non-lead
037693 | 2 CANNON POINT RD |  | Unknown, Non-Lead | No |  |  |  | Unknown, Non-Lead | 1988 | No |  |  |  | Non-lead
037694 | 945 PLANTATION RD |  | Polytube | Yes |  | 2022-11-15 |  | PVC | 1976 | Yes |  | 2022-11-15 |  | Non-lead
037695 | 102 PLANTATION SHRS DR |  | Unknown, Non-Lead | No |  |  |  | Unknown, Non-Lead | 1988 | No |  |  |  | Non-lead
037696 | 130 LISBON CT |  | Unknown, Non-Lead | Yes |  | 2021-09-24 |  | Unknown, Non-Lead | 1988 | Yes |  | 2021-09-24 |  | Non-lead
037697 | 35 ORANGE DR |  | Polytube | Yes |  | 2022-11-28 |  | PVC | 1985 | Yes |  | 2022-11-28 |  | Non-lead
037698 | 12 OSPREY LN |  | Unknown, Non-Lead | No |  |  |  | Unknown, Non-Lead | 1989 | No |  |  |  | Non-lead
037699 | 75018 OVERSEAS HWY |  | Unknown, Non-Lead | No |  |  |  | Unknown, Non-Lead | 1990 | No |  |  |  | Non-lead
037700 | 22440 JOLLY ROGERS DR |  | Unknown, Non-Lead | Yes |  | 2024-06-21 |  | Unknown, Non-Lead | 1993 | Yes |  | 2024-06-21 |  | Non-lead
037701 | 775 SAWYER DR |  | Polytube | Yes |  | 2022-11-09 |  | PVC | 1986 | Yes |  | 2022-11-09 |  | Non-lead
037702 | 412 GREENE ST |  | Polytube | Yes |  | 2022-12-02 |  | PVC | 1930 | Yes |  | 2022-12-02 |  | Non-lead
037704 | 227 E CAHILL CT |  | Unknown, Non-Lead | Yes |  | 2018-11-15 |  | Unknown, Non-Lead | 1989 | Yes |  | 2018-11-15 |  | Non-lead
037705 | 132 THIRD LN |  | Polytube | Yes |  | 2023-02-08 |  | PVC | 1987 | Yes |  | 2023-02-08 |  | Non-lead
037706 | 20 MERIDIAN AVE |  | Unknown, Non-Lead | No |  |  |  | Unknown, Non-Lead | 1988 | No |  |  |  | Non-lead
037707 | 333 BAYVIEW AVE |  | Unknown, Non-Lead | Yes |  | 2024-06-17 |  | Unknown, Non-Lead | 1988 | Yes |  | 2024-06-17 |  | Non-lead
037708 | 61 CENTRAL AVE |  | Unknown, Non-Lead | No |  |  |  | Unknown, Non-Lead | 1988 | No |  |  |  | Non-lead
037709 | 40 GUMBO LIMBO AVE |  | Unknown, Non-Lead | No |  |  |  | Unknown, Non-Lead | 1988 | No |  |  |  | Non-lead
037710 | 39 GUMBO LIMBO AVE |  | Unknown, Non-Lead | No |  |  |  | Unknown, Non-Lead | 1988 | No |  |  |  | Non-lead
037711 | 112 SOUTH DR |  | Unknown, Non-Lead | Yes |  | 2022-12-13 |  | PVC | 1988 | Yes |  | 2022-12-13 |  | Non-lead
037712 | 114 SOUTH DR |  | Unknown, Non-Lead | No |  |  |  | Unknown, Non-Lead | 1988 | No |  |  |  | Non-lead
037713 | UNIT A 19 N OCEAN DR |  | Unknown, Non-Lead | Yes |  | 2019-07-02 |  | PVC | 1988 | Yes |  | 2019-07-02 |  | Non-lead
037714 | 23 N BLACKWATER LN |  | Polytube | Yes |  | 2022-09-13 |  | PVC | 1970 | Yes |  | 2022-09-13 |  | Non-lead
037715 | 78 CENTRAL AVE |  | Unknown, Non-Lead | Yes |  | 2017-10-26 |  | Unknown, Non-Lead | 1988 | Yes |  | 2017-10-26 |  | Non-lead
037716 | 146 S OCEAN SHRS DR |  | Unknown, Non-Lead | No |  |  |  | Unknown, Non-Lead | 1988 | No |  |  |  | Non-lead
037717 | 150 S OCEAN SHORES DR |  | Unknown, Non-Lead | No |  |  |  | Unknown, Non-Lead | 1988 | No |  |  |  | Non-lead
037718 | 113 OCEAN SHORES DR |  | Polytube | Yes |  | 2022-06-01 |  | PVC | 2019 | Yes |  | 2022-06-01 |  | Non-lead
037719 | 127 OCEAN SHORES DR |  | Unknown, Non-Lead | No |  |  |  | Unknown, Non-Lead | 1991 | No |  |  |  | Non-lead
037720 | 22652 LA FITTE DR |  | Unknown, Non-Lead | Yes |  | 2019-06-21 |  | Unknown, Non-Lead | 1988 | Yes |  | 2019-06-21 |  | Non-lead
037721 | 27 EVERGREEN AVE |  | Unknown, Non-Lead | Yes |  | 2019-09-30 |  | Unknown, Non-Lead | 1990 | Yes |  | 2019-09-30 |  | Non-lead
037722 | 138 HORVATH RD |  | Polytube | Yes |  | 2024-03-04 |  | PVC | 1989 | Yes |  | 2024-03-04 |  | Non-lead
037723 | APT B 1400 ALBERTA ST |  | Polytube | Yes |  | 2023-04-24 |  | PVC | 1983 | Yes |  | 2023-04-24 |  | Non-lead
037724 | 805 3RD ST |  | Unknown, Non-Lead | Yes |  | 2024-08-30 |  | Unknown, Non-Lead | 1988 | Yes |  | 2024-08-30 |  | Non-lead
037725 | 807 3RD ST |  | Unknown, Non-Lead | No |  |  |  | Polytube | 1988 | No |  |  |  | Non-lead
037726 | 919 BAY DR |  | Unknown, Non-Lead | Yes |  | 2022-01-11 |  | PVC | 1988 | Yes |  | 2022-01-11 |  | Non-lead
037727 | 154 S OCEAN SHORES DR |  | Unknown, Non-Lead | Yes |  | 2018-03-30 |  | Unknown, Non-Lead | 1988 | Yes |  | 2018-03-30 |  | Non-lead
037728 | 162 S OCEAN SHRS DR |  | Unknown, Non-Lead | Yes |  | 2017-10-31 |  | PVC | 1988 | Yes |  | 2017-10-31 |  | Non-lead
037729 | 102 OCEAN SHRES DR |  | Unknown, Non-Lead | Yes |  | 2017-11-20 |  | PVC | 1988 | Yes |  | 2017-11-20 |  | Non-lead
037730 | 135 OCEAN SHRS DR |  | Unknown, Non-Lead | Yes |  | 2019-04-30 |  | PVC | 1997 | Yes |  | 2019-04-30 |  | Non-lead
037731 | 104 OCEAN SHRS DR |  | Unknown, Non-Lead | Yes |  | 2020-02-24 |  | Unknown, Non-Lead | 1988 | Yes |  | 2020-02-24 |  | Non-lead
037732 | 163 S OCEAN SHORES DR |  | Unknown, Non-Lead | No |  |  |  | Unknown, Non-Lead | 1988 | No |  |  |  | Non-lead
037733 | 122 LISBON CT |  | Unknown, Non-Lead | No |  |  |  | Unknown, Non-Lead | 1988 | No |  |  |  | Non-lead
037734 | 201 CROMWELL CT |  | Unknown, Non-Lead | No |  |  |  | Unknown, Non-Lead | 1988 | No |  |  |  | Non-lead
037735 | 200 KEY HONEY LN |  | Unknown, Non-Lead | Yes |  | 2019-05-28 |  | Unknown, Non-Lead | 1990 | Yes |  | 2019-05-28 |  | Non-lead
037736 | 205 BRISTOL CT |  | Unknown, Non-Lead | Yes |  | 2018-05-15 |  | Unknown, Non-Lead | 1988 | Yes |  | 2018-05-15 |  | Non-lead
037737 | 209 CROMWELL CT |  | Unknown, Non-Lead | Yes |  | 2018-05-08 |  | Unknown, Non-Lead | 1990 | Yes |  | 2018-05-08 |  | Non-lead
037738 | 106150 OVERSEAS HWY |  | Polytube | Yes |  | 2022-07-05 |  | PVC | 1988 | Yes |  | 2022-07-05 |  | Non-lead
037739 | 51 N BOUNTY LN |  | Polytube | Yes |  | 2023-01-31 |  | PVC | 1984 | Yes |  | 2023-01-31 |  | Non-lead
037740 | 236 NEWFOUND BLVD |  | Unknown, Non-Lead | Yes |  | 2022-04-01 |  | Unknown, Non-Lead | 1988 | Yes |  | 2022-04-01 |  | Non-lead
037741 | CRNR 121 DROST DR 2N AVE |  | Unknown, Non-Lead | Yes |  | 2021-10-19 |  | PVC | 1988 | Yes |  | 2021-10-19 |  | Non-lead
037742 | 714 BLACKBEARD RD |  | Unknown, Non-Lead | No |  |  |  | Unknown, Non-Lead | 1988 | No |  |  |  | Non-lead
037743 | 522 PALM DR |  | Unknown, Non-Lead | No |  |  |  | Unknown, Non-Lead | 2006 | No |  |  |  | Non-lead
037744 | 29445 INDEPENDENCE DR |  | Polytube | Yes |  | 2022-12-05 |  | PVC | 1984 | Yes |  | 2022-12-05 |  | Non-lead
037745 | 22864 JOLLY ROGER DR |  | Unknown, Non-Lead | No |  |  |  | Unknown, Non-Lead | 1988 | No |  |  |  | Non-lead
037746 | 101 aka 701 88540 OVERSEAS HWY |  | PVC | Yes |  | 2022-06-13 |  | PVC | 1985 | Yes |  | 2022-06-13 |  | Non-lead
037747 | 102 88540 OVERSEAS HWY |  | PVC | Yes |  | 2022-06-13 |  | PVC | 1985 | Yes |  | 2022-06-13 |  | Non-lead
037748 | 103 88540 OVERSEAS HWY |  | PVC | Yes |  | 2022-06-13 |  | PVC | 1985 | Yes |  | 2022-06-13 |  | Non-lead
037749 | 104 88540 OVERSEAS HWY |  | PVC | Yes |  | 2022-06-13 |  | PVC | 1985 | Yes |  | 2022-06-13 |  | Non-lead
037750 | 105 88540 OVERSEAS HWY |  | PVC | Yes |  | 2022-06-13 |  | PVC | 1985 | Yes |  | 2022-06-13 |  | Non-lead
037751 | 106 88540 OVERSEAS HWY |  | PVC | Yes |  | 2022-06-13 |  | PVC | 1985 | Yes |  | 2022-06-13 |  | Non-lead
037752 | UNIT 107 88540 OVERSEAS HWY |  | PVC | Yes |  | 2022-06-13 |  | PVC | 1985 | Yes |  | 2022-06-13 |  | Non-lead
037753 | 108 88540 OVERSEAS HWY |  | PVC | Yes |  | 2022-06-13 |  | PVC | 1985 | Yes |  | 2022-06-13 |  | Non-lead
037754 | UNIT T 109 88540 OVERSEAS HWY |  | PVC | Yes |  | 2022-06-13 |  | PVC | 1985 | Yes |  | 2022-06-13 |  | Non-lead
037755 | 110 88540 OVERSEAS HWY |  | PVC | Yes |  | 2022-06-13 |  | PVC | 1985 | Yes |  | 2022-06-13 |  | Non-lead
037756 | UNIT 111 88540 OVERSEAS HWY |  | PVC | Yes |  | 2022-06-13 |  | PVC | 1985 | Yes |  | 2022-06-13 |  | Non-lead
037757 | UNIT 112 88540 OVERSEAS HWY |  | PVC | Yes |  | 2022-06-15 |  | PVC | 1985 | Yes |  | 2022-06-15 |  | Non-lead
037758 | 113 88540 OVERSEAS HWY |  | PVC | Yes |  | 2022-06-13 |  | PVC | 1985 | Yes |  | 2022-06-13 |  | Non-lead
037759 | 114 88540 OVERSEAS HWY |  | PVC | Yes |  | 2022-06-13 |  | PVC | 1985 | Yes |  | 2022-06-13 |  | Non-lead
037760 | UNIT 115 88540 OVERSEAS HWY |  | PVC | Yes |  | 2022-06-13 |  | PVC | 1985 | Yes |  | 2022-06-13 |  | Non-lead
037761 | 116 88540 OVERSEAS HWY |  | PVC | Yes |  | 2022-06-13 |  | PVC | 1985 | Yes |  | 2022-06-13 |  | Non-lead
037762 | 717 88540 OVERSEAS HWY |  | PVC | Yes |  | 2022-06-15 |  | PVC | 1985 | Yes |  | 2022-06-15 |  | Non-lead
037763 | 118 88540 OVERSEAS HWY |  | PVC | Yes |  | 2023-10-18 |  | PVC | 1985 | Yes |  | 2023-10-18 |  | Non-lead
037764 | 119 88540 OVERSEAS HWY |  | PVC | Yes |  | 2023-09-20 |  | PVC | 1985 | Yes |  | 2023-09-20 |  | Non-lead
037765 | 120 88540 OVERSEAS HWY |  | PVC | Yes |  | 2022-06-15 |  | PVC | 1985 | Yes |  | 2022-06-15 |  | Non-lead
037766 | 122 88540 OVERSEAS HWY |  | PVC | Yes |  | 2023-03-21 |  | PVC | 1985 | Yes |  | 2023-03-21 |  | Non-lead
037767 | 123 88540 OVERSEAS HWY |  | Polytube | Yes |  | 2023-09-20 |  | PVC | 1985 | Yes |  | 2023-09-20 |  | Non-lead
037768 | 126 88540 OVERSEAS HWY |  | PVC | Yes |  | 2022-06-13 |  | PVC | 1985 | Yes |  | 2022-06-13 |  | Non-lead
037769 | UNIT 727 88540 OVERSEAS HWY |  | Polytube | Yes |  | 2022-06-15 |  | PVC | 1985 | Yes |  | 2022-06-15 |  | Non-lead
037770 | 128 88540 OVERSEAS HWY |  | PVC | Yes |  | 2022-06-13 |  | PVC | 1985 | Yes |  | 2022-06-13 |  | Non-lead
037771 | 129 88540 OVERSEAS HWY |  | PVC | Yes |  | 2022-06-13 |  | PVC | 1985 | Yes |  | 2022-06-13 |  | Non-lead
037772 | UNIT 131 88540 OVERSEAS HWY |  | PVC | Yes |  | 2022-06-13 |  | PVC | 1985 | Yes |  | 2022-06-13 |  | Non-lead
037773 | 132 88540 OVERSEAS HWY |  | PVC | Yes |  | 2023-10-18 |  | PVC | 1985 | Yes |  | 2023-10-18 |  | Non-lead
037774 | UNIT 121 88540 OVERSEAS HWY |  | PVC | Yes |  | 2022-06-15 |  | PVC | 1985 | Yes |  | 2022-06-15 |  | Non-lead
037775 | UNIT 124 88540 OVERSEAS HWY |  | PVC | Yes |  | 2022-06-21 |  | PVC | 1985 | Yes |  | 2022-06-21 |  | Non-lead
037776 | UNIT 125 88540 OVERSEAS HWY |  | PVC | Yes |  | 2022-06-13 |  | PVC | 1985 | Yes |  | 2022-06-13 |  | Non-lead
037777 | 130 88540 OVERSEAS Hwy |  | PVC | Yes |  | 2022-08-17 |  | PVC | 1985 | Yes |  | 2022-08-17 |  | Non-lead
037778 | 130 N INDIES DR |  | Unknown, Non-Lead | Yes |  | 2021-02-17 |  | Unknown, Non-Lead | 1988 | Yes |  | 2021-02-17 |  | Non-lead
037779 | 117 PATRICIA LANE |  | Unknown, Non-Lead | Yes |  | 2019-05-01 |  | PVC | 2002 | Yes |  | 2019-05-01 |  | Non-lead
037780 | 140 MOCKINGBIRD LN |  | Unknown, Non-Lead | Yes |  | 2022-03-30 |  | Unknown, Non-Lead | 1992 | Yes |  | 2022-03-30 |  | Non-lead
037781 | C-7 117 COCO PLUM BCH DR |  | Unknown, Non-Lead | Yes |  | 2018-01-04 |  | Unknown, Non-Lead | 1988 | Yes |  | 2018-01-04 |  | Non-lead
037782 | 8 C4 117 COCO PLUM BCH DR |  | Unknown, Non-Lead | Yes |  | 2021-02-02 |  | PVC | 1988 | Yes |  | 2021-02-02 |  | Non-lead
037783 | UNIT 6 C2 117 COCO PLUM BCH DR |  | Unknown, Non-Lead | Yes |  | 2020-12-14 |  | Unknown, Non-Lead | 1988 | Yes |  | 2020-12-14 |  | Non-lead
037784 | 5 117 COCO PLUM BCH DR |  | Unknown, Non-Lead | Yes |  | 2019-06-25 |  | PVC | 1988 | Yes |  | 2019-06-25 |  | Non-lead
037785 | 58744 A OVERSEAS HWY |  | Polytube | Yes |  | 2023-05-11 |  | PVC | 1988 | Yes |  | 2023-05-11 |  | Non-lead
037786 | 116 ZANE GREY CREEK DR |  | Unknown, Non-Lead | No |  |  |  | Unknown, Non-Lead | 1988 | No |  |  |  | Non-lead
037787 | 57030 MORTON ST |  | Unknown, Non-Lead | Yes |  | 2018-10-10 |  | Unknown, Non-Lead | 1988 | Yes |  | 2018-10-10 |  | Non-lead
037788 | 523 AVENIDA PRIMICERIA |  | Polytube | Yes |  | 2023-08-09 |  | PVC | 1988 | Yes |  | 2023-08-09 |  | Non-lead
037789 | 699 89TH OCEAN ST |  | Unknown, Non-Lead | Yes |  | 2023-05-08 |  | Unknown, Non-Lead | 2019 | Yes |  | 2023-05-08 |  | Non-lead
037790 | 807 CORTE DEL SOL |  | Polytube | Yes |  | 2022-08-15 |  | PVC | 1989 | Yes |  | 2022-08-15 |  | Non-lead
037791 | 133 88540 OVERSEAS HWY |  | PVC | Yes |  | 2022-06-13 |  | PVC | 1985 | Yes |  | 2022-06-13 |  | Non-lead
037792 | UNIT 134 88540 OVERSEAS HWY |  | PVC | Yes |  | 2022-06-13 |  | PVC | 1985 | Yes |  | 2022-06-13 |  | Non-lead
037793 | 29164 ROSE DR |  | Unknown, Non-Lead | Yes |  | 2019-09-23 |  | Unknown, Non-Lead | 1988 | Yes |  | 2019-09-23 |  | Non-lead
037794 | 101 BAY DR |  | Polytube | Yes |  | 2023-08-29 |  | PVC | 1968 | Yes |  | 2023-08-29 |  | Non-lead
037795 | 20814 W 9TH AVE |  | Polytube | Yes |  | 2023-02-01 |  | Polytube | 1988 | Yes |  | 2023-02-01 |  | Non-lead
037796 | APT E REAR 708 SOUTH ST |  | Polytube | Yes |  | 2023-04-25 |  | PVC | 1983 | Yes |  | 2023-04-25 |  | Non-lead
037797 | 830 S SILVER CIRCLE |  | Unknown, Non-Lead | Yes |  | 2024-07-10 |  | Unknown, Non-Lead | 1988 | Yes |  | 2024-07-10 |  | Non-lead
037798 | 143 GULFVIEW DR |  | Unknown, Non-Lead | Yes |  | 2017-07-31 |  | PVC | 1994 | Yes |  | 2017-07-31 |  | Non-lead
037799 | 140 LEONI DR |  | Polytube | Yes |  | 2017-04-18 |  | PVC | 2002 | Yes |  | 2017-04-18 |  | Non-lead
037800 | 17270 OLD STATE RD 4A |  | Polytube | Yes |  | 2023-07-27 |  | PVC | 1988 | Yes |  | 2023-07-27 |  | Non-lead
037801 | 616 ISLAND DR |  | Unknown, Non-Lead | No |  |  |  | PVC | 1989 | No |  |  |  | Non-lead
037802 | 180 IROQUOIS DR |  | Unknown, Non-Lead | Yes |  | 2020-08-19 |  | Unknown, Non-Lead | 1988 | Yes |  | 2020-08-19 |  | Non-lead
037803 | 569 NILES RD |  | Unknown, Non-Lead | Yes |  | 2020-04-17 |  | PVC | 1989 | Yes |  | 2020-04-17 |  | Non-lead
037804 | 21 CALOOSA RD |  | Unknown, Non-Lead | Yes |  | 2021-03-08 |  | PVC | 2021 | Yes |  | 2021-03-08 |  | Non-lead
037805 | 136 HARBOR LN |  | Unknown, Non-Lead | No |  |  |  | Unknown, Non-Lead | 2005 | No |  |  |  | Non-lead
037806 | 109 PONCE DE LEON |  | Unknown, Non-Lead | No |  |  |  | Unknown, Non-Lead | 1989 | No |  |  |  | Non-lead
037807 | 100 GIARDINO DR |  | Polytube | Yes |  | 2018-04-17 |  | PVC | 1990 | Yes |  | 2018-04-17 |  | Non-lead
037808 | 36 GUMBO LIMBO AVE |  | Unknown, Non-Lead | Yes |  | 2020-12-11 |  | PVC | 1988 | Yes |  | 2020-12-11 |  | Non-lead
037809 | 292 SCORPIO LN |  | Unknown, Non-Lead | Yes |  | 2024-05-31 |  | Unknown, Non-Lead | 1993 | Yes |  | 2024-05-31 |  | Non-lead
037810 | 59 PALMETTO DR |  | Unknown, Non-Lead | No |  |  |  | Unknown, Non-Lead | 1988 | No |  |  |  | Non-lead
037811 | 34 GUMBO LIMBO AVE |  | Polytube | Yes |  | 2023-01-11 |  | PVC | 1988 | Yes |  | 2023-01-11 |  | Non-lead
037812 | 21025 E 3RD AVE |  | Polytube | Yes |  | 2022-10-31 |  | PVC | 1973 | Yes |  | 2022-10-31 |  | Non-lead
037813 | 20871 8TH WEST AVE |  | Polytube | Yes |  | 2022-10-31 |  | PVC | 1987 | Yes |  | 2022-10-31 |  | Non-lead
037814 | APT 1 DOWN FRONT 904 TERRY LN |  | PVC | Yes |  | 2023-12-08 |  | PVC | 1904 | Yes |  | 2023-12-08 |  | Non-lead
037815 | APT 2 DOWN REAR 904 TERRY LN |  | PVC | Yes |  | 2022-06-27 |  | PVC | 1904 | Yes |  | 2022-06-27 |  | Non-lead
037816 | APT 3 UP FRONT 904 TERRY LN |  | PVC | Yes |  | 2023-08-11 |  | PVC | 1904 | Yes |  | 2023-08-11 |  | Non-lead
037817 | 957 GULF DR |  | Polytube | Yes |  | 2022-11-30 |  | PVC | 1985 | Yes |  | 2022-11-30 |  | Non-lead
037818 | 30324 EAGLE LANE |  | Unknown, Non-Lead | Yes |  | 2021-05-24 |  | Polytube | 1988 | Yes |  | 2021-05-24 |  | Non-lead
037819 | 127 MOHAWK ST |  | Polytube | Yes |  | 2022-05-31 |  | PVC | 1978 | Yes |  | 2022-05-31 |  | Non-lead
037820 | 20 LYCALOMA AVE |  | Unknown, Non-Lead | Yes |  | 2018-02-13 |  | PVC | 1989 | Yes |  | 2018-02-13 |  | Non-lead
037821 | 334 WOODS AVE |  | Unknown, Non-Lead | Yes |  | 2018-05-11 |  | Unknown, Non-Lead | 1989 | Yes |  | 2018-05-11 |  | Non-lead
037822 | 29116 ROSE DR |  | Unknown, Non-Lead | Yes |  | 2019-09-23 |  | Unknown, Non-Lead | 1988 | Yes |  | 2019-09-23 |  | Non-lead
037823 | 29189 CEDAR DR |  | Unknown, Non-Lead | Yes |  | 2021-02-23 |  | Unknown, Non-Lead | 1988 | Yes |  | 2021-02-23 |  | Non-lead
037824 | MASTER TAP 212 FKAA LAKE SURPRISE TAP |  | Stainless | Yes |  | 2022-07-25 |  | Stainless |  | Yes |  | 2022-07-25 |  | Non-lead
037825 | 22668 LA FITTE DR |  | Unknown, Non-Lead | No |  |  |  | Unknown, Non-Lead | 1988 | No |  |  |  | Non-lead
037826 | PARK COSTA BRAVO |  | Polytube | Yes |  | 2022-06-30 |  | PVC | 1980 | Yes |  | 2022-06-30 |  | Non-lead
037827 | 4 BUCCANEER DR |  | Polytube | Yes |  | 2022-12-02 |  | PVC | 1988 | Yes |  | 2022-12-02 |  | Non-lead
037828 | 30362 FLAMINGO LN |  | Polytube | Yes |  | 2018-02-23 |  | PVC | 1988 | Yes |  | 2018-02-23 |  | Non-lead
037829 | 540 OCEAN CAY DR |  | Unknown, Non-Lead | Yes |  | 2019-05-30 |  | Unknown, Non-Lead | 1989 | Yes |  | 2019-05-30 |  | Non-lead
037830 | 43 S BOUNTY LTS 14&15 LN |  | Polytube | Yes |  | 2022-08-22 |  | PVC | 1987 | Yes |  | 2022-08-22 |  | Non-lead
037831 | 25 S BOUNTY LN |  | Unknown, Non-Lead | Yes |  | 2022-04-22 |  | Unknown, Non-Lead | 1990 | Yes |  | 2022-04-22 |  | Non-lead
037832 | 75 CENTRAL AVE |  | Unknown, Non-Lead | Yes |  | 2019-02-22 |  | PVC | 1988 | Yes |  | 2019-02-22 |  | Non-lead
037833 | 416 MAHOGANY AVE |  | Polytube | No |  |  |  | PVC | 1988 | No |  |  |  | Non-lead
037834 | 13 JANET PL |  | Polytube | Yes |  | 2023-02-02 |  | PVC | 1974 | Yes |  | 2023-02-02 |  | Non-lead
037835 | APT B REAR 15 JANET PL |  | Polytube | Yes |  | 2023-02-02 |  | PVC | 1976 | Yes |  | 2023-02-02 |  | Non-lead
037836 | 3 HARBOR ISLAND Dr |  | Unknown, Non-Lead | Yes |  | 2017-11-27 |  | PVC | 1988 | Yes |  | 2017-11-27 |  | Non-lead
037837 | L3 B8 4 SOUTH DR |  | Unknown, Non-Lead | No |  |  |  | Unknown, Non-Lead | 1998 | No |  |  |  | Non-lead
037838 | 135 MANGROVE LANE |  | Polytube | Yes |  | 2022-07-19 |  | PVC | 1979 | Yes |  | 2022-07-19 |  | Non-lead
037839 | 230 CROTON CT |  | Unknown, Non-Lead | No |  |  |  | Unknown, Non-Lead | 1990 | No |  |  |  | Non-lead
037840 | 20 SAPPHIRE DR |  | Polytube | Yes |  | 2022-11-23 |  | PVC | 1988 | Yes |  | 2022-11-23 |  | Non-lead
037841 | 27369 VINCENT LN ST |  | Unknown, Non-Lead | Yes |  | 2023-11-29 |  | Unknown, Non-Lead | 1989 | Yes |  | 2023-11-29 |  | Non-lead
037842 | 159 GULF VIEW DR |  | Unknown, Non-Lead | Yes |  | 2021-09-17 |  | Unknown, Non-Lead | 1988 | Yes |  | 2021-09-17 |  | Non-lead
037843 | 82894 OVERSEAS HWY |  | Polytube | Yes |  | 2023-07-19 |  | PVC | 1988 | Yes |  | 2023-07-19 |  | Non-lead
037844 | 554 OCEAN CAY DR |  | Unknown, Non-Lead | Yes |  | 2023-03-22 |  | Unknown, Non-Lead | 1989 | Yes |  | 2023-03-22 |  | Non-lead
037845 | 130 SEA LN |  | Unknown, Non-Lead | Yes |  | 2021-12-20 |  | Unknown, Non-Lead | 1994 | Yes |  | 2021-12-20 |  | Non-lead
037846 | 148 SECOND LN |  | Unknown, Non-Lead | Yes |  | 2021-08-02 |  | Unknown, Non-Lead | 1988 | Yes |  | 2021-08-02 |  | Non-lead
037847 | 29535 RANGER AVE |  | Polytube | Yes |  | 2022-12-01 |  | PVC | 1977 | Yes |  | 2022-12-01 |  | Non-lead
037848 | 0 SIMONTON ST |  | Unknown, Non-Lead | Yes |  | 2023-05-23 |  | Unknown, Non-Lead | 1989 | Yes |  | 2023-05-23 |  | Non-lead
037849 | 1 CALLE DOS |  | Unknown, Non-Lead | Yes |  | 2025-08-14 |  | PVC | 1988 | Yes |  | 2025-08-14 |  | Non-lead
037850 | 785 CANDICE AVE |  | Polytube | Yes |  | 2023-01-25 |  | PVC | 1981 | Yes |  | 2023-01-25 |  | Non-lead
037851 | 119 CORT LN |  | Unknown, Non-Lead | Yes |  | 2020-10-08 |  | PVC | 1988 | Yes |  | 2020-10-08 |  | Non-lead
037852 | 115 MARINA AVE |  | Unknown, Non-Lead | Yes |  | 2019-04-01 |  | PVC | 1989 | Yes |  | 2019-04-01 |  | Non-lead
037853 | 146 N SUNRISE DR |  | Unknown, Non-Lead | Yes |  | 2019-11-18 |  | Unknown, Non-Lead | 1988 | Yes |  | 2019-11-18 |  | Non-lead
037854 | 379 MAHOGANY DR |  | Unknown, Non-Lead | Yes |  | 2018-01-11 |  | PVC | 1989 | Yes |  | 2018-01-11 |  | Non-lead
037855 | 730 STATE 4-A RD |  | Unknown, Non-Lead | Yes |  | 2023-04-19 |  | Unknown, Non-Lead | 1989 | Yes |  | 2023-04-19 |  | Non-lead
037856 | 23097 SAILFISH LN |  | Polytube | Yes |  | 2024-09-03 |  | PVC | 1990 | Yes |  | 2024-09-03 |  | Non-lead
037857 | 306 JOLLY ROGER DR |  | Polytube | Yes |  | 2023-01-31 |  | PVC | 1971 | Yes |  | 2023-01-31 |  | Non-lead
037858 | L3 B6 904 ESTALL ST |  | Polytube | Yes |  | 2023-02-01 |  | PVC | 1957 | Yes |  | 2023-02-01 |  | Non-lead
037859 | 100 PRIMROSE LN |  | Unknown, Non-Lead | No |  |  |  | Unknown, Non-Lead | 1988 | No |  |  |  | Non-lead
037860 | 183 FONTAINE DR |  | Unknown, Non-Lead | Yes |  | 2022-01-18 |  | Unknown, Non-Lead | 1989 | Yes |  | 2022-01-18 |  | Non-lead
037861 | 66 MUTINY PL |  | Polytube | Yes |  | 2024-01-09 |  | PVC | 1990 | Yes |  | 2024-01-09 |  | Non-lead
037862 | 509 MARGARET ST |  | Polytube | Yes |  | 2023-02-01 |  | PVC | 1958 | Yes |  | 2023-02-01 |  | Non-lead
037863 | 134 TORTUGA LN |  | Unknown, Non-Lead | Yes |  | 2019-07-29 |  | Unknown, Non-Lead | 1990 | Yes |  | 2019-07-29 |  | Non-lead
037864 | 102 SOUTH DR |  | Unknown, Non-Lead | Yes |  | 2020-05-18 |  | PVC | 1988 | Yes |  | 2020-05-18 |  | Non-lead
037865 | 104 SOUTH DR |  | Unknown, Non-Lead | Yes |  | 2018-11-15 |  | Unknown, Non-Lead | 1988 | Yes |  | 2018-11-15 |  | Non-lead
037866 | 106 SOUTH DR |  | Unknown, Non-Lead | No |  |  |  | Unknown, Non-Lead | 1988 | No |  |  |  | Non-lead
037867 | 108 SOUTH DR |  | Unknown, Non-Lead | No |  |  |  | Unknown, Non-Lead | 1988 | No |  |  |  | Non-lead
037868 | 33 GUMBO LIMBO AVE |  | Polytube | Yes |  | 2022-07-20 |  | PVC | 1987 | Yes |  | 2022-07-20 |  | Non-lead
037869 | 318 BAYVIEW AVE |  | Unknown, Non-Lead | Yes |  | 2023-05-11 |  | Unknown, Non-Lead | 1988 | Yes |  | 2023-05-11 |  | Non-lead
037870 | 415 MAHOGANY AVE |  | Unknown, Non-Lead | No |  |  |  | Unknown, Non-Lead | 1988 | No |  |  |  | Non-lead
037871 | 543 PLANTE ST |  | Unknown, Non-Lead | Yes |  | 2023-09-12 |  | Unknown, Non-Lead | 1988 | Yes |  | 2023-09-12 |  | Non-lead
037872 | 30747 PINEWOOD LANE |  | Polytube | Yes |  | 2024-08-15 |  | PVC | 1984 | Yes |  | 2024-08-15 |  | Non-lead
037873 | 3669 BLUE LAGOON |  | Unknown, Non-Lead | No |  |  |  | Unknown, Non-Lead | 1989 | No |  |  |  | Non-lead
037874 | 32 POMPANO AVE |  | Unknown, Non-Lead | Yes |  | 2024-07-23 |  | PVC | 1988 | Yes |  | 2024-07-23 |  | Non-lead
037875 | 30 EAGLE DR |  | Unknown, Non-Lead | No |  |  |  | Unknown, Non-Lead | 1988 | No |  |  |  | Non-lead
037876 | 109 BUTTONWOOD DR |  | Unknown, Non-Lead | Yes |  | 2021-12-02 |  | Unknown, Non-Lead | 1989 | Yes |  | 2021-12-02 |  | Non-lead
037877 | 7 HARBOR DR |  | Polytube | Yes |  | 2022-10-26 |  | PVC | 1988 | Yes |  | 2022-10-26 |  | Non-lead
037878 | 118 SNAPPER CREEK DR |  | Unknown, Non-Lead | Yes |  | 2021-12-22 |  | Unknown, Non-Lead | 1988 | Yes |  | 2021-12-22 |  | Non-lead
037879 | 829 BAPTIST LN |  | Polytube | Yes |  | 2022-07-12 |  | PVC | 1923 | Yes |  | 2022-07-12 |  | Non-lead
037880 | 184 VENUS LN |  | Unknown, Non-Lead | Yes |  | 2019-09-30 |  | Unknown, Non-Lead | 1988 | Yes |  | 2019-09-30 |  | Non-lead
037881 | 21052 6TH AVE |  | Polytube | Yes |  | 2022-10-18 |  | PVC | 1989 | Yes |  | 2022-10-18 |  | Non-lead
037882 | 29666 FORRESTAL AVE |  | Unknown, Non-Lead | No |  |  |  | Unknown, Non-Lead | 1988 | No |  |  |  | Non-lead
037883 | 25012 PALM LN |  | Unknown, Non-Lead | Yes |  | 2018-04-23 |  | Unknown, Non-Lead | 1988 | Yes |  | 2018-04-23 |  | Non-lead
037884 | 711 W INDIES DR |  | Unknown | Yes |  | 2024-02-12 |  | Unknown | 1987 | Yes |  | 2024-02-12 |  | Lead Status Unknown
037885 | 29182 ORCHID LN |  | Unknown, Non-Lead | No |  |  |  | Unknown, Non-Lead | 1988 | No |  |  |  | Non-lead
037886 | 1129 GORDON DR |  | Polytube | Yes |  | 2023-01-11 |  | PVC | 1968 | Yes |  | 2023-01-11 |  | Non-lead
037887 | 850 MANOR LN |  | Unknown, Non-Lead | Yes |  | 2024-10-03 |  | PVC | 1989 | Yes |  | 2024-10-03 |  | Non-lead
037888 | 1400 MANOR LANE |  | Polytube | Yes |  | 2023-03-22 |  | PVC | 1987 | Yes |  | 2023-03-22 |  | Non-lead
037889 | 531 9TH ST |  | Polytube | Yes |  | 2022-10-22 |  | PVC | 1969 | Yes |  | 2022-10-22 |  | Non-lead
037890 | 211 DAVID LANE |  | Unknown, Non-Lead | Yes |  | 2021-03-05 |  | PVC | 1988 | Yes |  | 2021-03-05 |  | Non-lead
037891 | 1501 COPA D'ORO |  | Polytube | Yes |  | 2021-01-13 |  | PVC | 1989 | Yes |  | 2021-01-13 |  | Non-lead
037892 | 20722 2ND WEST AVE |  | Unknown, Non-Lead | Yes |  | 2019-02-22 |  | Unknown, Non-Lead | 1988 | Yes |  | 2019-02-22 |  | Non-lead
037893 | 49 BAY DR |  | Unknown, Non-Lead | Yes |  | 2019-10-04 |  | Unknown, Non-Lead | 1988 | Yes |  | 2019-10-04 |  | Non-lead
037894 | L13-14 19529 TEQUESTA ST |  | Polytube | Yes |  | 2023-01-18 |  | PVC | 1982 | Yes |  | 2023-01-18 |  | Non-lead
037895 | 29570 LUNDY LN |  | Polytube | Yes |  | 2023-05-01 |  | PVC | 1968 | Yes |  | 2023-05-01 |  | Non-lead
037896 | 19 ATLANTIC DR |  | Unknown, Non-Lead | Yes |  | 2021-11-17 |  | PVC | 1989 | Yes |  | 2021-11-17 |  | Non-lead
037897 | 10 N PELICAN DR |  | Polytube | Yes |  | 2022-09-21 |  | PVC | 1983 | Yes |  | 2022-09-21 |  | Non-lead
037898 | 371 E CARRIBEAN DR |  | Polytube | Yes |  | 2023-04-24 |  | PVC | 1983 | Yes |  | 2023-04-24 |  | Non-lead
037899 | 492 CARIBBEAN BLVD |  | Unknown, Non-Lead | No |  |  |  | Unknown, Non-Lead | 1988 | No |  |  |  | Non-lead
037900 | 492 CARIBBEAN DR |  | Unknown, Non-Lead | No |  |  |  | Unknown, Non-Lead | 2003 | No |  |  |  | Non-lead
037901 | 101499 OVERSEAS HWY |  | Unknown | Yes |  | 2024-09-19 |  | Unknown | 1987 | Yes |  | 2024-09-19 |  | Lead Status Unknown
037902 | 22940 PRIVATEER DR |  | Polytube | Yes |  | 2023-10-19 |  | PVC | 1988 | Yes |  | 2023-10-19 |  | Non-lead
037903 | 29827 TROPICAL TRADER RD |  | Polytube | Yes |  | 2023-06-21 |  | PVC | 1988 | Yes |  | 2023-06-21 |  | Non-lead
037904 | 27346 CAYMAN LANE |  | Unknown, Non-Lead | Yes |  | 2023-12-22 |  | PVC | 1988 | Yes |  | 2023-12-22 |  | Non-lead
037905 | 405 S COCONUT PALM BLVD |  | Polytube | Yes |  | 2022-06-06 |  | PVC | 1963 | Yes |  | 2022-06-06 |  | Non-lead
037906 | 423 MAHOGANY AVE |  | Polytube | Yes |  | 2021-06-04 |  | PVC | 1988 | Yes |  | 2021-06-04 |  | Non-lead
037907 | 37 GUMBO LIMBO AVE |  | Unknown, Non-Lead | Yes |  | 2018-01-12 |  | PVC | 1988 | Yes |  | 2018-01-12 |  | Non-lead
037908 | 421 MAHOGANY AVE |  | Unknown, Non-Lead | Yes |  | 2020-06-08 |  | PVC | 1988 | Yes |  | 2020-06-08 |  | Non-lead
037909 | 414 MAHOGANY DR |  | Polytube | Yes |  | 2023-04-19 |  | PVC | 1988 | Yes |  | 2023-04-19 |  | Non-lead
037910 | 1007 LOGGERHEAD LN |  | Unknown, Non-Lead | No |  |  |  | Unknown, Non-Lead | 1989 | No |  |  |  | Non-lead
037911 | 22815 CUDJOE DR |  | Unknown, Non-Lead | No |  |  |  | Unknown, Non-Lead | 1988 | No |  |  |  | Non-lead
037912 | 320 BAYVIEW DR |  | Unknown, Non-Lead | No |  |  |  | Unknown, Non-Lead | 1988 | No |  |  |  | Non-lead
037913 | 79 CENTRAL AVE |  | Unknown, Non-Lead | No |  |  |  | Unknown, Non-Lead | 1988 | No |  |  |  | Non-lead
037914 | 23 LYCALOMA AVE |  | Polytube | Yes |  | 2022-07-26 |  | PVC | 1985 | Yes |  | 2022-07-26 |  | Non-lead
037915 | 77 CENTRAL AVE |  | Polytube | Yes |  | 2024-01-03 |  | PVC | 1988 | Yes |  | 2024-01-03 |  | Non-lead
037916 | 42 GUMBO LIMBO AVE |  | Unknown, Non-Lead | No |  |  |  | Unknown, Non-Lead | 1989 | No |  |  |  | Non-lead
037917 | 22987 LONG BEN LN |  | Unknown, Non-Lead | Yes |  | 2018-05-11 |  | Unknown, Non-Lead | 1988 | Yes |  | 2018-05-11 |  | Non-lead
037918 | 76321 OVERSEAS HWY |  | Unknown, Non-Lead | Yes |  | 2018-11-30 |  | PVC | 1988 | Yes |  | 2018-11-30 |  | Non-lead
037919 | 24 DILLY TREE PARK LANE |  | Unknown, Non-Lead | Yes |  | 2020-08-27 |  | Unknown, Non-Lead | 2013 | Yes |  | 2020-08-27 |  | Non-lead
037920 | 205 CROMWELL CT |  | Polytube | Yes |  | 2022-12-20 |  | PVC | 1988 | Yes |  | 2022-12-20 |  | Non-lead
037921 | 175 KAHIKI DR |  | Unknown, Non-Lead | Yes |  | 2020-07-16 |  | PVC | 1988 | Yes |  | 2020-07-16 |  | Non-lead
037922 | 158 MARS LN |  | Unknown, Non-Lead | Yes |  | 2023-12-11 |  | Unknown, Non-Lead | 1988 | Yes |  | 2023-12-11 |  | Non-lead
037923 | 5640 LAUREL AVE |  | Polytube | Yes |  | 2023-03-08 |  | PVC | 1968 | Yes |  | 2023-03-08 |  | Non-lead
037924 | 529 PARK DR |  | Polytube | Yes |  | 2022-07-06 |  | PVC | 1972 | Yes |  | 2022-07-06 |  | Non-lead
037925 | 17294 LA BRISA LN |  | Unknown, Non-Lead | No |  |  |  | Unknown, Non-Lead | 1988 | No |  |  |  | Non-lead
037926 | 100 PALM LN |  | Unknown, Non-Lead | Yes |  | 2024-05-06 |  | Unknown, Non-Lead | 2003 | Yes |  | 2024-05-06 |  | Non-lead
037927 | 136 OCEAN SHRS DR |  | Unknown, Non-Lead | No |  |  |  | Unknown, Non-Lead | 1988 | No |  |  |  | Non-lead
037928 | 100 OCEAN DR |  | Unknown, Non-Lead | Yes |  | 2017-07-05 |  | Unknown, Non-Lead | 1988 | Yes |  | 2017-07-05 |  | Non-lead
037929 | 264 LINCOLN AVE |  | Polytube | Yes |  | 2023-07-17 |  | PVC | 1963 | Yes |  | 2023-07-17 |  | Non-lead
037930 | 50 MUTINY PL |  | Polytube | Yes |  | 2023-11-17 |  | PVC | 1996 | Yes |  | 2023-11-17 |  | Non-lead
037931 | 29433 FORRESTAL AVE |  | Unknown, Non-Lead | No |  |  |  | Unknown, Non-Lead | 1996 | No |  |  |  | Non-lead
037932 | 29158 ORCHID LANE |  | Unknown, Non-Lead | No |  |  |  | Unknown, Non-Lead | 1988 | No |  |  |  | Non-lead
037933 | 3204 EAGLE AVE |  | Unknown, Non-Lead | Yes |  | 2020-07-26 |  | Unknown, Non-Lead | 1988 | Yes |  | 2020-07-26 |  | Non-lead
037934 | 3212 EAGLE AVE |  | Unknown, Non-Lead | Yes |  | 2023-12-20 |  | Unknown, Non-Lead | 1988 | Yes |  | 2023-12-20 |  | Non-lead
037935 | 8259 OVERSEAS HWY |  | Unknown, Non-Lead | Yes |  | 2022-03-03 |  | Unknown, Non-Lead | 1989 | Yes |  | 2022-03-03 |  | Non-lead
037936 | 3626 BLUE LAGOON |  | Unknown, Non-Lead | Yes |  | 2018-11-27 |  | Unknown, Non-Lead | 1989 | Yes |  | 2018-11-27 |  | Non-lead
037937 | 359 E SEAVIEW DR |  | Unknown, Non-Lead | Yes |  | 2020-07-09 |  | PVC | 1989 | Yes |  | 2020-07-09 |  | Non-lead
037938 | GULF 11094 1ST AVE |  | Polytube | Yes |  | 2023-03-17 |  | PVC | 1972 | Yes |  | 2023-03-17 |  | Non-lead
037939 | 140 N INDIES DR |  | Polytube | Yes |  | 2022-10-22 |  | PVC | 1985 | Yes |  | 2022-10-22 |  | Non-lead
037940 | 88 COCO PLUM Dr |  | Unknown, Non-Lead | No |  |  |  | Unknown, Non-Lead | 1988 | No |  |  |  | Non-lead
037941 | 900 80TH OCEAN ST |  | Unknown, Non-Lead | Yes |  | 2023-11-20 |  | Unknown, Non-Lead | 1988 | Yes |  | 2023-11-20 |  | Non-lead
037942 | 22719 BUCCANEER LN |  | Unknown, Non-Lead | Yes |  | 2018-03-29 |  | Unknown, Non-Lead | 1988 | Yes |  | 2018-03-29 |  | Non-lead
037943 | 19 BIRCHWOOD DR |  | Copper | Yes |  | 2022-08-10 |  | PVC | 1989 | Yes |  | 2022-08-10 |  | Non-lead
037944 | 17 BIRCHWOOD DR |  | Polytube | Yes |  | 2022-09-01 |  | PVC | 1980 | Yes |  | 2022-09-01 |  | Non-lead
037945 | 409 FLEMING ST |  | Polytube | Yes |  | 2022-09-26 |  | PVC | 1938 | Yes |  | 2022-09-26 |  | Non-lead
037946 | 130 OCEAN SHRS DR |  | Unknown, Non-Lead | Yes |  | 2018-06-28 |  | Unknown, Non-Lead | 1992 | Yes |  | 2018-06-28 |  | Non-lead
037947 | 101 BAYVIEW ISLE DR |  | Polytube | Yes |  | 2022-06-15 |  | PVC | 1973 | Yes |  | 2022-06-15 |  | Non-lead
037948 | 4 SUNRISE CAY DR |  | Unknown, Non-Lead | No |  |  |  | Unknown, Non-Lead | 1989 | No |  |  |  | Non-lead
037949 | 120 GULF SIDE DR |  | Polytube | Yes |  | 2022-08-15 |  | PVC | 1989 | Yes |  | 2022-08-15 |  | Non-lead
037950 | 107 BUTTONWOOD LN |  | Unknown, Non-Lead | Yes |  | 2023-04-12 |  | Unknown, Non-Lead | 1989 | Yes |  | 2023-04-12 |  | Non-lead
037951 | 1121 WASHINGTON ST |  | Unknown, Non-Lead | Yes |  | 2021-06-15 |  | PVC | 1988 | Yes |  | 2021-06-15 |  | Non-lead
037952 | 34 CALLE UNO |  | Unknown, Non-Lead | Yes |  | 2019-03-25 |  | Unknown, Non-Lead | 1988 | Yes |  | 2019-03-25 |  | Non-lead
037953 | 35 CALLE UNO |  | Unknown, Non-Lead | Yes |  | 2019-08-21 |  | Unknown, Non-Lead | 1988 | Yes |  | 2019-08-21 |  | Non-lead
037954 | 36 CALLE UNO |  | Unknown, Non-Lead | Yes |  | 2019-08-13 |  | Unknown, Non-Lead | 1988 | Yes |  | 2019-08-13 |  | Non-lead
037955 | 154 TORTUGA LANE |  | Unknown, Non-Lead | Yes |  | 2020-08-31 |  | PVC | 1988 | Yes |  | 2020-08-31 |  | Non-lead
037956 | 107 LONG KEY LAKE DR |  | Unknown, Non-Lead | Yes |  | 2020-07-15 |  | PVC | 1989 | Yes |  | 2020-07-15 |  | Non-lead
037957 | 114 MANGROVE AVE |  | Unknown, Non-Lead | Yes |  | 2018-06-13 |  | PVC | 1989 | Yes |  | 2018-06-13 |  | Non-lead
037958 | 38 GUMBO LIMBO AVE |  | Unknown, Non-Lead | No |  |  |  | Unknown, Non-Lead | 1988 | No |  |  |  | Non-lead
037959 | 322 BAYVIEW AVE |  | Unknown | Yes |  | 2022-07-21 |  | PVC | 1987 | Yes |  | 2022-07-21 |  | Lead Status Unknown
037960 | 813 S RUBY DR |  | Polytube | Yes |  | 2023-02-02 |  | PVC | 1979 | Yes |  | 2023-02-02 |  | Non-lead
037961 | 27454 GUADALOUPE LN |  | Unknown, Non-Lead | Yes |  | 2017-12-29 |  | PVC | 1988 | Yes |  | 2017-12-29 |  | Non-lead
037962 | 16780 TAMARIND RD |  | Polytube | Yes |  | 2023-10-23 |  | PVC | 1989 | Yes |  | 2023-10-23 |  | Non-lead
037963 | 548 CROTON LN |  | Polytube | Yes |  | 2023-10-18 |  | PVC | 1984 | Yes |  | 2023-10-18 |  | Non-lead
037964 | 531 PARK DR |  | Unknown | Yes |  | 2024-01-03 |  | Unknown | 1958 | Yes |  | 2024-01-03 |  | Lead Status Unknown
037965 | 223 BRISTOL CT |  | Unknown, Non-Lead | Yes |  | 2021-02-08 |  | PVC | 1990 | Yes |  | 2021-02-08 |  | Non-lead
037966 | 402 THUMPER THOROUGHFARE |  | Polytube | Yes |  | 2023-09-11 |  | PVC | 1984 | Yes |  | 2023-09-11 |  | Non-lead
037967 | 269 CHARLEMAGNE BLVD |  | Unknown, Non-Lead | Yes |  | 2019-12-09 |  | Polytube | 1989 | Yes |  | 2019-12-09 |  | Non-lead
037968 | 104 PRIMROSE LN |  | Unknown, Non-Lead | No |  |  |  | Unknown, Non-Lead | 1989 | No |  |  |  | Non-lead
037969 | MONTESSORI CHTR 86731 OLD HWY |  | Polytube | Yes |  | 2022-06-21 |  | PVC | 1958 | Yes |  | 2022-06-21 |  | Non-lead
037970 | 20880 6TH WEST AVE |  | Polytube | Yes |  | 2023-04-28 |  | PVC | 1988 | Yes |  | 2023-04-28 |  | Non-lead
037971 | 29116 HIBISCUS LN |  | Unknown, Non-Lead | No |  |  |  | Unknown, Non-Lead | 1988 | No |  |  |  | Non-lead
037972 | 20943 7TH WEST AVE |  | Unknown, Non-Lead | Yes |  | 2021-12-29 |  | Unknown, Non-Lead | 1998 | Yes |  | 2021-12-29 |  | Non-lead
037973 | 3623 BAHAMA ST |  | Unknown, Non-Lead | Yes |  | 2023-06-21 |  | Unknown, Non-Lead | 1988 | Yes |  | 2023-06-21 |  | Non-lead
037974 | 641 CABRERA ST |  | Polytube | Yes |  | 2023-02-08 |  | PVC | 1980 | Yes |  | 2023-02-08 |  | Non-lead
037975 | 1596 BUTTONWOOD DR |  | Unknown, Non-Lead | Yes |  | 2024-08-30 |  | Unknown, Non-Lead | 1988 | Yes |  | 2024-08-30 |  | Non-lead
037976 | 29027 BIGONIA DR |  | Unknown, Non-Lead | Yes |  | 2020-04-20 |  | Unknown, Non-Lead | 1988 | Yes |  | 2020-04-20 |  | Non-lead
037977 | 121 MILANO DR |  | Unknown, Non-Lead | Yes |  | 2019-05-22 |  | PVC | 1992 | Yes |  | 2019-05-22 |  | Non-lead
037978 | 218 JASMINE ST |  | Polytube | Yes |  | 2022-06-16 |  | PVC | 1987 | Yes |  | 2022-06-16 |  | Non-lead
037979 | 239 APACHE ST |  | Unknown, Non-Lead | No |  |  |  | Unknown, Non-Lead | 1989 | No |  |  |  | Non-lead
037980 | 45 S BRIDGE LN |  | Unknown, Non-Lead | Yes |  | 2020-03-03 |  | PVC | 2012 | Yes |  | 2020-03-03 |  | Non-lead
037981 | UNIT B 25 ROSE PL |  | Polytube | Yes |  | 2023-01-13 |  | PVC | 1979 | Yes |  | 2023-01-13 |  | Non-lead
037982 | 30340 HERON LN |  | Polytube | Yes |  | 2022-11-16 |  | PVC | 1974 | Yes |  | 2022-11-16 |  | Non-lead
037983 | APT 028A 3314 NORTHSIDE DR |  | PVC | Yes |  | 2022-06-13 |  | PVC | 1985 | Yes |  | 2022-06-13 |  | Non-lead
037984 | 29020 BIGONIA DR |  | Unknown, Non-Lead | Yes |  | 2018-09-24 |  | Unknown, Non-Lead | 1989 | Yes |  | 2018-09-24 |  | Non-lead
037985 | 27265 MARIPOSA RD |  | Unknown, Non-Lead | Yes |  | 2017-07-28 |  | PVC | 2019 | Yes |  | 2017-07-28 |  | Non-lead
037986 | 22378 JOLLY ROGER DR |  | Unknown, Non-Lead | No |  |  |  | Unknown, Non-Lead | 1988 | No |  |  |  | Non-lead
037987 | 560 WEST POINT DR |  | Unknown, Non-Lead | No |  |  |  | Unknown, Non-Lead | 1988 | No |  |  |  | Non-lead
037988 | 20859 W 7TH AVE |  | Unknown, Non-Lead | Yes |  | 2024-05-29 |  | Unknown, Non-Lead | 1988 | Yes |  | 2024-05-29 |  | Non-lead
037989 | 17 EMERALD DR |  | Unknown, Non-Lead | Yes |  | 2022-05-18 |  | Unknown, Non-Lead | 1988 | Yes |  | 2022-05-18 |  | Non-lead
037990 | 1275 MANOR LANE |  | Unknown, Non-Lead | Yes |  | 2024-08-06 |  | PVC | 1988 | Yes |  | 2024-08-06 |  | Non-lead
037991 | OCEAN 201 20TH St |  | Polytube | Yes |  | 2023-08-16 |  | PVC | 1986 | Yes |  | 2023-08-16 |  | Non-lead
037992 | 436 HARBOUR DR |  | Unknown, Non-Lead | Yes |  | 2017-12-05 |  | PVC | 1989 | Yes |  | 2017-12-05 |  | Non-lead
037993 | 202 BRUCE CT |  | Unknown, Non-Lead | Yes |  | 2021-07-23 |  | PVC | 1988 | Yes |  | 2021-07-23 |  | Non-lead
037994 | 105 SAGUARO LANE |  | Unknown | Yes |  | 2024-02-26 |  | Unknown | 1979 | Yes |  | 2024-02-26 |  | Lead Status Unknown
037995 | 255 SHIPS WAY |  | Copper | No |  |  |  | Copper | 1990 | No |  |  |  | Non-lead
037996 | 27371 W INDIES DR |  | Unknown, Non-Lead | No |  |  |  | Unknown, Non-Lead | 2021 | No |  |  |  | Non-lead
037997 | 178 LONG KEY RD |  | Polytube | Yes |  | 2023-05-04 |  | PVC | 1986 | Yes |  | 2023-05-04 |  | Non-lead
037998 | 418 LAGUNA AVE |  | Polytube | Yes |  | 2024-09-20 |  | PVC | 1996 | Yes |  | 2024-09-20 |  | Non-lead
037999 | 174 PLANTATION AVE |  | Unknown, Non-Lead | Yes |  | 2021-02-10 |  | PVC | 1988 | Yes |  | 2021-02-10 |  | Non-lead
038000 | 107 HIGH ST |  | Unknown, Non-Lead | No |  |  |  | Unknown, Non-Lead | 1988 | No |  |  |  | Non-lead
038001 | 17 AQUAMARINE DR |  | Unknown, Non-Lead | Yes |  | 2021-12-02 |  | Unknown, Non-Lead | 1989 | Yes |  | 2021-12-02 |  | Non-lead
038002 | 223 SHIPS WAY |  | Polytube | Yes |  | 2022-12-05 |  | PVC | 1984 | Yes |  | 2022-12-05 |  | Non-lead
038003 | 226 BANYON LN |  | Polytube | Yes |  | 2023-02-13 |  | PVC | 1983 | Yes |  | 2023-02-13 |  | Non-lead
038004 | 148 PEACE AVE |  | Polytube | Yes |  | 2023-05-24 |  | PVC | 1988 | Yes |  | 2023-05-24 |  | Non-lead
038005 | 157 OJIBWAY AVE |  | Polytube | Yes |  | 2023-04-17 |  | PVC | 1983 | Yes |  | 2023-04-17 |  | Non-lead
038006 | 300 WOODS AVE |  | Unknown, Non-Lead | Yes |  | 2019-02-28 |  | Unknown, Non-Lead | 1988 | Yes |  | 2019-02-28 |  | Non-lead
038007 | 172 N COCONUT PALM BLVD |  | Unknown, Non-Lead | Yes |  | 2020-08-17 |  | Polytube | 1989 | Yes |  | 2020-08-17 |  | Non-lead
038008 | 29061 VIOLET DR |  | Unknown, Non-Lead | No |  |  |  | Unknown, Non-Lead | 1988 | No |  |  |  | Non-lead
038010 | WEST 20788 6TH AVE |  | Unknown, Non-Lead | No |  |  |  | Unknown, Non-Lead | 1988 | No |  |  |  | Non-lead
038011 | WEST 20842 1ST AVE |  | Unknown, Non-Lead | No |  |  |  | Unknown, Non-Lead | 1989 | No |  |  |  | Non-lead
038012 | 21055 3RD EAST AVE |  | Polytube | Yes |  | 2023-11-30 |  | PVC | 1973 | Yes |  | 2023-11-30 |  | Non-lead
038013 | 28220 COUNTY RD |  | Polytube | Yes |  | 2022-05-17 |  | PVC | 1989 | Yes |  | 2022-05-17 |  | Non-lead
038014 | 29851 JOURNEYS END RD |  | Polytube | Yes |  | 2024-04-15 |  | PVC | 1988 | Yes |  | 2024-04-15 |  | Non-lead
038015 | SLIP D05 1801 N ROOSEVELT BLVD |  | Polytube | Yes |  | 2022-07-12 |  | Polytube | 1983 | Yes |  | 2022-07-12 |  | Non-lead
038016 | 29295 CYPRESS DR |  | Unknown, Non-Lead | Yes |  | 2018-07-20 |  | PVC | 1988 | Yes |  | 2018-07-20 |  | Non-lead
038017 | L2 B20 777 LA FITTE Rd |  | Unknown, Non-Lead | Yes |  | 2021-06-14 |  | PVC | 1990 | Yes |  | 2021-06-14 |  | Non-lead
038018 | 29107 GUAVA LN |  | PVC | Yes |  | 2024-04-18 |  | Polytube | 1988 | Yes |  | 2024-04-18 |  | Non-lead
038019 | 22441 JOLLY ROGER DR |  | Unknown, Non-Lead | Yes |  | 2023-11-13 |  | Polytube | 1988 | Yes |  | 2023-11-13 |  | Non-lead
038020 | 216 LIGNUMVITAE DR |  | Unknown, Non-Lead | Yes |  | 2023-11-22 |  | Unknown, Non-Lead | 1989 | Yes |  | 2023-11-22 |  | Non-lead
038021 | 106 VALENCIA DR |  | Unknown, Non-Lead | Yes |  | 2019-10-09 |  | PVC | 1989 | Yes |  | 2019-10-09 |  | Non-lead
038022 | 98341 WINDWARD AVE |  | Copper | Yes |  | 2023-05-04 |  | Copper | 1981 | Yes |  | 2023-05-04 |  | Non-lead
038023 | 141 N SUNRISE DR |  | Polytube | Yes |  | 2022-09-12 |  | PVC | 1988 | Yes |  | 2022-09-12 |  | Non-lead
038024 | 98281 WINDWARD AVE |  | Copper | Yes |  | 2023-05-04 |  | Copper | 1981 | Yes |  | 2023-05-04 |  | Non-lead
038025 | 22975 BLUEGILL LN |  | Unknown, Non-Lead | Yes |  | 2021-10-25 |  | Unknown, Non-Lead | 1989 | Yes |  | 2021-10-25 |  | Non-lead
038026 | 3861 GILLOTT RD |  | Unknown, Non-Lead | Yes |  | 2024-03-27 |  | Unknown, Non-Lead | 1988 | Yes |  | 2024-03-27 |  | Non-lead
038028 | 98321 WINDWARD AVE |  | Copper | Yes |  | 2023-05-04 |  | Copper | 1981 | Yes |  | 2023-05-04 |  | Non-lead
038029 | UNIT 13 103200 OVERSEAS HWY |  | Polytube | Yes |  | 2023-05-04 |  | PVC | 1983 | Yes |  | 2023-05-04 |  | Non-lead
038030 | UNIT 14 103200 OVERSEAS HWY |  | Polytube | Yes |  | 2023-05-04 |  | PVC | 1983 | Yes |  | 2023-05-04 |  | Non-lead
038031 | 1101 HERON ROAD |  | Unknown, Non-Lead | Yes |  | 2023-06-07 |  | PVC | 1990 | Yes |  | 2023-06-07 |  | Non-lead
038032 | LAUNDRY 81801 OVERSEAS HWY |  | Unknown, Non-Lead | Yes |  | 2024-04-03 |  | Unknown, Non-Lead | 1988 | Yes |  | 2024-04-03 |  | Non-lead
038033 | 35 MUTINY PL |  | Unknown, Non-Lead | Yes |  | 2018-01-29 |  | PVC | 1989 | Yes |  | 2018-01-29 |  | Non-lead
038034 | 947 E 75TH OCEAN ST |  | Unknown, Non-Lead | Yes |  | 2024-06-28 |  | Unknown, Non-Lead | 1988 | Yes |  | 2024-06-28 |  | Non-lead
038035 | APT E 730 DUVAL ST |  | Polytube | Yes |  | 2022-09-26 |  | PVC | 1918 | Yes |  | 2022-09-26 |  | Non-lead
038036 | APT F 730 DUVAL ST |  | Polytube | Yes |  | 2023-10-05 |  | Copper | 1918 | Yes |  | 2023-10-05 |  | Non-lead
038037 | APT G 730 DUVAL ST |  | Polytube | Yes |  | 2022-09-26 |  | Copper | 1918 | Yes |  | 2022-09-26 |  | Non-lead
038038 | 391 10TH ST |  | Unknown, Non-Lead | Yes |  | 2023-11-22 |  | Unknown, Non-Lead | 1988 | Yes |  | 2023-11-22 |  | Non-lead
038039 | 381 10TH ST |  | Unknown, Non-Lead | Yes |  | 2022-04-01 |  | Unknown, Non-Lead | 1988 | Yes |  | 2022-04-01 |  | Non-lead
038040 | 291 5TH ST |  | Polytube | Yes |  | 2020-03-06 |  | PVC | 1988 | Yes |  | 2020-03-06 |  | Non-lead
038041 | 281 5TH ST |  | Unknown, Non-Lead | Yes |  | 2021-10-06 |  | Unknown, Non-Lead | 1988 | Yes |  | 2021-10-06 |  | Non-lead
038042 | 22644 LA FITTE RD |  | Unknown, Non-Lead | Yes |  | 2023-10-24 |  | Unknown, Non-Lead | 1988 | Yes |  | 2023-10-24 |  | Non-lead
038043 | 29185 ROSE DR |  | Polytube | Yes |  | 2023-02-21 |  | PVC | 1988 | Yes |  | 2023-02-21 |  | Non-lead
038045 | APT C 217 TELEGRAPH LN |  | Polytube | Yes |  | 2022-12-29 |  | PVC | 1943 | Yes |  | 2022-12-29 |  | Non-lead
038046 | APT D 217 TELEGRAPH LN |  | Polytube | Yes |  | 2023-12-08 |  | PVC | 1943 | Yes |  | 2023-12-08 |  | Non-lead
038047 | 105 PRIMROSE LN |  | Polytube | Yes |  | 2022-06-27 |  | PVC | 1986 | Yes |  | 2022-06-27 |  | Non-lead
038048 | 121 VILLA BELLA DR |  | Polytube | Yes |  | 2023-05-01 |  | PVC | 1997 | Yes |  | 2023-05-01 |  | Non-lead
038049 | 225 HIBISCUS ST |  | Polytube | Yes |  | 2022-06-16 |  | PVC | 1982 | Yes |  | 2022-06-16 |  | Non-lead
038050 | 813 BLUE HERON LN |  | Polytube | Yes |  | 2023-02-08 |  | PVC | 1986 | Yes |  | 2023-02-08 |  | Non-lead
038051 | 37 MUTINY PL |  | Polytube | Yes |  | 2023-01-04 |  | PVC | 1989 | Yes |  | 2023-01-04 |  | Non-lead
038052 | 186 GULFVIEW DR |  | Unknown, Non-Lead | Yes |  | 2021-03-15 |  | Unknown, Non-Lead | 1989 | Yes |  | 2021-03-15 |  | Non-lead
038053 | 29161 ALLAMANDA LN |  | Polytube | Yes |  | 2023-03-20 |  | PVC | 1989 | Yes |  | 2023-03-20 |  | Non-lead
038054 | 23 ASTER TERR |  | Polytube | Yes |  | 2022-05-05 |  | PVC | 1960 | Yes |  | 2022-05-05 |  | Non-lead
038055 | 2170 SAN REMO DR |  | Unknown, Non-Lead | Yes |  | 2024-02-02 |  | Unknown, Non-Lead | 1988 | Yes |  | 2024-02-02 |  | Non-lead
038056 | 22973 ANNE BONNY LN |  | Unknown, Non-Lead | Yes |  | 2023-06-14 |  | Unknown, Non-Lead | 1988 | Yes |  | 2023-06-14 |  | Non-lead
038057 | 22727 BLACKBEARD LANE |  | Unknown, Non-Lead | Yes |  | 2024-09-12 |  | Unknown, Non-Lead | 2007 | Yes |  | 2024-09-12 |  | Non-lead
038058 | 3694 GULFSTREAM ST |  | Unknown, Non-Lead | No |  |  |  | Unknown, Non-Lead | 1988 | No |  |  |  | Non-lead
038059 | 28553 TORTUGA RD |  | Polytube | Yes |  | 2020-07-27 |  | PVC | 1988 | Yes |  | 2020-07-27 |  | Non-lead
038060 | 27457 MARTINIQUE LN |  | Unknown, Non-Lead | No |  |  |  | Unknown, Non-Lead | 1988 | No |  |  |  | Non-lead
038061 | 2040 YELLOWTAIL DR |  | Polytube | Yes |  | 2023-05-26 |  | PVC | 1970 | Yes |  | 2023-05-26 |  | Non-lead
038063 | 2105 SOMBRERO BLVD |  | Unknown, Non-Lead | Yes |  | 2021-05-12 |  | Unknown, Non-Lead | 1998 | Yes |  | 2021-05-12 |  | Non-lead
038064 | 86 COCO PLUM DR |  | Polytube | Yes |  | 2023-03-03 |  | PVC | 1989 | Yes |  | 2023-03-03 |  | Non-lead
038065 | 4590 OVERSEAS HWY |  | Unknown | Yes |  | 2023-02-13 |  | PVC | 1981 | Yes |  | 2023-02-13 |  | Lead Status Unknown
038066 | 6 BLUEWATER DR |  | Unknown, Non-Lead | Yes |  | 2023-11-07 |  | PVC | 1988 | Yes |  | 2023-11-07 |  | Non-lead
038067 | 1060 GULF DR |  | Unknown, Non-Lead | Yes |  | 2016-12-29 |  | Unknown, Non-Lead | 1989 | Yes |  | 2016-12-29 |  | Non-lead
038068 | 233 ABERDEEN CT |  | Polytube | Yes |  | 2023-02-06 |  | PVC | 1986 | Yes |  | 2023-02-06 |  | Non-lead
038069 | 98301 WINDWARD AVE |  | Copper | Yes |  | 2024-08-14 |  | Copper | 1981 | Yes |  | 2024-08-14 |  | Non-lead
038071 | 14 PAMELA ST |  | Unknown, Non-Lead | Yes |  | 2019-04-08 |  | Unknown, Non-Lead | 1988 | Yes |  | 2019-04-08 |  | Non-lead
038072 | 118 SANDS LN |  | Unknown, Non-Lead | Yes |  | 2020-02-05 |  | Unknown, Non-Lead | 1990 | Yes |  | 2020-02-05 |  | Non-lead
038073 | 1388 AVE B |  | Unknown, Non-Lead | Yes |  | 2024-03-07 |  | No Piping |  | Yes |  | 2024-03-07 |  | Non-lead
038074 | 62 SEAGATE BLVD |  | Polytube | Yes |  | 2022-05-13 |  | PVC | 1958 | Yes |  | 2022-05-13 |  | Non-lead
038075 | 3762 PARK AVE |  | Unknown, Non-Lead | Yes |  | 2018-04-27 |  | PVC | 1988 | Yes |  | 2018-04-27 |  | Non-lead
038076 | 3962 GORDON RD |  | Polytube | Yes |  | 2022-08-15 |  | PVC | 1989 | Yes |  | 2022-08-15 |  | Non-lead
038077 | 19616 CANAL DR |  | Unknown, Non-Lead | Yes |  | 2024-09-03 |  | Unknown, Non-Lead | 1988 | Yes |  | 2024-09-03 |  | Non-lead
038078 | 17174 W BUTTONWOOD DR |  | Unknown, Non-Lead | Yes |  | 2018-10-26 |  | Unknown, Non-Lead | 1988 | Yes |  | 2018-10-26 |  | Non-lead
038079 | 617 SOMBRERO BEACH Rd |  | Unknown, Non-Lead | Yes |  | 2024-06-06 |  | Unknown, Non-Lead | 1991 | Yes |  | 2024-06-06 |  | Non-lead
038080 | 261 12TH ST |  | Unknown, Non-Lead | Yes |  | 2021-09-27 |  | Unknown, Non-Lead | 1991 | Yes |  | 2021-09-27 |  | Non-lead
038081 | 107 JAMAICA ST |  | Polytube | Yes |  | 2023-02-06 |  | PVC | 2019 | Yes |  | 2023-02-06 |  | Non-lead
038082 | 221 S ANGLERS DR |  | Unknown, Non-Lead | No |  |  |  | Unknown, Non-Lead | 2005 | No |  |  |  | Non-lead
038083 | 505 CORTE DEL BRISA |  | Unknown, Non-Lead | Yes |  | 2020-05-06 |  | Unknown, Non-Lead | 2020 | Yes |  | 2020-05-06 |  | Non-lead
038084 | 3220 EAGLE AVE |  | Unknown, Non-Lead | Yes |  | 2024-06-11 |  | Unknown, Non-Lead | 1988 | Yes |  | 2024-06-11 |  | Non-lead
038085 | 3222 EAGLE AVE |  | Unknown, Non-Lead | Yes |  | 2020-04-07 |  | Unknown, Non-Lead | 1988 | Yes |  | 2020-04-07 |  | Non-lead
038086 | 3224 EAGLE AVE |  | Unknown, Non-Lead | Yes |  | 2017-07-17 |  | Unknown, Non-Lead | 1988 | Yes |  | 2017-07-17 |  | Non-lead
038087 | 3226 EAGLE AVE |  | Unknown, Non-Lead | Yes |  | 2021-12-20 |  | Unknown, Non-Lead | 1988 | Yes |  | 2021-12-20 |  | Non-lead
038088 | 3228 EAGLE AVE |  | Unknown, Non-Lead | Yes |  | 2024-03-18 |  | Unknown, Non-Lead | 1988 | Yes |  | 2024-03-18 |  | Non-lead
038089 | 3230 EAGLE AVE |  | Unknown, Non-Lead | Yes |  | 2018-04-30 |  | Unknown, Non-Lead | 1988 | Yes |  | 2018-04-30 |  | Non-lead
038090 | 17260 OLEANDER LN |  | Polytube | Yes |  | 2023-05-04 |  | PVC | 1986 | Yes |  | 2023-05-04 |  | Non-lead
038091 | 419 CACTUS DR |  | Polytube | Yes |  | 2022-05-09 |  | PVC | 1977 | Yes |  | 2022-05-09 |  | Non-lead
038092 | UNIT R02 1075 DUVAL ST |  | PVC | Yes |  | 2022-09-26 |  | PVC | 1987 | Yes |  | 2022-09-26 |  | Non-lead
038093 | UNIT R04 1075 DUVAL ST |  | PVC | Yes |  | 2022-09-26 |  | PVC | 1987 | Yes |  | 2022-09-26 |  | Non-lead
038094 | UNIT R08 1075 DUVAL ST |  | PVC | Yes |  | 2022-06-07 |  | PVC | 1987 | Yes |  | 2022-06-07 |  | Non-lead
038095 | STORE C10 1075 DUVAL ST |  | PVC | Yes |  | 2022-10-13 |  | PVC | 1987 | Yes |  | 2022-10-13 |  | Non-lead
038096 | STORE C09 1075 DUVAL ST |  | PVC | Yes |  | 2023-05-08 |  | PVC | 1987 | Yes |  | 2023-05-08 |  | Non-lead
038097 | STORE C13 1075 DUVAL ST |  | PVC | Yes |  | 2022-09-26 |  | PVC | 1987 | Yes |  | 2022-09-26 |  | Non-lead
038098 | STORE C14 1075 DUVAL ST |  | Polytube | Yes |  | 2022-09-26 |  | PVC | 1987 | Yes |  | 2022-09-26 |  | Non-lead
038099 | UNIT R07 1075 DUVAL ST |  | PVC | Yes |  | 2022-09-26 |  | PVC | 1987 | Yes |  | 2022-09-26 |  | Non-lead
038100 | STORE C11 1075 DUVAL ST |  | PVC | Yes |  | 2022-09-26 |  | PVC | 1987 | Yes |  | 2022-09-26 |  | Non-lead
038102 | STORE C12 1075 DUVAL ST |  | PVC | Yes |  | 2022-09-26 |  | PVC | 1987 | Yes |  | 2022-09-26 |  | Non-lead
038103 | UNIT R01 1075 DUVAL ST |  | PVC | Yes |  | 2022-09-26 |  | PVC | 1987 | Yes |  | 2022-09-26 |  | Non-lead
038104 | UNIT R03 1075 DUVAL ST |  | PVC | Yes |  | 2022-09-26 |  | PVC | 1987 | Yes |  | 2022-09-26 |  | Non-lead
038105 | UNIT R06 1075 DUVAL ST |  | PVC | Yes |  | 2022-09-26 |  | PVC | 1987 | Yes |  | 2022-09-26 |  | Non-lead
038106 | UNIT R05 1075 DUVAL ST |  | PVC | Yes |  | 2022-09-26 |  | PVC | 1987 | Yes |  | 2022-09-26 |  | Non-lead
038107 | STORE C07/08 1075 DUVAL ST |  | Polytube | Yes |  | 2022-09-26 |  | PVC | 1987 | Yes |  | 2022-09-26 |  | Non-lead
038108 | 29117 ASTER LANE |  | Unknown, Non-Lead | Yes |  | 2023-07-19 |  | Unknown, Non-Lead | 2008 | Yes |  | 2023-07-19 |  | Non-lead
038109 | 30474 HAWK LN |  | Polytube | Yes |  | 2019-03-07 |  | PVC | 1989 | Yes |  | 2019-03-07 |  | Non-lead
038110 | 103 SHORE DR |  | Polytube | Yes |  | 2022-08-15 |  | PVC | 1989 | Yes |  | 2022-08-15 |  | Non-lead
038111 | 28564 TORTUGA RD |  | Polytube | Yes |  | 2023-04-25 |  | PVC | 1988 | Yes |  | 2023-04-25 |  | Non-lead
038112 | 214 BURGUNDY DR |  | Polytube | Yes |  | 2023-02-09 |  | PVC | 1980 | Yes |  | 2023-02-09 |  | Non-lead
038113 | 241 2ND RD |  | Polytube | Yes |  | 2022-10-27 |  | PVC | 1958 | Yes |  | 2022-10-27 |  | Non-lead
038114 | 24 ANGELFISH CAY DR |  | Unknown, Non-Lead | No |  |  |  | Unknown, Non-Lead | 1990 | No |  |  |  | Non-lead
038115 | 98261 WINDWARD BLDG H AVE |  | Copper | Yes |  | 2024-07-17 |  | Copper | 1981 | Yes |  | 2024-07-17 |  | Non-lead
038116 | 98361 WINDWARD AVE |  | Copper | Yes |  | 2022-09-13 |  | Copper | 1981 | Yes |  | 2022-09-13 |  | Non-lead
038117 | 20880 7TH WEST AVE |  | Unknown, Non-Lead | Yes |  | 2022-05-05 |  | Unknown, Non-Lead | 1988 | Yes |  | 2022-05-05 |  | Non-lead
038118 | 408 SAWYER DR |  | Unknown, Non-Lead | No |  |  |  | Unknown, Non-Lead | 1989 | No |  |  |  | Non-lead
038119 | 3697 FOX ST |  | Unknown, Non-Lead | Yes |  | 2019-11-20 |  | Unknown, Non-Lead | 1988 | Yes |  | 2019-11-20 |  | Non-lead
038120 | 1041 SUGARLOAF BLVD |  | Unknown, Non-Lead | Yes |  | 2024-06-11 |  | Unknown, Non-Lead | 1988 | Yes |  | 2024-06-11 |  | Non-lead
038121 | L10 B5 21042 1ST AVENUE EAST |  | Unknown, Non-Lead | No |  |  |  | Unknown, Non-Lead | 1989 | No |  |  |  | Non-lead
038122 | 135 TORTUGA LANE |  | Unknown, Non-Lead | No |  |  |  | Unknown, Non-Lead | 1988 | No |  |  |  | Non-lead
038123 | 9 DRIFTWOOD DR |  | Unknown, Non-Lead | Yes |  | 2024-06-03 |  | Unknown, Non-Lead | 1989 | Yes |  | 2024-06-03 |  | Non-lead
038124 | 1981 SUGARLOAF BLVD |  | Unknown, Non-Lead | Yes |  | 2024-06-11 |  | Unknown, Non-Lead | 1988 | Yes |  | 2024-06-11 |  | Non-lead
038125 | 1939 CORAL WAY |  | Unknown, Non-Lead | Yes |  | 2021-09-20 |  | Unknown, Non-Lead | 1989 | Yes |  | 2021-09-20 |  | Non-lead
038126 | 6405 6TH ST |  | Polytube | Yes |  | 2024-06-28 |  | PVC | 1963 | Yes |  | 2024-06-28 |  | Non-lead
038127 | 361 MAHOGANY DR |  | Unknown, Non-Lead | Yes |  | 2022-03-28 |  | Unknown, Non-Lead | 1989 | Yes |  | 2022-03-28 |  | Non-lead
038128 | 88707 OLD HWY |  | Unknown, Non-Lead | Yes |  | 2024-05-09 |  | Unknown, Non-Lead | 1989 | Yes |  | 2024-05-09 |  | Non-lead
038129 | 88693 OLD L14 B1 RD |  | Unknown, Non-Lead | Yes |  | 2020-07-22 |  | Unknown, Non-Lead | 1989 | Yes |  | 2020-07-22 |  | Non-lead
038130 | 98282 WINDWARD AVE |  | Copper | Yes |  | 2023-05-04 |  | Copper | 1981 | Yes |  | 2023-05-04 |  | Non-lead
038131 | 164 OCEAN DR |  | Unknown, Non-Lead | Yes |  | 2024-09-13 |  | Unknown, Non-Lead | 1989 | Yes |  | 2024-09-13 |  | Non-lead
038132 | 3954 GORDON RD |  | Unknown, Non-Lead | Yes |  | 2021-01-27 |  | Unknown, Non-Lead | 1988 | Yes |  | 2021-01-27 |  | Non-lead
038133 | 20950 OVERSEAS HWY |  | Unknown, Non-Lead | Yes |  | 2019-02-01 |  | Unknown, Non-Lead | 1989 | Yes |  | 2019-02-01 |  | Non-lead
038134 | 19549 TEQUESTA ST |  | Unknown, Non-Lead | Yes |  | 2020-02-07 |  | Unknown, Non-Lead | 1988 | Yes |  | 2020-02-07 |  | Non-lead
038135 | 134 CUTLASS LN |  | Unknown, Non-Lead | Yes |  | 2021-10-31 |  | Unknown, Non-Lead | 1990 | Yes |  | 2021-10-31 |  | Non-lead
038136 | LOT 001 94825 OVERSEAS HWY |  | Unknown, Non-Lead | Yes |  | 2024-04-03 |  | Unknown, Non-Lead | 2018 | Yes |  | 2024-04-03 |  | Non-lead
038137 | LOT 002 94825 OVERSEAS HWY |  | Unknown, Non-Lead | Yes |  | 2021-12-29 |  | Unknown, Non-Lead | 2018 | Yes |  | 2021-12-29 |  | Non-lead
038138 | LOT 003 94825 OVERSEAS HWY |  | Polytube | Yes |  | 2024-04-03 |  | Polytube | 2018 | Yes |  | 2024-04-03 |  | Non-Lead
038139 | LOT 004 94825 OVERSEAS HWY |  | Polytube | Yes |  | 2024-04-03 |  | None | 2018 | Yes |  | 2024-04-03 |  | Non-lead
038140 | LOT 005 94825 OVERSEAS HWY |  | Polytube | Yes |  | 2020-11-30 |  | Unknown, Non-Lead | 2018 | Yes |  | 2020-11-30 |  | Non-lead
038141 | LOT 006 94825 OVERSEAS HWY |  | Unknown, Non-Lead | Yes |  | 2018-08-10 |  | Unknown, Non-Lead | 2018 | Yes |  | 2018-08-10 |  | Non-lead
038142 | LOT 007 94825 OVERSEAS HWY |  | Unknown, Non-Lead | Yes |  | 2024-04-03 |  | Unknown, Non-Lead | 2018 | Yes |  | 2024-04-03 |  | Non-lead
038143 | LOT 008 94825 OVERSEAS HWY |  | Unknown, Non-Lead | Yes |  | 2020-07-02 |  | Unknown, Non-Lead | 2018 | Yes |  | 2020-07-02 |  | Non-lead
038144 | LOT 009 94825 OVERSEAS HWY |  | Unknown, Non-Lead | Yes |  | 2018-05-31 |  | Unknown, Non-Lead | 2018 | Yes |  | 2018-05-31 |  | Non-lead
038146 | LOT 011 94825 OVERSEAS HWY |  | Unknown, Non-Lead | Yes |  | 2020-08-04 |  | Unknown, Non-Lead | 2018 | Yes |  | 2020-08-04 |  | Non-lead
038147 | LOT 012 94825 OVERSEAS HWY |  | Unknown, Non-Lead | Yes |  | 2024-02-28 |  | Unknown, Non-Lead | 2018 | Yes |  | 2024-02-28 |  | Non-lead
038148 | LOT 013 94825 OVERSEAS HWY |  | Unknown, Non-Lead | Yes |  | 2024-02-28 |  | Unknown, Non-Lead | 2018 | Yes |  | 2024-02-28 |  | Non-lead
038149 | LOT 014 94825 OVERSEAS HWY |  | Unknown, Non-Lead | Yes |  | 2024-04-03 |  | Unknown, Non-Lead | 2018 | Yes |  | 2024-04-03 |  | Non-lead
038150 | LOT 015 94825 OVERSEAS HWY |  | Polytube | Yes |  | 2023-10-18 |  | PVC | 2018 | Yes |  | 2023-10-18 |  | Non-lead
038151 | LOT 016 94825 OVERSEAS HWY |  | Unknown, Non-Lead | No |  |  |  | Unknown, Non-Lead | 2018 | No |  |  |  | Non-lead
038152 | 17 94825 OVERSEAS Hwy |  | Unknown, Non-Lead | Yes |  | 2022-01-27 |  | Unknown, Non-Lead | 2018 | Yes |  | 2022-01-27 |  | Non-lead
038153 | 018 94825 OVERSEAS HWY |  | Polytube | Yes |  | 2023-08-28 |  | Copper | 2018 | Yes |  | 2023-08-28 |  | Non-lead
038154 | LOT 019 94825 OVERSEAS HWY |  | Unknown, Non-Lead | Yes |  | 2024-04-03 |  | Unknown, Non-Lead | 2018 | Yes |  | 2024-04-03 |  | Non-lead
038155 | 20 94825 OVERSEAS Hwy |  | Unknown, Non-Lead | Yes |  | 2021-06-30 |  | Unknown, Non-Lead | 2018 | Yes |  | 2021-06-30 |  | Non-lead
038156 | LOT 021 94825 OVERSEAS HWY |  | Unknown, Non-Lead | Yes |  | 2024-04-03 |  | Unknown, Non-Lead | 2018 | Yes |  | 2024-04-03 |  | Non-lead
038157 | LOT 022 94825 OVERSEAS HWY |  | Unknown, Non-Lead | Yes |  | 2018-06-18 |  | Unknown, Non-Lead | 2018 | Yes |  | 2018-06-18 |  | Non-lead
038158 | LOT 023 94825 OVERSEAS HWY |  | Unknown, Non-Lead | No |  |  |  | Unknown, Non-Lead | 2018 | No |  |  |  | Non-lead
038159 | LOT 024 94825 OVERSEAS HWY |  | Unknown, Non-Lead | Yes |  | 2021-08-23 |  | Unknown, Non-Lead | 2018 | Yes |  | 2021-08-23 |  | Non-lead
038160 | LOT 025 94825 OVERSEAS HWY |  | Unknown, Non-Lead | Yes |  | 2019-07-05 |  | Unknown, Non-Lead | 2018 | Yes |  | 2019-07-05 |  | Non-lead
038162 | LOT 027 94825 OVERSEAS HWY |  | Unknown, Non-Lead | Yes |  | 2024-02-28 |  | Unknown, Non-Lead | 2018 | Yes |  | 2024-02-28 |  | Non-lead
038163 | LOT 028 94825 OVERSEAS HWY |  | Unknown, Non-Lead | Yes |  | 2020-10-31 |  | Unknown, Non-Lead | 2018 | Yes |  | 2020-10-31 |  | Non-lead
038164 | LOT 029 94825 OVERSEAS HWY |  | Polytube | Yes |  | 2023-09-21 |  | PVC | 2018 | Yes |  | 2023-09-21 |  | Non-lead
038165 | LOT 030 94825 OVERSEAS HWY |  | Unknown, Non-Lead | Yes |  | 2024-04-03 |  | Unknown, Non-Lead | 2018 | Yes |  | 2024-04-03 |  | Non-lead
038166 | LOT 031 94825 OVERSEAS HWY |  | Unknown, Non-Lead | Yes |  | 2023-12-27 |  | Unknown, Non-Lead | 2018 | Yes |  | 2023-12-27 |  | Non-lead
038167 | LOT 032 94825 OVERSEAS HWY |  | Unknown, Non-Lead | Yes |  | 2017-10-30 |  | PVC | 2018 | Yes |  | 2017-10-30 |  | Non-lead
038168 | LOT 033 94825 OVERSEAS HWY |  | Polytube | Yes |  | 2022-08-24 |  | PVC | 2018 | Yes |  | 2022-08-24 |  | Non-lead
038169 | LOT 034 94825 OVERSEAS HWY |  | Polytube | Yes |  | 2022-06-30 |  | PVC | 2018 | Yes |  | 2022-06-30 |  | Non-lead
038170 | LOT 035 94825 OVERSEAS HWY |  | Unknown, Non-Lead | Yes |  | 2024-04-03 |  | Unknown, Non-Lead | 2018 | Yes |  | 2024-04-03 |  | Non-lead
038171 | LOT 036 94825 OVERSEAS HWY |  | Unknown, Non-Lead | Yes |  | 2022-08-08 |  | Unknown, Non-Lead | 2018 | Yes |  | 2022-08-08 |  | Non-lead
038172 | LOT 037 94825 OVERSEAS HWY |  | Unknown, Non-Lead | Yes |  | 2022-01-28 |  | Unknown, Non-Lead | 2018 | Yes |  | 2022-01-28 |  | Non-lead
038173 | LOT 038 94825 OVERSEAS HWY |  | Unknown, Non-Lead | Yes |  | 2019-03-26 |  | Unknown, Non-Lead | 2018 | Yes |  | 2019-03-26 |  | Non-lead
038174 | LOT 039 94825 OVERSEAS HWY |  | Unknown, Non-Lead | Yes |  | 2021-08-25 |  | Unknown, Non-Lead | 2018 | Yes |  | 2021-08-25 |  | Non-lead
038175 | LOT 040 94825 OVERSEAS HWY |  | Unknown, Non-Lead | Yes |  | 2022-04-27 |  | Unknown, Non-Lead | 2018 | Yes |  | 2022-04-27 |  | Non-lead
038176 | LOT 041 94825 OVERSEAS HWY |  | Unknown, Non-Lead | Yes |  | 2022-01-27 |  | Unknown, Non-Lead | 2018 | Yes |  | 2022-01-27 |  | Non-lead
038177 | LOT 042 94825 OVERSEAS HWY |  | Unknown, Non-Lead | No |  |  |  | Unknown, Non-Lead | 2018 | No |  |  |  | Non-lead
038178 | LOT 043 94825 OVERSEAS HWY |  | Unknown, Non-Lead | No |  |  |  | Unknown, Non-Lead | 2018 | No |  |  |  | Non-lead
038179 | LOT 044 94825 OVERSEAS HWY |  | Polytube | Yes |  | 2024-04-03 |  | Unknown, Non-Lead | 2018 | Yes |  | 2024-04-03 |  | Non-lead
038180 | LOT 045 94825 OVERSEAS HWY |  | Unknown, Non-Lead | Yes |  | 2021-09-16 |  | Unknown, Non-Lead | 2018 | Yes |  | 2021-09-16 |  | Non-lead
038181 | LOT 046 94825 OVERSEAS HWY |  | Unknown, Non-Lead | Yes |  | 2020-03-23 |  | Unknown, Non-Lead | 2018 | Yes |  | 2020-03-23 |  | Non-lead
038182 | LOT 047 94825 OVERSEAS HWY |  | Unknown, Non-Lead | Yes |  | 2022-04-27 |  | Unknown, Non-Lead | 2018 | Yes |  | 2022-04-27 |  | Non-lead
038183 | LOT 048 94825 OVERSEAS HWY |  | Unknown, Non-Lead | Yes |  | 2024-01-24 |  | Unknown, Non-Lead | 2018 | Yes |  | 2024-01-24 |  | Non-lead
038184 | LOT 049 94825 OVERSEAS HWY |  | Polytube | Yes |  | 2024-02-28 |  | PVC | 2018 | Yes |  | 2024-02-28 |  | Non-lead
038185 | LOT 050 94825 OVERSEAS HWY |  | Unknown, Non-Lead | Yes |  | 2024-02-28 |  | Unknown, Non-Lead | 2018 | Yes |  | 2024-02-28 |  | Non-lead
038186 | LOT 051 94825 OVERSEAS HWY |  | Polytube | Yes |  | 2022-05-27 |  | Copper | 2018 | Yes |  | 2022-05-27 |  | Non-lead
038187 | LOT 052 94825 OVERSEAS HWY |  | Unknown, Non-Lead | Yes |  | 2022-01-27 |  | PVC | 2018 | Yes |  | 2022-01-27 |  | Non-lead
038188 | LOT 053 94825 OVERSEAS HWY |  | Polytube | Yes |  | 2022-01-27 |  | Unknown, Non-Lead | 2018 | Yes |  | 2022-01-27 |  | Non-lead
038189 | LOT 054 94825 OVERSEAS HWY |  | Polytube | Yes |  | 2022-01-27 |  | Unknown, Non-Lead | 2018 | Yes |  | 2022-01-27 |  | Non-lead
038190 | LOT 055 94825 OVERSEAS HWY |  | Polytube | Yes |  | 2024-04-03 |  | Polytube | 2018 | Yes |  | 2024-04-03 |  | Non-Lead
038191 | LOT 056 94825 OVERSEAS HWY |  | Unknown, Non-Lead | Yes |  | 2024-04-03 |  | PVC | 2018 | Yes |  | 2024-04-03 |  | Non-lead
038192 | LOT 057 94825 OVERSEAS HWY |  | Unknown, Non-Lead | No |  |  |  | Unknown, Non-Lead | 2018 | No |  |  |  | Non-lead
038193 | LOT 058 94825 OVERSEAS HWY |  | Unknown, Non-Lead | Yes |  | 2020-09-17 |  | Unknown, Non-Lead | 2018 | Yes |  | 2020-09-17 |  | Non-lead
038194 | LOT 059 94825 OVERSEAS HWY |  | Unknown, Non-Lead | Yes |  | 2022-10-11 |  | Unknown, Non-Lead | 2018 | Yes |  | 2022-10-11 |  | Non-lead
038195 | LOT 060 94825 OVERSEAS HWY |  | Unknown, Non-Lead | No |  |  |  | Unknown, Non-Lead | 2018 | No |  |  |  | Non-lead
038196 | LOT 061 94825 OVERSEAS HWY |  | Polytube | Yes |  | 2021-10-13 |  | PVC | 2018 | Yes |  | 2021-10-13 |  | Non-lead
038197 | LOT 062 94825 OVERSEAS HWY |  | Unknown, Non-Lead | No |  |  |  | PVC | 2018 | No |  |  |  | Non-lead
038198 | LOT 063 94825 OVERSEAS HWY |  | Unknown, Non-Lead | Yes |  | 2019-11-25 |  | Polytube | 2018 | Yes |  | 2019-11-25 |  | Non-lead
038199 | LOT 064 94825 OVERSEAS HWY |  | Unknown, Non-Lead | Yes |  | 2024-04-03 |  | Unknown, Non-Lead | 2018 | Yes |  | 2024-04-03 |  | Non-lead
038200 | LOT 065 94825 OVERSEAS HWY |  | Polytube | Yes |  | 2024-09-16 |  | PVC | 2018 | Yes |  | 2024-09-16 |  | Non-lead
038201 | LOT 066 94825 OVERSEAS HWY |  | Unknown, Non-Lead | Yes |  | 2020-09-02 |  | Unknown, Non-Lead | 2018 | Yes |  | 2020-09-02 |  | Non-lead
038203 | LOT 068 94825 OVERSEAS HWY |  | Polytube | Yes |  | 2024-04-03 |  | Unknown, Non-Lead | 2018 | Yes |  | 2024-04-03 |  | Non-lead
038204 | LOT 069 94825 OVERSEAS HWY |  | Unknown, Non-Lead | Yes |  | 2020-12-03 |  | Unknown, Non-Lead | 2018 | Yes |  | 2020-12-03 |  | Non-lead
038205 | LOT 070 94825 OVERSEAS HWY |  | Polytube | Yes |  | 2024-04-03 |  | Unknown, Non-Lead | 2018 | Yes |  | 2024-04-03 |  | Non-lead
038206 | LOT 071 94825 OVERSEAS HWY |  | Polytube | Yes |  | 2024-03-27 |  | PVC | 2018 | Yes |  | 2024-03-27 |  | Non-lead
038207 | LOT 072 94825 OVERSEAS HWY |  | Unknown, Non-Lead | Yes |  | 2019-12-26 |  | Unknown, Non-Lead | 2018 | Yes |  | 2019-12-26 |  | Non-lead
038208 | LOT 073 94825 OVERSEAS HWY |  | Unknown, Non-Lead | Yes |  | 2022-09-09 |  | Unknown, Non-Lead | 2018 | Yes |  | 2022-09-09 |  | Non-lead
038209 | LOT 074 94825 OVERSEAS HWY |  | Unknown, Non-Lead | Yes |  | 2020-06-25 |  | PVC | 2018 | Yes |  | 2020-06-25 |  | Non-lead
038210 | LOT 075 94825 OVERSEAS HWY |  | Unknown, Non-Lead | Yes |  | 2024-02-28 |  | Unknown, Non-Lead | 2018 | Yes |  | 2024-02-28 |  | Non-lead
038211 | LOT 076 94825 OVERSEAS HWY |  | Unknown, Non-Lead | Yes |  | 2024-04-03 |  | Unknown, Non-Lead | 2018 | Yes |  | 2024-04-03 |  | Non-lead
038212 | LOT 077 94825 OVERSEAS HWY |  | Polytube | Yes |  | 2023-01-24 |  | PVC | 2018 | Yes |  | 2023-01-24 |  | Non-lead
038213 | LOT 078 94825 OVERSEAS HWY |  | Polytube | Yes |  | 2023-01-19 |  | Polytube | 2018 | Yes |  | 2023-01-19 |  | Non-Lead
038214 | LOT 079 94825 OVERSEAS HWY |  | Unknown, Non-Lead | Yes |  | 2024-04-03 |  | Unknown, Non-Lead | 2018 | Yes |  | 2024-04-03 |  | Non-lead
038215 | 80 94825 OVERSEAS Hwy |  | Unknown, Non-Lead | Yes |  | 2024-02-28 |  | Unknown, Non-Lead | 2018 | Yes |  | 2024-02-28 |  | Non-lead
038216 | LOT 081 94825 OVERSEAS HWY |  | Polytube | Yes |  | 2023-05-31 |  | Polytube | 2018 | Yes |  | 2023-05-31 |  | Non-Lead
038217 | LOT 082 94825 OVERSEAS HWY |  | Unknown, Non-Lead | Yes |  | 2024-02-28 |  | Unknown, Non-Lead | 2018 | Yes |  | 2024-02-28 |  | Non-lead
038218 | LOT 083 94825 OVERSEAS HWY |  | Unknown, Non-Lead | Yes |  | 2021-08-31 |  | Unknown, Non-Lead | 2018 | Yes |  | 2021-08-31 |  | Non-lead
038219 | LOT 084 94825 OVERSEAS HWY |  | Polytube | Yes |  | 2022-06-28 |  | Copper | 2018 | Yes |  | 2022-06-28 |  | Non-lead
038220 | 85 94825 OVERSEAS Hwy |  | Unknown, Non-Lead | Yes |  | 2024-04-03 |  | Unknown, Non-Lead | 2018 | Yes |  | 2024-04-03 |  | Non-lead
038221 | LOT 086 94825 OVERSEAS HWY |  | Unknown, Non-Lead | Yes |  | 2021-10-05 |  | Unknown, Non-Lead | 2018 | Yes |  | 2021-10-05 |  | Non-lead
038222 | LOT 087 94825 OVERSEAS HWY |  | Polytube | Yes |  | 2024-04-03 |  | Unknown, Non-Lead | 2018 | Yes |  | 2024-04-03 |  | Non-lead
038223 | LOT 088 94825 OVERSEAS HWY |  | Unknown, Non-Lead | Yes |  | 2024-02-27 |  | Unknown, Non-Lead | 2018 | Yes |  | 2024-02-27 |  | Non-lead
038224 | LOT 089 94825 OVERSEAS HWY |  | Unknown, Non-Lead | Yes |  | 2021-11-17 |  | Unknown, Non-Lead | 2018 | Yes |  | 2021-11-17 |  | Non-lead
038225 | LOT 090 94825 OVERSEAS HWY |  | Unknown, Non-Lead | Yes |  | 2024-02-28 |  | Unknown, Non-Lead | 2018 | Yes |  | 2024-02-28 |  | Non-lead
038226 | LOT 091 94825 OVERSEAS HWY |  | Polytube | Yes |  | 2022-06-27 |  | PVC | 2018 | Yes |  | 2022-06-27 |  | Non-lead
038227 | LOT 092 94825 OVERSEAS HWY |  | Unknown, Non-Lead | Yes |  | 2020-10-30 |  | Unknown, Non-Lead | 2018 | Yes |  | 2020-10-30 |  | Non-lead
038228 | LOT 093 94825 OVERSEAS HWY |  | Unknown, Non-Lead | Yes |  | 2023-12-27 |  | Unknown, Non-Lead | 2018 | Yes |  | 2023-12-27 |  | Non-lead
038229 | LOT 094 94825 OVERSEAS HWY |  | Unknown, Non-Lead | Yes |  | 2022-01-27 |  | Unknown, Non-Lead | 2018 | Yes |  | 2022-01-27 |  | Non-lead
038230 | LOT 095 94825 OVERSEAS HWY |  | Unknown, Non-Lead | Yes |  | 2016-12-30 |  | Unknown, Non-Lead | 2018 | Yes |  | 2016-12-30 |  | Non-lead
038231 | 96 94825 OVERSEAS Hwy |  | Unknown, Non-Lead | Yes |  | 2020-09-10 |  | Unknown, Non-Lead | 2018 | Yes |  | 2020-09-10 |  | Non-lead
038232 | LOT 097 94825 OVERSEAS HWY |  | Unknown, Non-Lead | Yes |  | 2024-06-26 |  | Unknown, Non-Lead | 2018 | Yes |  | 2024-06-26 |  | Non-lead
038233 | LOT 098 94825 OVERSEAS HWY |  | Unknown, Non-Lead | Yes |  | 2023-01-19 |  | Unknown, Non-Lead | 2018 | Yes |  | 2023-01-19 |  | Non-lead
038234 | LOT 099 94825 OVERSEAS HWY |  | Polytube | Yes |  | 2022-01-27 |  | Unknown, Non-Lead | 2018 | Yes |  | 2022-01-27 |  | Non-lead
038235 | LOT 100 94825 OVERSEAS HWY |  | Unknown, Non-Lead | Yes |  | 2022-02-18 |  | Unknown, Non-Lead | 2018 | Yes |  | 2022-02-18 |  | Non-lead
038236 | LOT 101 94825 OVERSEAS HWY |  | Unknown, Non-Lead | No |  |  |  | Unknown, Non-Lead | 2018 | No |  |  |  | Non-lead
038237 | LOT 102 94825 OVERSEAS HWY |  | Polytube | Yes |  | 2024-02-28 |  | Polytube | 2018 | Yes |  | 2024-02-28 |  | Non-Lead
038238 | LOT 103 94825 OVERSEAS HWY |  | Unknown, Non-Lead | Yes |  | 2023-12-27 |  | Unknown, Non-Lead | 2018 | Yes |  | 2023-12-27 |  | Non-lead
038239 | LOT 104 94825 OVERSEAS HWY |  | Unknown, Non-Lead | Yes |  | 2024-03-29 |  | Unknown, Non-Lead | 2018 | Yes |  | 2024-03-29 |  | Non-lead
038240 | LOT 105 94825 OVERSEAS HWY |  | Polytube | Yes |  | 2023-06-23 |  | PVC | 2018 | Yes |  | 2023-06-23 |  | Non-lead
038241 | LOT 106 94825 OVERSEAS HWY |  | Polytube | Yes |  | 2024-07-24 |  | Copper | 2018 | Yes |  | 2024-07-24 |  | Non-lead
038242 | LOT 107 94825 OVERSEAS HWY |  | Polytube | Yes |  | 2023-08-18 |  | PVC | 2018 | Yes |  | 2023-08-18 |  | Non-lead
038243 | LOT 108 94825 OVERSEAS HWY |  | Unknown, Non-Lead | Yes |  | 2023-01-27 |  | Unknown, Non-Lead | 2018 | Yes |  | 2023-01-27 |  | Non-lead
038244 | LOT 109 94825 OVERSEAS HWY |  | Polytube | Yes |  | 2022-04-27 |  | Polytube | 2018 | Yes |  | 2022-04-27 |  | Non-Lead
038246 | LOT 111 94825 OVERSEAS HWY |  | Unknown, Non-Lead | Yes |  | 2021-07-02 |  | Unknown, Non-Lead | 2018 | Yes |  | 2021-07-02 |  | Non-lead
038247 | LOT 112 94825 OVERSEAS HWY |  | Unknown, Non-Lead | No |  |  |  | Unknown, Non-Lead | 2018 | No |  |  |  | Non-lead
038248 | LOT 113 94825 OVERSEAS HWY |  | Polytube | Yes |  | 2024-05-09 |  | PVC | 2018 | Yes |  | 2024-05-09 |  | Non-lead
038249 | LOT 114 94825 OVERSEAS HWY |  | Polytube | Yes |  | 2022-02-22 |  | Unknown, Non-Lead | 2018 | Yes |  | 2022-02-22 |  | Non-lead
038250 | LOT 115 94825 OVERSEAS HWY |  | Polytube | Yes |  | 2024-04-26 |  | Polytube | 2018 | Yes |  | 2024-04-26 |  | Non-Lead
038252 | LOT 117 94825 OVERSEAS HWY |  | Polytube | Yes |  | 2022-01-27 |  | Unknown, Non-Lead | 2018 | Yes |  | 2022-01-27 |  | Non-lead
038254 | LOT 119 94825 OVERSEAS HWY |  | Polytube | Yes |  | 2022-01-27 |  | Unknown, Non-Lead | 2018 | Yes |  | 2022-01-27 |  | Non-lead
038255 | LOT 120 94825 OVERSEAS HWY |  | Polytube | Yes |  | 2022-01-27 |  | Unknown, Non-Lead | 2018 | Yes |  | 2022-01-27 |  | Non-lead
038256 | LOT 121 94825 OVERSEAS HWY |  | Unknown, Non-Lead | Yes |  | 2022-03-30 |  | Unknown, Non-Lead | 2018 | Yes |  | 2022-03-30 |  | Non-lead
038257 | LOT 122 94825 OVERSEAS HWY |  | Polytube | Yes |  | 2022-01-27 |  | Unknown, Non-Lead | 2018 | Yes |  | 2022-01-27 |  | Non-lead
038258 | LOT 123 94825 OVERSEAS HWY |  | Polytube | Yes |  | 2022-05-25 |  | Polytube | 2018 | Yes |  | 2022-05-25 |  | Non-Lead
038259 | LOT 124 94825 OVERSEAS HWY |  | Polytube | Yes |  | 2022-01-27 |  | Unknown, Non-Lead | 2018 | Yes |  | 2022-01-27 |  | Non-lead
038260 | LOT 125 94825 OVERSEAS HWY |  | Polytube | Yes |  | 2022-01-27 |  | Unknown, Non-Lead | 2018 | Yes |  | 2022-01-27 |  | Non-lead
038261 | LOT 126 94825 OVERSEAS HWY |  | Unknown, Non-Lead | Yes |  | 2021-10-05 |  | Unknown, Non-Lead | 2018 | Yes |  | 2021-10-05 |  | Non-lead
038262 | LOT 127 94825 OVERSEAS HWY |  | Unknown, Non-Lead | Yes |  | 2020-11-23 |  | Unknown, Non-Lead | 2018 | Yes |  | 2020-11-23 |  | Non-lead
038263 | LOT 128 94825 OVERSEAS HWY |  | Unknown, Non-Lead | Yes |  | 2020-11-30 |  | Unknown, Non-Lead | 2018 | Yes |  | 2020-11-30 |  | Non-lead
038264 | LOT 129 94825 OVERSEAS HWY |  | Unknown, Non-Lead | No |  |  |  | Unknown, Non-Lead | 2018 | No |  |  |  | Non-lead
038265 | LOT 130 94825 OVERSEAS HWY |  | Unknown, Non-Lead | Yes |  | 2019-04-25 |  | Unknown, Non-Lead | 2018 | Yes |  | 2019-04-25 |  | Non-lead
038266 | LOT 131 94825 OVERSEAS HWY |  | Unknown, Non-Lead | No |  |  |  | Unknown, Non-Lead | 2018 | No |  |  |  | Non-lead
038267 | LOT 132 94825 OVERSEAS HWY |  | Polytube | Yes |  | 2024-02-16 |  | Polytube | 2018 | Yes |  | 2024-02-16 |  | Non-Lead
038268 | 133 94825 OVERSEAS Hwy |  | Polytube | Yes |  | 2022-01-27 |  | Polytube | 2018 | Yes |  | 2022-01-27 |  | Non-Lead
038269 | LOT 134 94825 OVERSEAS HWY |  | Polytube | Yes |  | 2022-01-27 |  | Unknown, Non-Lead | 2018 | Yes |  | 2022-01-27 |  | Non-lead
038270 | LOT 135 94825 OVERSEAS HWY |  | Polytube | Yes |  | 2022-01-27 |  | Unknown, Non-Lead | 2018 | Yes |  | 2022-01-27 |  | Non-lead
038271 | LOT 136 94825 OVERSEAS HWY |  | Polytube | Yes |  | 2022-03-30 |  | Unknown, Non-Lead | 2018 | Yes |  | 2022-03-30 |  | Non-lead
038272 | LOT 137 94825 OVERSEAS HWY |  | Polytube | Yes |  | 2022-01-27 |  | Unknown, Non-Lead | 2018 | Yes |  | 2022-01-27 |  | Non-lead
038273 | LOT 138 94825 OVERSEAS HWY |  | Unknown, Non-Lead | No |  |  |  | Unknown, Non-Lead | 2018 | No |  |  |  | Non-lead
038274 | LOT 139 94825 OVERSEAS HWY |  | Unknown, Non-Lead | Yes |  | 2022-01-27 |  | Unknown, Non-Lead | 2018 | Yes |  | 2022-01-27 |  | Non-lead
038275 | LOT 140 94825 OVERSEAS HWY |  | Unknown, Non-Lead | Yes |  | 2021-04-13 |  | Unknown, Non-Lead | 2018 | Yes |  | 2021-04-13 |  | Non-lead
038276 | LOT 141 94825 OVERSEAS HWY |  | Unknown, Non-Lead | Yes |  | 2023-02-28 |  | Unknown, Non-Lead | 2018 | Yes |  | 2023-02-28 |  | Non-lead
038277 | LOT 142 94825 OVERSEAS HWY |  | Unknown, Non-Lead | Yes |  | 2022-01-27 |  | Unknown, Non-Lead | 2018 | Yes |  | 2022-01-27 |  | Non-lead
038278 | LOT 143 94825 OVERSEAS HWY |  | Unknown, Non-Lead | No |  |  |  | Unknown, Non-Lead | 2018 | No |  |  |  | Non-lead
038279 | LOT 144 94825 OVERSEAS HWY |  | Unknown, Non-Lead | Yes |  | 2022-04-29 |  | PVC | 2018 | Yes |  | 2022-04-29 |  | Non-lead
038280 | LOT 145 94825 OVERSEAS HWY |  | Unknown, Non-Lead | Yes |  | 2022-04-29 |  | Unknown, Non-Lead | 2018 | Yes |  | 2022-04-29 |  | Non-lead
038281 | LOT 146 94825 OVERSEAS HWY |  | Unknown, Non-Lead | Yes |  | 2022-01-27 |  | Unknown, Non-Lead | 2018 | Yes |  | 2022-01-27 |  | Non-lead
038282 | LOT 147 94825 OVERSEAS HWY |  | Unknown, Non-Lead | Yes |  | 2019-07-29 |  | Unknown, Non-Lead | 2018 | Yes |  | 2019-07-29 |  | Non-lead
038283 | LOT 148 94825 OVERSEAS HWY |  | Polytube | Yes |  | 2024-02-29 |  | Unknown, Non-Lead | 2018 | Yes |  | 2024-02-29 |  | Non-lead
038284 | LOT 149 94825 OVERSEAS HWY |  | Unknown, Non-Lead | Yes |  | 2022-01-27 |  | Unknown, Non-Lead | 2018 | Yes |  | 2022-01-27 |  | Non-lead
038285 | LOT 150 94825 OVERSEAS HWY |  | Unknown, Non-Lead | Yes |  | 2024-02-22 |  | Unknown, Non-Lead | 2018 | Yes |  | 2024-02-22 |  | Non-lead
038286 | LOT 151 94825 OVERSEAS HWY |  | Unknown, Non-Lead | Yes |  | 2024-02-29 |  | Unknown, Non-Lead | 2018 | Yes |  | 2024-02-29 |  | Non-lead
038287 | LOT 152 94825 OVERSEAS HWY |  | Unknown, Non-Lead | Yes |  | 2022-01-27 |  | Unknown, Non-Lead | 2018 | Yes |  | 2022-01-27 |  | Non-lead
038288 | LOT 153 94825 OVERSEAS HWY |  | Unknown, Non-Lead | No |  |  |  | Unknown, Non-Lead | 2018 | No |  |  |  | Non-lead
038289 | LOT 154 94825 OVERSEAS HWY |  | Unknown, Non-Lead | Yes |  | 2018-04-27 |  | Unknown, Non-Lead | 2018 | Yes |  | 2018-04-27 |  | Non-lead
038290 | LOT 155 94825 OVERSEAS HWY |  | Unknown, Non-Lead | Yes |  | 2022-04-27 |  | Unknown, Non-Lead | 2018 | Yes |  | 2022-04-27 |  | Non-lead
038291 | 156 94825 OVERSEAS Hwy |  | Unknown, Non-Lead | Yes |  | 2022-01-27 |  | Unknown, Non-Lead | 2018 | Yes |  | 2022-01-27 |  | Non-lead
038292 | LOT 157 94825 OVERSEAS HWY |  | Polytube | Yes |  | 2022-06-29 |  | Polytube | 2018 | Yes |  | 2022-06-29 |  | Non-Lead
038293 | 158 94825 OVERSEAS Hwy |  | Unknown, Non-Lead | Yes |  | 2021-07-28 |  | Unknown, Non-Lead | 2018 | Yes |  | 2021-07-28 |  | Non-lead
038295 | LOT 160 94825 OVERSEAS HWY |  | Polytube | Yes |  | 2024-02-29 |  | Unknown, Non-Lead | 2018 | Yes |  | 2024-02-29 |  | Non-lead
038296 | LOT 161 94825 OVERSEAS HWY |  | Polytube | Yes |  | 2024-02-29 |  | Unknown, Non-Lead | 2018 | Yes |  | 2024-02-29 |  | Non-lead
038297 | 162 94825 OVERSEAS Hwy |  | Unknown, Non-Lead | Yes |  | 2021-09-29 |  | Unknown, Non-Lead | 2018 | Yes |  | 2021-09-29 |  | Non-lead
038298 | LOT 163 94825 OVERSEAS HWY |  | Polytube | Yes |  | 2022-06-29 |  | Polytube | 2018 | Yes |  | 2022-06-29 |  | Non-Lead
038299 | LOT 164 94825 OVERSEAS HWY |  | Unknown, Non-Lead | Yes |  | 2022-01-27 |  | Unknown, Non-Lead | 2018 | Yes |  | 2022-01-27 |  | Non-lead
038300 | LOT 165 94825 OVERSEAS HWY |  | Unknown, Non-Lead | Yes |  | 2020-02-03 |  | Unknown, Non-Lead | 2018 | Yes |  | 2020-02-03 |  | Non-lead
038301 | LOT 166 94825 OVERSEAS HWY |  | Unknown, Non-Lead | Yes |  | 2022-07-27 |  | Unknown, Non-Lead | 2018 | Yes |  | 2022-07-27 |  | Non-lead
038302 | LOT 167 94825 OVERSEAS HWY |  | Unknown, Non-Lead | Yes |  | 2021-11-30 |  | Unknown, Non-Lead | 2018 | Yes |  | 2021-11-30 |  | Non-lead
038303 | LOT 168 94825 OVERSEAS HWY |  | Unknown, Non-Lead | Yes |  | 2022-12-09 |  | PVC | 2018 | Yes |  | 2022-12-09 |  | Non-lead
038304 | LOT 169 94825 OVERSEAS HWY |  | Unknown, Non-Lead | Yes |  | 2020-09-10 |  | Unknown, Non-Lead | 2018 | Yes |  | 2020-09-10 |  | Non-lead
038305 | LOT 170 94825 OVERSEAS HWY |  | Unknown, Non-Lead | Yes |  | 2022-01-27 |  | Unknown, Non-Lead | 2018 | Yes |  | 2022-01-27 |  | Non-lead
038306 | LOT 171 94825 OVERSEAS HWY |  | Unknown, Non-Lead | Yes |  | 2024-02-29 |  | Unknown, Non-Lead | 2018 | Yes |  | 2024-02-29 |  | Non-lead
038307 | LOT 172 94825 OVERSEAS HWY |  | Unknown, Non-Lead | Yes |  | 2021-02-03 |  | Unknown, Non-Lead | 2018 | Yes |  | 2021-02-03 |  | Non-lead
038308 | LOT 173 94825 OVERSEAS HWY |  | Unknown, Non-Lead | Yes |  | 2020-10-28 |  | Unknown, Non-Lead | 2018 | Yes |  | 2020-10-28 |  | Non-lead
038309 | LOT 174 94825 OVERSEAS HWY |  | Unknown, Non-Lead | Yes |  | 2020-11-30 |  | Unknown, Non-Lead | 2018 | Yes |  | 2020-11-30 |  | Non-lead
038310 | LOT 175 94825 OVERSEAS HWY |  | Unknown, Non-Lead | Yes |  | 2019-11-19 |  | PVC | 2018 | Yes |  | 2019-11-19 |  | Non-lead
038311 | LOT 176 94825 OVERSEAS HWY |  | Unknown, Non-Lead | Yes |  | 2020-11-30 |  | Unknown, Non-Lead | 2018 | Yes |  | 2020-11-30 |  | Non-lead
038312 | LOT 177 94825 OVERSEAS HWY |  | Unknown, Non-Lead | Yes |  | 2019-12-27 |  | Unknown, Non-Lead | 2018 | Yes |  | 2019-12-27 |  | Non-lead
038313 | LOT 178 94825 OVERSEAS HWY |  | Unknown, Non-Lead | Yes |  | 2019-06-24 |  | Polytube | 2018 | Yes |  | 2019-06-24 |  | Non-lead
038314 | LOT 179 94825 OVERSEAS HWY |  | Unknown, Non-Lead | Yes |  | 2020-01-08 |  | PVC | 2018 | Yes |  | 2020-01-08 |  | Non-lead
038315 | LOT 180 94825 OVERSEAS HWY |  | Unknown, Non-Lead | Yes |  | 2024-09-24 |  | Unknown, Non-Lead | 2018 | Yes |  | 2024-09-24 |  | Non-lead
038316 | APT 225 800 EMMA ST |  | Unknown, Non-Lead | Yes |  | 2021-10-08 |  | Unknown, Non-Lead | 1991 | Yes |  | 2021-10-08 |  | Non-lead
038317 | LOT 182 94825 OVERSEAS HWY |  | Unknown, Non-Lead | Yes |  | 2019-04-25 |  | PVC | 2018 | Yes |  | 2019-04-25 |  | Non-lead
038318 | LOT 183 94825 OVERSEAS HWY |  | Unknown, Non-Lead | Yes |  | 2024-02-29 |  | Unknown, Non-Lead | 2018 | Yes |  | 2024-02-29 |  | Non-lead
038319 | LOT 184 94825 OVERSEAS HWY |  | Unknown, Non-Lead | Yes |  | 2018-09-07 |  | Unknown, Non-Lead | 2018 | Yes |  | 2018-09-07 |  | Non-lead
038320 | LOT 185 94825 OVERSEAS HWY |  | Unknown, Non-Lead | Yes |  | 2020-12-03 |  | Unknown, Non-Lead | 2018 | Yes |  | 2020-12-03 |  | Non-lead
038321 | LOT 186 94825 OVERSEAS HWY |  | Polytube | Yes |  | 2023-07-06 |  | PVC | 2018 | Yes |  | 2023-07-06 |  | Non-lead
038322 | LOT 187 94825 OVERSEAS HWY |  | Unknown, Non-Lead | Yes |  | 2021-07-27 |  | Unknown, Non-Lead | 2018 | Yes |  | 2021-07-27 |  | Non-lead
038323 | LOT 188 94825 OVERSEAS HWY |  | Unknown, Non-Lead | Yes |  | 2024-02-29 |  | Unknown, Non-Lead | 2018 | Yes |  | 2024-02-29 |  | Non-lead
038324 | LOT 189 94825 OVERSEAS HWY |  | Unknown, Non-Lead | Yes |  | 2024-02-28 |  | Unknown, Non-Lead | 2018 | Yes |  | 2024-02-28 |  | Non-lead
038325 | LOT 190 94825 OVERSEAS HWY |  | Polytube | Yes |  | 2022-05-24 |  | PVC | 2018 | Yes |  | 2022-05-24 |  | Non-lead
038326 | LOT 191 94825 OVERSEAS HWY |  | Unknown, Non-Lead | Yes |  | 2024-02-28 |  | Unknown, Non-Lead | 2018 | Yes |  | 2024-02-28 |  | Non-lead
038327 | LOT 192 94825 OVERSEAS HWY |  | Unknown, Non-Lead | Yes |  | 2020-12-03 |  | Unknown, Non-Lead | 2018 | Yes |  | 2020-12-03 |  | Non-lead
038328 | LOT 193 94825 OVERSEAS HWY |  | Unknown, Non-Lead | Yes |  | 2022-01-27 |  | Unknown, Non-Lead | 2018 | Yes |  | 2022-01-27 |  | Non-lead
038329 | LOT 194 94825 OVERSEAS HWY |  | Polytube | Yes |  | 2023-07-20 |  | Unknown, Non-Lead | 2018 | Yes |  | 2023-07-20 |  | Non-lead
038330 | LOT 195 94825 OVERSEAS HWY |  | Polytube | Yes |  | 2023-07-20 |  | Unknown, Non-Lead | 2018 | Yes |  | 2023-07-20 |  | Non-lead
038331 | LOT 196 94825 OVERSEAS HWY |  | Unknown, Non-Lead | Yes |  | 2024-02-29 |  | Unknown, Non-Lead | 2018 | Yes |  | 2024-02-29 |  | Non-lead
038332 | LOT 197 94825 OVERSEAS HWY |  | Unknown, Non-Lead | No |  |  |  | Unknown, Non-Lead | 2018 | No |  |  |  | Non-lead
038334 | LOT 199 94825 OVERSEAS HWY |  | Unknown, Non-Lead | Yes |  | 2018-03-09 |  | Unknown, Non-Lead | 2018 | Yes |  | 2018-03-09 |  | Non-lead
038335 | LOT 200 94825 OVERSEAS HWY |  | Unknown, Non-Lead | Yes |  | 2022-02-04 |  | Unknown, Non-Lead | 2018 | Yes |  | 2022-02-04 |  | Non-lead
038336 | LOT 201 94825 OVERSEAS HWY |  | Unknown, Non-Lead | Yes |  | 2024-02-29 |  | Unknown, Non-Lead | 2018 | Yes |  | 2024-02-29 |  | Non-lead
038337 | LOT 202 94825 OVERSEAS HWY |  | Unknown, Non-Lead | Yes |  | 2019-05-29 |  | Unknown, Non-Lead | 2018 | Yes |  | 2019-05-29 |  | Non-lead
038338 | LOT 203 94825 OVERSEAS HWY |  | Unknown, Non-Lead | Yes |  | 2018-03-28 |  | PVC | 2018 | Yes |  | 2018-03-28 |  | Non-lead
038339 | LOT 204 94825 OVERSEAS HWY |  | Unknown, Non-Lead | No |  |  |  | Unknown, Non-Lead | 2018 | No |  |  |  | Non-lead
038340 | LOT 205 94825 OVERSEAS HWY |  | Polytube | Yes |  | 2023-04-05 |  | Polytube | 2018 | Yes |  | 2023-04-05 |  | Non-Lead
038341 | LOT 206 94825 OVERSEAS HWY |  | Unknown, Non-Lead | Yes |  | 2020-12-10 |  | Unknown, Non-Lead | 2018 | Yes |  | 2020-12-10 |  | Non-lead
038342 | LOT 207 94825 OVERSEAS HWY |  | Unknown, Non-Lead | Yes |  | 2024-02-28 |  | Unknown, Non-Lead | 2018 | Yes |  | 2024-02-28 |  | Non-lead
038343 | LOT 208 94825 OVERSEAS HWY |  | Unknown, Non-Lead | Yes |  | 2018-07-13 |  | Unknown, Non-Lead | 2018 | Yes |  | 2018-07-13 |  | Non-lead
038344 | LOT 209 94825 OVERSEAS HWY |  | Polytube | Yes |  | 2023-07-20 |  | Unknown, Non-Lead | 2018 | Yes |  | 2023-07-20 |  | Non-lead
038345 | LOT 210 94825 OVERSEAS HWY |  | Polytube | Yes |  | 2022-07-29 |  | PVC | 2018 | Yes |  | 2022-07-29 |  | Non-lead
038346 | LOT 211 94825 OVERSEAS HWY |  | Unknown, Non-Lead | Yes |  | 2020-10-28 |  | Unknown, Non-Lead | 2018 | Yes |  | 2020-10-28 |  | Non-lead
038347 | LOT 212 94825 OVERSEAS HWY |  | Unknown, Non-Lead | No |  |  |  | Unknown, Non-Lead | 2018 | No |  |  |  | Non-lead
038348 | LOT 213 94825 OVERSEAS HWY |  | Polytube | Yes |  | 2023-08-28 |  | PVC | 2018 | Yes |  | 2023-08-28 |  | Non-lead
038349 | LOT 214 94825 OVERSEAS HWY |  | Unknown, Non-Lead | Yes |  | 2024-02-29 |  | Unknown, Non-Lead | 2018 | Yes |  | 2024-02-29 |  | Non-lead
038350 | LOT 215 94825 OVERSEAS HWY |  | Unknown, Non-Lead | Yes |  | 2018-08-10 |  | Unknown, Non-Lead | 2018 | Yes |  | 2018-08-10 |  | Non-lead
038351 | LOT 216 94825 OVERSEAS HWY |  | Unknown, Non-Lead | Yes |  | 2022-03-30 |  | Unknown, Non-Lead | 2018 | Yes |  | 2022-03-30 |  | Non-lead
038352 | 217 94825 OVERSEAS Hwy |  | Polytube | Yes |  | 2023-08-30 |  | Polytube | 2018 | Yes |  | 2023-08-30 |  | Non-Lead
038353 | 218 94825 OVERSEAS Hwy |  | Unknown, Non-Lead | Yes |  | 2021-05-24 |  | Unknown, Non-Lead | 2018 | Yes |  | 2021-05-24 |  | Non-lead
038354 | LOT 219 94825 OVERSEAS HWY |  | Unknown, Non-Lead | Yes |  | 2024-02-28 |  | Unknown, Non-Lead | 2018 | Yes |  | 2024-02-28 |  | Non-lead
038355 | LOT 220 94825 OVERSEAS HWY |  | Polytube | Yes |  | 2024-02-28 |  | Unknown, Non-Lead | 2018 | Yes |  | 2024-02-28 |  | Non-lead
038356 | LOT 221 94825 OVERSEAS HWY |  | Unknown, Non-Lead | Yes |  | 2024-02-29 |  | Unknown, Non-Lead | 2018 | Yes |  | 2024-02-29 |  | Non-lead
038357 | LOT 222 94825 OVERSEAS HWY |  | Unknown, Non-Lead | Yes |  | 2022-04-29 |  | Unknown, Non-Lead | 2018 | Yes |  | 2022-04-29 |  | Non-lead
038358 | LOT 223 94825 OVERSEAS HWY |  | Unknown, Non-Lead | Yes |  | 2020-01-08 |  | Unknown, Non-Lead | 2018 | Yes |  | 2020-01-08 |  | Non-lead
038360 | 225 94825 OVERSEAS Hwy |  | Unknown, Non-Lead | Yes |  | 2021-11-22 |  | Unknown, Non-Lead | 2018 | Yes |  | 2021-11-22 |  | Non-lead
038361 | LOT 226 94825 OVERSEAS HWY |  | Polytube | Yes |  | 2022-05-24 |  | Copper | 2018 | Yes |  | 2022-05-24 |  | Non-lead
038362 | LOT 227 94825 OVERSEAS HWY |  | Polytube | Yes |  | 2020-11-02 |  | Unknown, Non-Lead | 2018 | Yes |  | 2020-11-02 |  | Non-lead
038363 | LOT 228 94825 OVERSEAS HWY |  | Polytube | Yes |  | 2022-06-10 |  | PVC | 2018 | Yes |  | 2022-06-10 |  | Non-lead
038364 | LOT 229 94825 OVERSEAS HWY |  | Polytube | Yes |  | 2022-05-26 |  | PVC | 2018 | Yes |  | 2022-05-26 |  | Non-lead
038365 | LOT 230 94825 OVERSEAS HWY |  | Polytube | Yes |  | 2023-01-09 |  | Polytube | 2018 | Yes |  | 2023-01-09 |  | Non-Lead
038366 | LOT 231 94825 OVERSEAS HWY |  | Unknown, Non-Lead | Yes |  | 2021-09-29 |  | Unknown, Non-Lead | 2018 | Yes |  | 2021-09-29 |  | Non-lead
038367 | LOT 232 94825 OVERSEAS HWY |  | Unknown, Non-Lead | Yes |  | 2020-03-06 |  | PVC | 2018 | Yes |  | 2020-03-06 |  | Non-lead
038369 | LOT 234 94825 OVERSEAS HWY |  | Unknown, Non-Lead | No |  |  |  | Unknown, Non-Lead | 2018 | No |  |  |  | Non-lead
038370 | LOT 235 94825 OVERSEAS HWY |  | Unknown, Non-Lead | Yes |  | 2021-11-10 |  | Unknown, Non-Lead | 2018 | Yes |  | 2021-11-10 |  | Non-lead
038371 | 236 94825 OVERSEAS Hwy |  | Polytube | Yes |  | 2024-01-25 |  | PVC | 2018 | Yes |  | 2024-01-25 |  | Non-lead
038372 | LOT 237 94825 OVERSEAS HWY |  | Unknown, Non-Lead | Yes |  | 2024-05-30 |  | Unknown, Non-Lead | 2018 | Yes |  | 2024-05-30 |  | Non-lead
038373 | LOT 238 94825 OVERSEAS HWY |  | Unknown, Non-Lead | Yes |  | 2023-01-09 |  | Unknown, Non-Lead | 2018 | Yes |  | 2023-01-09 |  | Non-lead
038374 | LOT 239 94825 OVERSEAS HWY |  | Unknown, Non-Lead | Yes |  | 2024-02-28 |  | Unknown, Non-Lead | 2018 | Yes |  | 2024-02-28 |  | Non-lead
038375 | LOT 240 94825 OVERSEAS HWY |  | Polytube | Yes |  | 2024-02-28 |  | Unknown, Non-Lead | 2018 | Yes |  | 2024-02-28 |  | Non-lead
038376 | LOT 241 94825 OVERSEAS HWY |  | Polytube | Yes |  | 2023-07-20 |  | Unknown, Non-Lead | 2018 | Yes |  | 2023-07-20 |  | Non-lead
038377 | LOT 242 94825 OVERSEAS HWY |  | Polytube | Yes |  | 2022-07-27 |  | Polytube | 2018 | Yes |  | 2022-07-27 |  | Non-Lead
038378 | APT 226 800 EMMA ST |  | Unknown, Non-Lead | Yes |  | 2019-01-08 |  | PVC | 1991 | Yes |  | 2019-01-08 |  | Non-lead
038379 | LOT 244 94825 OVERSEAS HWY |  | Unknown, Non-Lead | No |  |  |  | Unknown, Non-Lead | 2018 | No |  |  |  | Non-lead
038380 | LOT 245 94825 OVERSEAS HWY |  | Unknown, Non-Lead | Yes |  | 2021-03-26 |  | Unknown, Non-Lead | 2018 | Yes |  | 2021-03-26 |  | Non-lead
038381 | LOT 246 94825 OVERSEAS HWY |  | Unknown, Non-Lead | Yes |  | 2022-01-27 |  | Unknown, Non-Lead | 2018 | Yes |  | 2022-01-27 |  | Non-lead
038382 | LOT 247 94825 OVERSEAS HWY |  | Polytube | Yes |  | 2022-06-21 |  | PVC | 2018 | Yes |  | 2022-06-21 |  | Non-lead
038383 | LOT 248 94825 OVERSEAS HWY |  | Unknown, Non-Lead | Yes |  | 2021-08-03 |  | Unknown, Non-Lead | 2018 | Yes |  | 2021-08-03 |  | Non-lead
038384 | LOT 249 94825 OVERSEAS HWY |  | Unknown, Non-Lead | No |  |  |  | Unknown, Non-Lead | 2018 | No |  |  |  | Non-lead
038385 | LOT 250 94825 OVERSEAS HWY |  | Unknown, Non-Lead | Yes |  | 2021-11-30 |  | Unknown, Non-Lead | 2018 | Yes |  | 2021-11-30 |  | Non-lead
038386 | LOT 251 94825 OVERSEAS HWY |  | Polytube | Yes |  | 2023-07-20 |  | Polytube | 2018 | Yes |  | 2023-07-20 |  | Non-Lead
038387 | LOT 252 94825 OVERSEAS HWY |  | Unknown, Non-Lead | No |  |  |  | Unknown, Non-Lead | 2018 | No |  |  |  | Non-lead
038388 | LOT 253 94825 OVERSEAS HWY |  | Unknown, Non-Lead | Yes |  | 2023-05-31 |  | Unknown, Non-Lead | 2018 | Yes |  | 2023-05-31 |  | Non-lead
038389 | LOT 254 94825 OVERSEAS HWY |  | Unknown, Non-Lead | Yes |  | 2020-04-06 |  | Unknown, Non-Lead | 2018 | Yes |  | 2020-04-06 |  | Non-lead
038390 | LOT 255 94825 OVERSEAS HWY |  | Unknown, Non-Lead | Yes |  | 2020-12-31 |  | Copper | 2018 | Yes |  | 2020-12-31 |  | Non-lead
038391 | LOT 256 94825 OVERSEAS HWY |  | Unknown, Non-Lead | Yes |  | 2021-09-08 |  | Unknown, Non-Lead | 2018 | Yes |  | 2021-09-08 |  | Non-lead
038393 | LOT 258 94825 OVERSEAS HWY |  | Unknown, Non-Lead | Yes |  | 2023-01-26 |  | PVC | 2018 | Yes |  | 2023-01-26 |  | Non-lead
038394 | 259 94825 OVERSEAS Hwy |  | Unknown, Non-Lead | Yes |  | 2024-02-28 |  | Unknown, Non-Lead | 2018 | Yes |  | 2024-02-28 |  | Non-lead
038395 | 260 94825 OVERSEAS Hwy |  | Unknown, Non-Lead | Yes |  | 2024-02-29 |  | Unknown, Non-Lead | 2018 | Yes |  | 2024-02-29 |  | Non-lead
038396 | LOT 261 94825 OVERSEAS HWY |  | Unknown, Non-Lead | Yes |  | 2021-08-05 |  | Unknown, Non-Lead | 2018 | Yes |  | 2021-08-05 |  | Non-lead
038398 | LOT 263 94825 OVERSEAS HWY |  | Unknown, Non-Lead | Yes |  | 2020-03-24 |  | PVC | 2018 | Yes |  | 2020-03-24 |  | Non-lead
038399 | LOT 264 94825 OVERSEAS HWY |  | Unknown, Non-Lead | Yes |  | 2021-08-09 |  | PVC | 2018 | Yes |  | 2021-08-09 |  | Non-lead
038400 | LOT 265 94825 OVERSEAS HWY |  | Polytube | Yes |  | 2021-11-30 |  | Unknown, Non-Lead | 2018 | Yes |  | 2021-11-30 |  | Non-lead
038401 | LOT 266 94825 OVERSEAS HWY |  | Unknown, Non-Lead | Yes |  | 2018-04-26 |  | Unknown, Non-Lead | 2018 | Yes |  | 2018-04-26 |  | Non-lead
038402 | LOT 267 94825 OVERSEAS HWY |  | Unknown, Non-Lead | Yes |  | 2023-05-31 |  | Unknown, Non-Lead | 2018 | Yes |  | 2023-05-31 |  | Non-lead
038403 | LOT 268 94825 OVERSEAS HWY |  | Unknown, Non-Lead | Yes |  | 2018-07-26 |  | Unknown, Non-Lead | 2018 | Yes |  | 2018-07-26 |  | Non-lead
038404 | LOT 269 94825 OVERSEAS HWY |  | Polytube | Yes |  | 2023-07-20 |  | Unknown, Non-Lead | 2018 | Yes |  | 2023-07-20 |  | Non-lead
038405 | LOT 270 94825 OVERSEAS HWY |  | Unknown, Non-Lead | No |  |  |  | Unknown, Non-Lead | 2018 | No |  |  |  | Non-lead
038406 | LOT 271 94825 OVERSEAS HWY |  | Unknown, Non-Lead | Yes |  | 2024-02-29 |  | PVC | 2018 | Yes |  | 2024-02-29 |  | Non-lead
038407 | LOT 272 94825 OVERSEAS HWY |  | Unknown, Non-Lead | Yes |  | 2024-02-29 |  | Unknown, Non-Lead | 2018 | Yes |  | 2024-02-29 |  | Non-lead
038408 | LOT 273 94825 OVERSEAS HWY |  | Unknown, Non-Lead | No |  |  |  | Unknown, Non-Lead | 2018 | No |  |  |  | Non-lead
038409 | LOT 274 94825 OVERSEAS HWY |  | Polytube | Yes |  | 2024-04-03 |  | Unknown, Non-Lead | 2018 | Yes |  | 2024-04-03 |  | Non-lead
038410 | LOT 275 94825 OVERSEAS HWY |  | Unknown, Non-Lead | No |  |  |  | Unknown, Non-Lead | 2018 | No |  |  |  | Non-lead
038411 | LOT 276 94825 OVERSEAS HWY |  | Unknown, Non-Lead | Yes |  | 2021-10-05 |  | Unknown, Non-Lead | 2018 | Yes |  | 2021-10-05 |  | Non-lead
038412 | LOT 277 94825 OVERSEAS HWY |  | Unknown, Non-Lead | No |  |  |  | Unknown, Non-Lead | 2018 | No |  |  |  | Non-lead
038413 | LOT 278 94825 OVERSEAS HWY |  | Polytube | Yes |  | 2024-07-02 |  | PVC | 2018 | Yes |  | 2024-07-02 |  | Non-lead
038414 | LOT 279 94825 OVERSEAS HWY |  | Polytube | Yes |  | 2024-02-28 |  | Polytube | 2018 | Yes |  | 2024-02-28 |  | Non-Lead
038415 | LOT 280 94825 OVERSEAS HWY |  | Polytube | Yes |  | 2024-04-03 |  | Unknown, Non-Lead | 2018 | Yes |  | 2024-04-03 |  | Non-lead
038416 | LOT 281 94825 OVERSEAS HWY |  | Unknown, Non-Lead | Yes |  | 2023-08-28 |  | Unknown, Non-Lead | 2018 | Yes |  | 2023-08-28 |  | Non-lead
038417 | LOT 282 94825 OVERSEAS HWY |  | Unknown, Non-Lead | Yes |  | 2024-05-08 |  | Unknown, Non-Lead | 2018 | Yes |  | 2024-05-08 |  | Non-lead
038418 | LOT 283 94825 OVERSEAS HWY |  | Polytube | Yes |  | 2024-02-28 |  | Polytube | 2018 | Yes |  | 2024-02-28 |  | Non-Lead
038419 | LOT 284 94825 OVERSEAS HWY |  | Unknown, Non-Lead | Yes |  | 2020-10-30 |  | Unknown, Non-Lead | 2018 | Yes |  | 2020-10-30 |  | Non-lead
038420 | APT 311 800 EMMA ST |  | Unknown, Non-Lead | No |  |  |  | Unknown, Non-Lead | 1991 | No |  |  |  | Non-lead
038421 | CAFE 94825 OVERSEAS HWY |  | Unknown, Non-Lead | No |  |  |  | Unknown, Non-Lead | 2018 | No |  |  |  | Non-lead
038422 | APT 312 800 EMMA ST |  | Unknown, Non-Lead | No |  |  |  | Unknown, Non-Lead | 1991 | No |  |  |  | Non-lead
038423 | APT 315 800 EMMA ST |  | Unknown, Non-Lead | Yes |  | 2021-12-13 |  | Unknown, Non-Lead | 1991 | Yes |  | 2021-12-13 |  | Non-lead
038424 | APT 314 800 EMMA ST |  | Unknown, Non-Lead | Yes |  | 2020-03-11 |  | Unknown, Non-Lead | 1991 | Yes |  | 2020-03-11 |  | Non-lead
038425 | APT 313 800 EMMA ST |  | Unknown, Non-Lead | No |  |  |  | Unknown, Non-Lead | 1991 | No |  |  |  | Non-lead
038426 | 15 117 COCO PLUM BCH DR |  | Polytube | Yes |  | 2023-11-06 |  | PVC | 1987 | Yes |  | 2023-11-06 |  | Non-lead
038427 | UNIT 16 117 COCO PLUM BCH DR |  | Polytube | Yes |  | 2022-10-22 |  | PVC | 1987 | Yes |  | 2022-10-22 |  | Non-lead
038428 | 491 3RD STREET |  | Polytube | Yes |  | 2024-03-05 |  | PVC | 1989 | Yes |  | 2024-03-05 |  | Non-lead
038429 | 481 3RD ST |  | Unknown, Non-Lead | Yes |  | 2024-03-05 |  | Unknown, Non-Lead | 1988 | Yes |  | 2024-03-05 |  | Non-lead
038430 | 110 S BAHAMA DR |  | Polytube | Yes |  | 2023-11-06 |  | PVC | 1972 | Yes |  | 2023-11-06 |  | Non-lead
038432 | APT 316 800 EMMA ST |  | Unknown, Non-Lead | Yes |  | 2020-08-31 |  | Unknown, Non-Lead | 1991 | Yes |  | 2020-08-31 |  | Non-lead
038433 | APT 317 800 EMMA ST |  | Unknown, Non-Lead | No |  |  |  | Unknown, Non-Lead | 1991 | No |  |  |  | Non-lead
038434 | APT 321 800 EMMA ST |  | Unknown, Non-Lead | Yes |  | 2021-10-05 |  | Unknown, Non-Lead | 1991 | Yes |  | 2021-10-05 |  | Non-lead
038435 | APT 322 800 EMMA ST |  | Unknown, Non-Lead | Yes |  | 2022-09-06 |  | Unknown, Non-Lead | 1991 | Yes |  | 2022-09-06 |  | Non-lead
038436 | APT 323 800 EMMA ST |  | Unknown, Non-Lead | No |  |  |  | Unknown, Non-Lead | 1991 | No |  |  |  | Non-lead
038437 | APT 324 800 EMMA ST |  | Unknown, Non-Lead | Yes |  | 2023-07-18 |  | Unknown, Non-Lead | 1991 | Yes |  | 2023-07-18 |  | Non-lead
038438 | APT 325 800 EMMA ST |  | Unknown, Non-Lead | Yes |  | 2024-01-29 |  | Unknown, Non-Lead | 1991 | Yes |  | 2024-01-29 |  | Non-lead
038440 | APT 326 800 EMMA ST |  | Unknown, Non-Lead | Yes |  | 2024-03-08 |  | Unknown, Non-Lead | 1991 | Yes |  | 2024-03-08 |  | Non-lead
038441 | 700 N LAKE DR |  | Unknown, Non-Lead | Yes |  | 2019-12-30 |  | Unknown, Non-Lead | 1989 | Yes |  | 2019-12-30 |  | Non-lead
038442 | 136 GUMBO LIMBO DR |  | Unknown, Non-Lead | No |  |  |  | No Piping | 1986 | No |  |  |  | Non-lead
038443 | 1211 MOCKINGBIRD RD |  | Unknown, Non-Lead | Yes |  | 2021-08-26 |  | Unknown, Non-Lead | 2001 | Yes |  | 2021-08-26 |  | Non-lead
038444 | 98362 WINDWARD AVE |  | Copper | Yes |  | 2023-05-04 |  | Copper | 1981 | Yes |  | 2023-05-04 |  | Non-lead
038445 | 2 MANGROVE LN |  | Copper | Yes |  | 2022-08-25 |  | PVC | 1989 | Yes |  | 2022-08-25 |  | Non-lead
038446 | 1200 MOCKINGBIRD RD |  | Polytube | Yes |  | 2022-07-21 |  | PVC | 1970 | Yes |  | 2022-07-21 |  | Non-lead
038447 | 23052 SNAPPER LANE |  | Polytube | Yes |  | 2024-02-28 |  | PVC | 1989 | Yes |  | 2024-02-28 |  | Non-lead
038448 | 20912 6TH WEST AVE |  | Unknown, Non-Lead | Yes |  | 2021-10-06 |  | Unknown, Non-Lead | 1988 | Yes |  | 2021-10-06 |  | Non-lead
038449 | 3351 FLAGLER AVE |  | Unknown, Non-Lead | No |  |  |  | Unknown, Non-Lead | 1996 | No |  |  |  | Non-lead
038450 | B1L34 290 E CARRIBEAN DR |  | Polytube | Yes |  | 2023-04-24 |  | PVC | 1967 | Yes |  | 2023-04-24 |  | Non-lead
038451 | 137 LA PALOMA RD |  | Unknown, Non-Lead | Yes |  | 2021-02-08 |  | PVC | 1989 | Yes |  | 2021-02-08 |  | Non-lead
038452 | 31 CARDINAL LN |  | Unknown, Non-Lead | Yes |  | 2021-09-10 |  | PVC | 1993 | Yes |  | 2021-09-10 |  | Non-lead
038453 | 104 SEVERINO DR |  | Unknown, Non-Lead | Yes |  | 2023-09-21 |  | PVC | 1990 | Yes |  | 2023-09-21 |  | Non-lead
038454 | CLUBHOUSE 100 SANCTUARY DR |  | Unknown | Yes |  | 2022-03-01 |  | Unknown | 1991 | Yes |  | 2022-03-01 |  | Lead Status Unknown
038455 | BOAT YARD 100 SANCTUARY DR |  | Polytube | Yes |  | 2023-02-03 |  | PVC |  | Yes |  | 2023-02-03 |  | Non-lead
038456 | 115 S INDIES DR |  | Unknown, Non-Lead | Yes |  | 2023-04-13 |  | Unknown, Non-Lead | 1988 | Yes |  | 2023-04-13 |  | Non-lead
038457 | 701 12TH ST |  | Unknown, Non-Lead | Yes |  | 2022-05-05 |  | PVC | 1989 | Yes |  | 2022-05-05 |  | Non-lead
038458 | 10970 3RD GULF AVE |  | Unknown, Non-Lead | Yes |  | 2024-01-18 |  | Unknown, Non-Lead | 1988 | Yes |  | 2024-01-18 |  | Non-lead
038459 | 218 CORSAIR RD |  | Polytube | Yes |  | 2022-10-22 |  | PVC | 1976 | Yes |  | 2022-10-22 |  | Non-lead
038460 | 124 DORSET DR |  | Polytube | Yes |  | 2022-10-22 |  | PVC | 1981 | Yes |  | 2022-10-22 |  | Non-lead
038461 | 27475 ST LUCIE LN |  | Unknown, Non-Lead | Yes |  | 2018-11-26 |  | Unknown, Non-Lead | 1988 | Yes |  | 2018-11-26 |  | Non-lead
038462 | LOT 16 21585 OLD STATE RD |  | Unknown, Non-Lead | Yes |  | 2024-03-26 |  | Unknown, Non-Lead | 2015 | Yes |  | 2024-03-26 |  | Non-lead
038463 | 16740 TAMARIND RD |  | Polytube | Yes |  | 2024-02-27 |  | PVC | 1989 | Yes |  | 2024-02-27 |  | Non-lead
038464 | 164 CUTLASS LANE |  | Unknown, Non-Lead | No |  |  |  | Unknown, Non-Lead | 1989 | No |  |  |  | Non-lead
038465 | 243 APACHE ST |  | Unknown, Non-Lead | Yes |  | 2022-04-27 |  | Unknown, Non-Lead | 1989 | Yes |  | 2022-04-27 |  | Non-lead
038466 | 128 MARINA AVE |  | Unknown, Non-Lead | Yes |  | 2021-08-30 |  | Unknown, Non-Lead | 2017 | Yes |  | 2021-08-30 |  | Non-lead
038468 | 12 S BLACKWATER LN |  | Unknown, Non-Lead | Yes |  | 2020-08-10 |  | PVC | 1988 | Yes |  | 2020-08-10 |  | Non-lead
038469 | 207 JOHNNY RD |  | Unknown, Non-Lead | Yes |  | 2017-06-13 |  | Unknown, Non-Lead | 2007 | Yes |  | 2017-06-13 |  | Non-lead
038470 | 750 PRADO CIR |  | Unknown, Non-Lead | No |  |  |  | Unknown, Non-Lead | 1988 | No |  |  |  | Non-lead
038471 | 3729 GUMBO LIMBO ST |  | Unknown, Non-Lead | Yes |  | 2021-10-08 |  | Unknown, Non-Lead | 1988 | Yes |  | 2021-10-08 |  | Non-lead
038472 | 1625 HARBOR DRIVE |  | Unknown, Non-Lead | No |  |  |  | Unknown, Non-Lead | 1990 | No |  |  |  | Non-lead
038473 | 1615 HARBOR DR |  | Unknown, Non-Lead | No |  |  |  | Unknown, Non-Lead | 1990 | No |  |  |  | Non-lead
038474 | 7950 GULFSTREAM BLVD |  | Unknown, Non-Lead | Yes |  | 2019-08-05 |  | PVC | 1988 | Yes |  | 2019-08-05 |  | Non-lead
038475 | 650 10TH ST |  | Polytube | Yes |  | 2022-10-22 |  | PVC | 1979 | Yes |  | 2022-10-22 |  | Non-lead
038476 | RSIDE 191 8TH ST |  | Polytube | Yes |  | 2022-10-22 |  | PVC | 1967 | Yes |  | 2022-10-22 |  | Non-lead
038477 | 814 WHITEHEAD ST |  | Polytube | Yes |  | 2022-06-10 |  | PVC | 1928 | Yes |  | 2022-06-10 |  | Non-lead
038479 | 845 PIRATES RD |  | Unknown, Non-Lead | Yes |  | 2017-08-16 |  | PVC | 1988 | Yes |  | 2017-08-16 |  | Non-lead
038480 | 3823 GEORGE RD |  | Unknown, Non-Lead | Yes |  | 2017-11-15 |  | Unknown, Non-Lead | 1988 | Yes |  | 2017-11-15 |  | Non-lead
038481 | 29115 ALLAMANDA LN |  | Polytube | Yes |  | 2022-11-30 |  | PVC | 1988 | Yes |  | 2022-11-30 |  | Non-lead
038482 | 410 BALIDO TERR |  | Unknown, Non-Lead | Yes |  | 2020-12-03 |  | Unknown, Non-Lead | 1991 | Yes |  | 2020-12-03 |  | Non-lead
038483 | 2697 SOMBRERO BLVD |  | Unknown, Non-Lead | Yes |  | 2024-07-30 |  | PVC | 1989 | Yes |  | 2024-07-30 |  | Non-lead
038484 | 2349 SOMBRERO BLVD |  | Unknown, Non-Lead | Yes |  | 2021-06-18 |  | Unknown, Non-Lead | 1989 | Yes |  | 2021-06-18 |  | Non-lead
038485 | RSIDE 640 10TH ST |  | Polytube | Yes |  | 2022-09-09 |  | PVC | 1988 | Yes |  | 2022-09-09 |  | Non-lead
038486 | P/L12 73 HIGH POINT RD |  | Unknown, Non-Lead | Yes |  | 2024-04-15 |  | Unknown, Non-Lead | 1988 | Yes |  | 2024-04-15 |  | Non-lead
038487 | 150 LOWE ST |  | Polytube | Yes |  | 2023-01-30 |  | PVC | 1954 | Yes |  | 2023-01-30 |  | Non-lead
038488 | 142 SAN MARCO DR |  | Unknown, Non-Lead | No |  |  |  | Unknown, Non-Lead | 2004 | No |  |  |  | Non-lead
038489 | 194 BISCAYNE BLVD |  | Polytube | Yes |  | 2022-06-30 |  | PVC | 1987 | Yes |  | 2022-06-30 |  | Non-lead
038490 | CT 105 BUENA VISTA |  | Unknown, Non-Lead | No |  |  |  | Unknown, Non-Lead | 1996 | No |  |  |  | Non-lead
038491 | 22660 LAFITTE DR |  | Unknown, Non-Lead | Yes |  | 2019-12-30 |  | Unknown, Non-Lead | 1988 | Yes |  | 2019-12-30 |  | Non-lead
038492 | 413 HARBOUR DR |  | Unknown, Non-Lead | Yes |  | 2022-05-05 |  | Unknown, Non-Lead | 1990 | Yes |  | 2022-05-05 |  | Non-lead
038493 | 29682 FORRESTAL AVE |  | Unknown, Non-Lead | No |  |  |  | Unknown, Non-Lead | 1989 | No |  |  |  | Non-lead
038494 | 3201 PEARL AVE |  | Unknown, Non-Lead | Yes |  | 2020-05-20 |  | Unknown, Non-Lead | 1988 | Yes |  | 2020-05-20 |  | Non-lead
038495 | 3203 PEARL AVE |  | Unknown, Non-Lead | Yes |  | 2023-12-27 |  | Unknown, Non-Lead | 1988 | Yes |  | 2023-12-27 |  | Non-lead
038496 | 3205 PEARL AVE |  | Unknown, Non-Lead | Yes |  | 2020-02-24 |  | Unknown, Non-Lead | 1997 | Yes |  | 2020-02-24 |  | Non-lead
038497 | 3207 PEARL AVE |  | Unknown, Non-Lead | Yes |  | 2022-02-24 |  | Unknown, Non-Lead | 1988 | Yes |  | 2022-02-24 |  | Non-lead
038498 | 3209 PEARL AVE |  | Unknown, Non-Lead | No |  |  |  | Polytube | 1988 | No |  |  |  | Non-lead
038499 | 3211 PEARL AVE |  | Unknown, Non-Lead | Yes |  | 2017-06-21 |  | Polytube | 1989 | Yes |  | 2017-06-21 |  | Non-lead
038500 | 3213 PEARL AVE |  | Unknown, Non-Lead | Yes |  | 2021-11-04 |  | Unknown, Non-Lead | 1989 | Yes |  | 2021-11-04 |  | Non-lead
038501 | 3215 PEARL AVE |  | Unknown, Non-Lead | Yes |  | 2022-07-20 |  | Unknown, Non-Lead | 1989 | Yes |  | 2022-07-20 |  | Non-lead
038502 | 3217 PEARL AVE |  | Unknown, Non-Lead | Yes |  | 2024-02-23 |  | Polytube | 1989 | Yes |  | 2024-02-23 |  | Non-lead
038503 | 3219 PEARL AVE |  | Unknown, Non-Lead | Yes |  | 2024-05-28 |  | Unknown, Non-Lead | 1988 | Yes |  | 2024-05-28 |  | Non-lead
038504 | 3221 PEARL AVE |  | Unknown, Non-Lead | Yes |  | 2021-10-18 |  | Unknown, Non-Lead | 1988 | Yes |  | 2021-10-18 |  | Non-lead
038505 | 3223 PEARL AVE |  | Unknown, Non-Lead | Yes |  | 2018-08-24 |  | PVC | 1988 | Yes |  | 2018-08-24 |  | Non-lead
038506 | 3225 PEARL AVE |  | Unknown, Non-Lead | No |  |  |  | Unknown, Non-Lead | 1988 | No |  |  |  | Non-lead
038507 | 3227 PEARL AVE |  | Polytube | Yes |  | 2023-03-31 |  | PVC | 1988 | Yes |  | 2023-03-31 |  | Non-lead
038508 | 3229 PEARL AVE |  | Unknown, Non-Lead | Yes |  | 2024-08-26 |  | Unknown, Non-Lead | 1988 | Yes |  | 2024-08-26 |  | Non-lead
038509 | 3231 PEARL AVE |  | Polytube | Yes |  | 2019-09-30 |  | PVC | 1988 | Yes |  | 2019-09-30 |  | Non-lead
038510 | 31539 AVE D |  | Unknown, Non-Lead | Yes |  | 2023-08-28 |  | Unknown, Non-Lead | 2006 | Yes |  | 2023-08-28 |  | Non-lead
038511 | 3 S HARBOR DR |  | Unknown, Non-Lead | Yes |  | 2017-12-04 |  | Unknown, Non-Lead | 1989 | Yes |  | 2017-12-04 |  | Non-lead
038512 | 711 BARCELONA RD |  | Unknown, Non-Lead | Yes |  | 2018-07-27 |  | Unknown, Non-Lead | 1988 | Yes |  | 2018-07-27 |  | Non-lead
038513 | 141 N BAY HARBOR DR |  | Unknown, Non-Lead | No |  |  |  | Unknown, Non-Lead | 1988 | No |  |  |  | Non-lead
038514 | 167 MONROE DR |  | Unknown, Non-Lead | Yes |  | 2023-09-29 |  | Unknown, Non-Lead | 1990 | Yes |  | 2023-09-29 |  | Non-lead
038515 | 9 ABACO RD |  | Polytube | Yes |  | 2022-10-03 |  | PVC | 1982 | Yes |  | 2022-10-03 |  | Non-lead
038516 | 305 DUVAL ST |  | Unknown, Non-Lead | Yes |  | 2023-10-17 |  | Unknown, Non-Lead | 1988 | Yes |  | 2023-10-17 |  | Non-lead
038517 | 1421 STATE RD 4A |  | Unknown, Non-Lead | Yes |  | 2022-07-22 |  | Unknown, Non-Lead | 1989 | Yes |  | 2022-07-22 |  | Non-lead
038518 | 362 LEMON AVE |  | Unknown, Non-Lead | Yes |  | 2021-09-03 |  | Unknown, Non-Lead | 1988 | Yes |  | 2021-09-03 |  | Non-lead
038519 | 45 W PLAZA DEL LAGO L |  | Unknown, Non-Lead | Yes |  | 2019-09-18 |  | PVC | 2011 | Yes |  | 2019-09-18 |  | Non-lead
038520 | 697 46TH ST |  | Unknown, Non-Lead | Yes |  | 2023-05-08 |  | PVC | 1988 | Yes |  | 2023-05-08 |  | Non-lead
038521 | 1584 GARDENIA LANE |  | Polytube | Yes |  | 2022-10-24 |  | PVC | 1977 | Yes |  | 2022-10-24 |  | Non-lead
038522 | 468 KATHERINE ST |  | Unknown, Non-Lead | Yes |  | 2019-01-18 |  | PVC | 1989 | Yes |  | 2019-01-18 |  | Non-lead
038523 | 611 BLACKBEARD RD |  | Unknown, Non-Lead | Yes |  | 2018-05-21 |  | PVC | 1988 | Yes |  | 2018-05-21 |  | Non-lead
038524 | 22939 PRIVATEER DR |  | Unknown, Non-Lead | No |  |  |  | Unknown, Non-Lead | 1988 | No |  |  |  | Non-lead
038525 | 920 E CARRIBEAN DR |  | Polytube | Yes |  | 2023-04-24 |  | PVC | 1971 | Yes |  | 2023-04-24 |  | Non-lead
038526 | LOT 13 21585 OLD STATE RD |  | Unknown, Non-Lead | Yes |  | 2024-06-17 |  | Unknown, Non-Lead | 2015 | Yes |  | 2024-06-17 |  | Non-lead
038527 | 3202 EAGLE AVE |  | Polytube | Yes |  | 2024-09-16 |  | PVC | 1988 | Yes |  | 2024-09-16 |  | Non-lead
038528 | 3206 EAGLE AVE |  | Unknown, Non-Lead | Yes |  | 2019-04-03 |  | Unknown, Non-Lead | 1988 | Yes |  | 2019-04-03 |  | Non-lead